Orthopaedics | Trauma - Extramedullary fixation | Plate accessories | Locking screw | Zimmer Inc | 2.7MM LOCKING SCREW 34MM LONG | 00-4828-034-02 | Standalone | DE0005788 | Patients requiring fracture fixation or orthopaedic corrective surgery
Orthopaedics | Trauma - Extramedullary fixation | Plate accessories | Locking screw | Zimmer Inc | 2.7MM LOCKING SCREW 36MM LONG | 00-4828-036-02 | Standalone | DE0005788 | Patients requiring fracture fixation or orthopaedic corrective surgery
Orthopaedics | Trauma - Extramedullary fixation | Plate accessories | Locking screw | Zimmer Inc | 2.7MM LOCKING SCREW 38MM LONG | 00-4828-038-02 | Standalone | DE0005788 | Patients requiring fracture fixation or orthopaedic corrective surgery
Orthopaedics | Trauma - Extramedullary fixation | Plate accessories | Locking screw | Zimmer Inc | 2.7MM LOCKING SCREW 40MM LONG | 00-4828-040-02 | Standalone | DE0005788 | Patients requiring fracture fixation or orthopaedic corrective surgery
Orthopaedics | Trauma - Extramedullary fixation | Plate accessories | Locking screw | Zimmer Inc | 2.7MM LOCKING SCREW 42MM LONG | 00-4828-042-02 | Standalone | DE0005788 | Patients requiring fracture fixation or orthopaedic corrective surgery
Orthopaedics | Trauma - Extramedullary fixation | Plate accessories | Locking screw | Zimmer Inc | 2.7MM LOCKING SCREW 44MM LONG | 00-4828-044-02 | Standalone | DE0005788 | Patients requiring fracture fixation or orthopaedic corrective surgery
Orthopaedics | Trauma - Extramedullary fixation | Plate accessories | Locking screw | Zimmer Inc | 2.7MM LOCKING SCREW 46MM LONG | 00-4828-046-02 | Standalone | DE0005788 | Patients requiring fracture fixation or orthopaedic corrective surgery
Orthopaedics | Trauma - Extramedullary fixation | Plate accessories | Locking screw | Zimmer Inc | 2.7MM LOCKING SCREW 48MM LONG | 00-4828-048-02 | Standalone | DE0005788 | Patients requiring fracture fixation or orthopaedic corrective surgery
Orthopaedics | Trauma - Extramedullary fixation | Plate accessories | Locking screw | Zimmer Inc | 2.7MM LOCKING SCREW 50MM LONG | 00-4828-050-02 | Standalone | DE0005788 | Patients requiring fracture fixation or orthopaedic corrective surgery
Orthopaedics | Trauma - Extramedullary fixation | Plate accessories | Locking screw | Zimmer Inc | 2.7MM LOCKING SCREW 55MM LONG | 00-4828-055-02 | Standalone | DE0005788 | Patients requiring fracture fixation or orthopaedic corrective surgery
Orthopaedics | Trauma - Extramedullary fixation | Plate accessories | Locking screw | Zimmer Inc | 2.7MM LOCKING SCREW 60MM LONG | 00-4828-060-02 | Standalone | DE0005788 | Patients requiring fracture fixation or orthopaedic corrective surgery
Orthopaedics | Trauma - Extramedullary fixation | Plate accessories | Other plate accessories (e.g. nut, washer, etc) | Zimmer Inc | SMALL WASHER | 00-4900-040-51 | Standalone | DE0006095 | Patients requiring fracture fixation or orthopaedic corrective surgery
Orthopaedics | Trauma - Extramedullary fixation | Locking/combination plate | Locking/combination plate - General orthopaedic | Zimmer Inc | 3.5MM RECON PLATE, 3H | 00-4936-003-13 | Standalone | DE0005788 | Patients requiring fracture fixation or orthopaedic corrective surgery
Orthopaedics | Trauma - Extramedullary fixation | Locking/combination plate | Locking/combination plate - General orthopaedic | Zimmer Inc | 3.5 LCK CONT DUAL COMP PLT, 4H | 00-4936-004-07 | Standalone | DE0005788 | Patients requiring fracture fixation or orthopaedic corrective surgery
Orthopaedics | Trauma - Extramedullary fixation | Locking/combination plate | Locking/combination plate - General orthopaedic | Zimmer Inc | 3.5MM RECON PLATE, 4H | 00-4936-004-13 | Standalone | DE0005788 | Patients requiring fracture fixation or orthopaedic corrective surgery
Orthopaedics | Trauma - Extramedullary fixation | Locking/combination plate | Locking/combination plate - General orthopaedic | Zimmer Inc | 1/3 LCK TUB PLT W/ CLR, 5H | 00-4936-005-03 | Standalone | DE0005788 | Patients requiring fracture fixation or orthopaedic corrective surgery
Orthopaedics | Trauma - Extramedullary fixation | Locking/combination plate | Locking/combination plate - General orthopaedic | Zimmer Inc | 3.5 LCK CONT DUAL COMP PLT, 5H | 00-4936-005-07 | Standalone | DE0005788 | Patients requiring fracture fixation or orthopaedic corrective surgery
Orthopaedics | Trauma - Extramedullary fixation | Locking/combination plate | Locking/combination plate - General orthopaedic | Zimmer Inc | 3.5MM RECON PLATE, 5H | 00-4936-005-13 | Standalone | DE0005788 | Patients requiring fracture fixation or orthopaedic corrective surgery
Orthopaedics | Trauma - Extramedullary fixation | Locking/combination plate | Locking/combination plate - General orthopaedic | Zimmer Inc | 1/3 LCK TUB PLT W/ CLR, 6H | 00-4936-006-03 | Standalone | DE0005788 | Patients requiring fracture fixation or orthopaedic corrective surgery
Orthopaedics | Trauma - Extramedullary fixation | Locking/combination plate | Locking/combination plate - General orthopaedic | Zimmer Inc | 3.5 LCK CONT DUAL COMP PLT, 6H | 00-4936-006-07 | Standalone | DE0005788 | Patients requiring fracture fixation or orthopaedic corrective surgery
Orthopaedics | Trauma - Extramedullary fixation | Locking/combination plate | Locking/combination plate - General orthopaedic | Zimmer Inc | 3.5MM RECON PLATE, 6H | 00-4936-006-13 | Standalone | DE0005788 | Patients requiring fracture fixation or orthopaedic corrective surgery
Orthopaedics | Trauma - Extramedullary fixation | Locking/combination plate | Locking/combination plate - General orthopaedic | Zimmer Inc | 1/3 LCK TUB PLT W/ CLR, 7H | 00-4936-007-03 | Standalone | DE0005788 | Patients requiring fracture fixation or orthopaedic corrective surgery
Orthopaedics | Trauma - Extramedullary fixation | Locking/combination plate | Locking/combination plate - General orthopaedic | Zimmer Inc | 3.5 LCK CONT DUAL COMP PLT, 7H | 00-4936-007-07 | Standalone | DE0005788 | Patients requiring fracture fixation or orthopaedic corrective surgery
Orthopaedics | Trauma - Extramedullary fixation | Locking/combination plate | Locking/combination plate - General orthopaedic | Zimmer Inc | 3.5MM RECON PLATE, 7H | 00-4936-007-13 | Standalone | DE0005788 | Patients requiring fracture fixation or orthopaedic corrective surgery
Orthopaedics | Trauma - Extramedullary fixation | Locking/combination plate | Locking/combination plate - General orthopaedic | Zimmer Inc | 1/3 LCK TUB PLT W/ CLR, 8H | 00-4936-008-03 | Standalone | DE0005788 | Patients requiring fracture fixation or orthopaedic corrective surgery
Orthopaedics | Trauma - Extramedullary fixation | Locking/combination plate | Locking/combination plate - General orthopaedic | Zimmer Inc | 3.5 LCK CONT DUAL COMP PLT, 8H | 00-4936-008-07 | Standalone | DE0005788 | Patients requiring fracture fixation or orthopaedic corrective surgery
Orthopaedics | Trauma - Extramedullary fixation | Locking/combination plate | Locking/combination plate - General orthopaedic | Zimmer Inc | 3.5MM RECON PLATE, 8H | 00-4936-008-13 | Standalone | DE0005788 | Patients requiring fracture fixation or orthopaedic corrective surgery
Orthopaedics | Trauma - Extramedullary fixation | Locking/combination plate | Locking/combination plate - General orthopaedic | Zimmer Inc | 3.5 LCK CONT DUAL COMP PLT, 9H | 00-4936-009-07 | Standalone | DE0005788 | Patients requiring fracture fixation or orthopaedic corrective surgery
Orthopaedics | Trauma - Extramedullary fixation | Locking/combination plate | Locking/combination plate - General orthopaedic | Zimmer Inc | 3.5MM RECON PLATE, 9H | 00-4936-009-13 | Standalone | DE0005788 | Patients requiring fracture fixation or orthopaedic corrective surgery
Orthopaedics | Trauma - Extramedullary fixation | Locking/combination plate | Locking/combination plate - General orthopaedic | Zimmer Inc | 1/3 LCK TUB PLT W/ CLR, 10H | 00-4936-010-03 | Standalone | DE0005788 | Patients requiring fracture fixation or orthopaedic corrective surgery
Orthopaedics | Trauma - Extramedullary fixation | Locking/combination plate | Locking/combination plate - General orthopaedic | Zimmer Inc | 3.5 LCK CONT DUAL COMP PLT 10H | 00-4936-010-07 | Standalone | DE0005788 | Patients requiring fracture fixation or orthopaedic corrective surgery
Orthopaedics | Trauma - Extramedullary fixation | Locking/combination plate | Locking/combination plate - General orthopaedic | Zimmer Inc | 3.5MM RECON PLATE, 10H | 00-4936-010-13 | Standalone | DE0005788 | Patients requiring fracture fixation or orthopaedic corrective surgery
Orthopaedics | Trauma - Extramedullary fixation | Locking/combination plate | Locking/combination plate - General orthopaedic | Zimmer Inc | 3.5MM RECON PLATE, 11H | 00-4936-011-13 | Standalone | DE0005788 | Patients requiring fracture fixation or orthopaedic corrective surgery
Orthopaedics | Trauma - Extramedullary fixation | Locking/combination plate | Locking/combination plate - General orthopaedic | Zimmer Inc | 3.5 LCK CONT DUAL COMP PLT 12H | 00-4936-012-07 | Standalone | DE0005788 | Patients requiring fracture fixation or orthopaedic corrective surgery
Orthopaedics | Trauma - Extramedullary fixation | Locking/combination plate | Locking/combination plate - General orthopaedic | Zimmer Inc | 3.5MM RECON PLATE, 12H | 00-4936-012-13 | Standalone | DE0005788 | Patients requiring fracture fixation or orthopaedic corrective surgery
Orthopaedics | Trauma - Extramedullary fixation | Locking/combination plate | Locking/combination plate - General orthopaedic | Zimmer Inc | 3.5 LCK CONT DUAL COMP PLT 14H | 00-4936-014-07 | Standalone | DE0005788 | Patients requiring fracture fixation or orthopaedic corrective surgery
Orthopaedics | Trauma - Extramedullary fixation | Locking/combination plate | Locking/combination plate - General orthopaedic | Zimmer Inc | 3.5LCK T-PLT OBL3H HD 3H SH LT | 00-4936-033-05 | Standalone | DE0005788 | Patients requiring fracture fixation or orthopaedic corrective surgery
Orthopaedics | Trauma - Extramedullary fixation | Locking/combination plate | Locking/combination plate - General orthopaedic | Zimmer Inc | 3.5LCK T-PLT OBL3H HD 3H SH RT | 00-4936-033-06 | Standalone | DE0005788 | Patients requiring fracture fixation or orthopaedic corrective surgery
Orthopaedics | Trauma - Extramedullary fixation | Locking/combination plate | Locking/combination plate - General orthopaedic | Zimmer Inc | 3.5LCK T-PLT OBL3H HD 4H SH LT | 00-4936-034-05 | Standalone | DE0005788 | Patients requiring fracture fixation or orthopaedic corrective surgery
Orthopaedics | Trauma - Extramedullary fixation | Locking/combination plate | Locking/combination plate - General orthopaedic | Zimmer Inc | 3.5LCK T-PLT OBL3H HD 4H SH RT | 00-4936-034-06 | Standalone | DE0005788 | Patients requiring fracture fixation or orthopaedic corrective surgery
Orthopaedics | Trauma - Extramedullary fixation | Locking/combination plate | Locking/combination plate - General orthopaedic | Zimmer Inc | 3.5 LCK T-PLT 3 H HD 5 H SHAFT | 00-4936-035-04 | Standalone | DE0005788 | Patients requiring fracture fixation or orthopaedic corrective surgery
Orthopaedics | Trauma - Extramedullary fixation | Locking/combination plate | Locking/combination plate - General orthopaedic | Zimmer Inc | 3.5 LCK T-PLT 4 H HD 6 H SHAFT | 00-4936-046-04 | Standalone | DE0005788 | Patients requiring fracture fixation or orthopaedic corrective surgery
Orthopaedics | Ankle replacement | Ankle replacement | Ankle replacement - Talar component | Zimmer Inc | Zimmer TM Ankle Talar Component Sz1 Lft | 00-8300-011-00 | Standalone | DE0505853 | As per HSA registered indication(s)
Orthopaedics | Ankle replacement | Ankle replacement | Ankle replacement - Talar component | Zimmer Inc | Zimmer TM Ankle Talar Component Sz2 Lft | 00-8300-012-00 | Standalone | DE0505853 | As per HSA registered indication(s)
Orthopaedics | Ankle replacement | Ankle replacement | Ankle replacement - Talar component | Zimmer Inc | Zimmer TM Ankle Talar Component Sz3 Lft | 00-8300-013-00 | Standalone | DE0505853 | As per HSA registered indication(s)
Orthopaedics | Ankle replacement | Ankle replacement | Ankle replacement - Talar component | Zimmer Inc | Zimmer TM Ankle Talar Component Sz4 Lft | 00-8300-014-00 | Standalone | DE0505853 | As per HSA registered indication(s)
Orthopaedics | Ankle replacement | Ankle replacement | Ankle replacement - Talar component | Zimmer Inc | Zimmer TM Ankle Talar Component Sz5 Lft | 00-8300-015-00 | Standalone | DE0505853 | As per HSA registered indication(s)
Orthopaedics | Ankle replacement | Ankle replacement | Ankle replacement - Talar component | Zimmer Inc | Zimmer TM Ankle Talar Component Sz6 Lft | 00-8300-016-00 | Standalone | DE0505853 | As per HSA registered indication(s)
Orthopaedics | Ankle replacement | Ankle replacement | Ankle replacement - Talar component | Zimmer Inc | Zimmer TM Ankle Talar Component Sz1 Rt | 00-8300-021-00 | Standalone | DE0505853 | As per HSA registered indication(s)
Orthopaedics | Ankle replacement | Ankle replacement | Ankle replacement - Talar component | Zimmer Inc | Zimmer TM Ankle Talar Component Sz2 Rt | 00-8300-022-00 | Standalone | DE0505853 | As per HSA registered indication(s)
Orthopaedics | Ankle replacement | Ankle replacement | Ankle replacement - Talar component | Zimmer Inc | Zimmer TM Ankle Talar Component Sz3 Rt | 00-8300-023-00 | Standalone | DE0505853 | As per HSA registered indication(s)
Orthopaedics | Ankle replacement | Ankle replacement | Ankle replacement - Talar component | Zimmer Inc | Zimmer TM Ankle Talar Component Sz4 Rt | 00-8300-024-00 | Standalone | DE0505853 | As per HSA registered indication(s)
Orthopaedics | Ankle replacement | Ankle replacement | Ankle replacement - Talar component | Zimmer Inc | Zimmer TM Ankle Talar Component Sz5 Rt | 00-8300-025-00 | Standalone | DE0505853 | As per HSA registered indication(s)
Orthopaedics | Ankle replacement | Ankle replacement | Ankle replacement - Talar component | Zimmer Inc | Zimmer TM Ankle Talar Component Sz6 Rt | 00-8300-026-00 | Standalone | DE0505853 | As per HSA registered indication(s)
Orthopaedics | Ankle replacement | Ankle replacement | Ankle replacement - Tibial component | Zimmer Inc | Zimmer TM Ankle Tibial Base Size 1 | 00-8300-041-00 | Standalone | DE0505853 | As per HSA registered indication(s)
Orthopaedics | Ankle replacement | Ankle replacement | Ankle replacement - Tibial component | Zimmer Inc | Zimmer TM Ankle Tibial Base Size 2 | 00-8300-042-00 | Standalone | DE0505853 | As per HSA registered indication(s)
Orthopaedics | Ankle replacement | Ankle replacement | Ankle replacement - Tibial component | Zimmer Inc | Zimmer TM Ankle Tibial Base Size 3 | 00-8300-043-00 | Standalone | DE0505853 | As per HSA registered indication(s)
Orthopaedics | Ankle replacement | Ankle replacement | Ankle replacement - Tibial component | Zimmer Inc | Zimmer TM Ankle Tibial Base Size 4 | 00-8300-044-00 | Standalone | DE0505853 | As per HSA registered indication(s)
Orthopaedics | Ankle replacement | Ankle replacement | Ankle replacement - Tibial component | Zimmer Inc | Zimmer TM Ankle Tibial Base Size 5 | 00-8300-045-00 | Standalone | DE0505853 | As per HSA registered indication(s)
Orthopaedics | Ankle replacement | Ankle replacement | Ankle replacement - Tibial component | Zimmer Inc | Zimmer TM Ankle Tibial Base Size 6 | 00-8300-046-00 | Standalone | DE0505853 | As per HSA registered indication(s)
Orthopaedics | Ankle replacement | Ankle replacement | Ankle replacement - Liner | Zimmer Inc | TM Ankle Tibial Insert Size 1 +0 | 00-8300-051-00 | Standalone | DE0505853 | As per HSA registered indication(s)
Orthopaedics | Ankle replacement | Ankle replacement | Ankle replacement - Liner | Zimmer Inc | TM Ankle Tibial Insert Size 1 +2 | 00-8300-051-02 | Standalone | DE0505853 | As per HSA registered indication(s)
Orthopaedics | Ankle replacement | Ankle replacement | Ankle replacement - Liner | Zimmer Inc | TM Ankle Tibial Insert Size 1 +4 | 00-8300-051-04 | Standalone | DE0505853 | As per HSA registered indication(s)
Orthopaedics | Ankle replacement | Ankle replacement | Ankle replacement - Liner | Zimmer Inc | TM Ankle Tibial Insert Size 2 +0 | 00-8300-052-00 | Standalone | DE0505853 | As per HSA registered indication(s)
Orthopaedics | Ankle replacement | Ankle replacement | Ankle replacement - Liner | Zimmer Inc | TM Ankle Tibial Insert Size 2 +2 | 00-8300-052-02 | Standalone | DE0505853 | As per HSA registered indication(s)
Orthopaedics | Ankle replacement | Ankle replacement | Ankle replacement - Liner | Zimmer Inc | TM Ankle Tibial Insert Size 2 +4 | 00-8300-052-04 | Standalone | DE0505853 | As per HSA registered indication(s)
Orthopaedics | Ankle replacement | Ankle replacement | Ankle replacement - Liner | Zimmer Inc | TM Ankle Tibial Insert Size 3 +0 | 00-8300-053-00 | Standalone | DE0505853 | As per HSA registered indication(s)
Orthopaedics | Ankle replacement | Ankle replacement | Ankle replacement - Liner | Zimmer Inc | TM Ankle Tibial Insert Size 3 +2 | 00-8300-053-02 | Standalone | DE0505853 | As per HSA registered indication(s)
Orthopaedics | Ankle replacement | Ankle replacement | Ankle replacement - Liner | Zimmer Inc | TM Ankle Tibial Insert Size 3 +4 | 00-8300-053-04 | Standalone | DE0505853 | As per HSA registered indication(s)
Orthopaedics | Ankle replacement | Ankle replacement | Ankle replacement - Liner | Zimmer Inc | TM Ankle Tibial Insert Size 4 +0 | 00-8300-054-00 | Standalone | DE0505853 | As per HSA registered indication(s)
Orthopaedics | Ankle replacement | Ankle replacement | Ankle replacement - Liner | Zimmer Inc | TM Ankle Tibial Insert Size 4 +2 | 00-8300-054-02 | Standalone | DE0505853 | As per HSA registered indication(s)
Orthopaedics | Ankle replacement | Ankle replacement | Ankle replacement - Liner | Zimmer Inc | TM Ankle Tibial Insert Size 4 +4 | 00-8300-054-04 | Standalone | DE0505853 | As per HSA registered indication(s)
Orthopaedics | Ankle replacement | Ankle replacement | Ankle replacement - Liner | Zimmer Inc | TM Ankle Tibial Insert Size 5 +0 | 00-8300-055-00 | Standalone | DE0505853 | As per HSA registered indication(s)
Orthopaedics | Ankle replacement | Ankle replacement | Ankle replacement - Liner | Zimmer Inc | TM Ankle Tibial Insert Size 5 +2 | 00-8300-055-02 | Standalone | DE0505853 | As per HSA registered indication(s)
Orthopaedics | Ankle replacement | Ankle replacement | Ankle replacement - Liner | Zimmer Inc | TM Ankle Tibial Insert Size 5 +4 | 00-8300-055-04 | Standalone | DE0505853 | As per HSA registered indication(s)
Orthopaedics | Ankle replacement | Ankle replacement | Ankle replacement - Liner | Zimmer Inc | TM Ankle Tibial Insert Size 6 +0 | 00-8300-056-00 | Standalone | DE0505853 | As per HSA registered indication(s)
Orthopaedics | Ankle replacement | Ankle replacement | Ankle replacement - Liner | Zimmer Inc | TM Ankle Tibial Insert Size 6 +2 | 00-8300-056-02 | Standalone | DE0505853 | As per HSA registered indication(s)
Orthopaedics | Ankle replacement | Ankle replacement | Ankle replacement - Liner | Zimmer Inc | TM Ankle Tibial Insert Size 6 +4 | 00-8300-056-04 | Standalone | DE0505853 | As per HSA registered indication(s)
Orthopaedics | Trauma - Extramedullary fixation | Plate accessories | Other plate accessories (e.g. nut, washer, etc) | Zimmer GmbH | NCB LOCKING CAP | 02.03150.300 | Standalone | DE0005816 | Patients requiring fracture fixation or orthopaedic corrective surgery
Orthopaedics | Trauma - Extramedullary fixation | Plate accessories | Other plate accessories (e.g. nut, washer, etc) | Zimmer GmbH | NCB BLIND SCREW INSERT | 02.03150.310 | Standalone | DE0005816 | Patients requiring fracture fixation or orthopaedic corrective surgery
Orthopaedics | Trauma - Extramedullary fixation | Plate accessories | Other plate accessories (e.g. nut, washer, etc) | Zimmer GmbH | NCB SPACER 1 | 02.03150.311 | Standalone | DE0005816 | Patients requiring fracture fixation or orthopaedic corrective surgery
Orthopaedics | Trauma - Extramedullary fixation | Plate accessories | Other plate accessories (e.g. nut, washer, etc) | Zimmer GmbH | NCB SPACER 2 | 02.03150.312 | Standalone | DE0005816 | Patients requiring fracture fixation or orthopaedic corrective surgery
Orthopaedics | Trauma - Extramedullary fixation | Plate accessories | Other plate accessories (e.g. nut, washer, etc) | Zimmer GmbH | NCB SPACER 3 | 02.03150.313 | Standalone | DE0005816 | Patients requiring fracture fixation or orthopaedic corrective surgery
Orthopaedics | Trauma - Extramedullary fixation | Plate accessories | Locking screw | Biomet Trauma | PEG THREAD MULTIDIR 2.5X10MM | 1312-11-110 | Standalone | DE0502048 | Patients requiring fracture fixation or orthopaedic corrective surgery
Orthopaedics | Trauma - Extramedullary fixation | Plate accessories | Locking screw | Biomet Trauma | PEG THREAD MULTIDIR 2.5X11MM | 1312-11-111 | Standalone | DE0502048 | Patients requiring fracture fixation or orthopaedic corrective surgery
Orthopaedics | Trauma - Extramedullary fixation | Plate accessories | Locking screw | Biomet Trauma | PEG THREAD MULTIDIR 2.5X12MM | 1312-11-112 | Standalone | DE0502048 | Patients requiring fracture fixation or orthopaedic corrective surgery
Orthopaedics | Trauma - Extramedullary fixation | Plate accessories | Locking screw | Biomet Trauma | PEG THREAD MULTIDIR 2.5X13MM | 1312-11-113 | Standalone | DE0502048 | Patients requiring fracture fixation or orthopaedic corrective surgery
Orthopaedics | Trauma - Extramedullary fixation | Plate accessories | Locking screw | Biomet Trauma | PEG THREAD MULTIDIR 2.5X14MM | 1312-11-114 | Standalone | DE0502048 | Patients requiring fracture fixation or orthopaedic corrective surgery
Orthopaedics | Trauma - Extramedullary fixation | Plate accessories | Locking screw | Biomet Trauma | PEG THREAD MULTIDIR 2.5X15MM | 1312-11-115 | Standalone | DE0502048 | Patients requiring fracture fixation or orthopaedic corrective surgery
Orthopaedics | Trauma - Extramedullary fixation | Plate accessories | Locking screw | Biomet Trauma | PEG THREAD MULTIDIR 2.5X16MM | 1312-11-116 | Standalone | DE0502048 | Patients requiring fracture fixation or orthopaedic corrective surgery
Orthopaedics | Trauma - Extramedullary fixation | Plate accessories | Locking screw | Biomet Trauma | PEG THREAD MULTIDIR 2.5X18MM | 1312-11-118 | Standalone | DE0502048 | Patients requiring fracture fixation or orthopaedic corrective surgery
Orthopaedics | Trauma - Extramedullary fixation | Plate accessories | Locking screw | Biomet Trauma | PEG THREAD MULTIDIR 2.5X20MM | 1312-11-120 | Standalone | DE0502048 | Patients requiring fracture fixation or orthopaedic corrective surgery
Orthopaedics | Trauma - Extramedullary fixation | Plate accessories | Locking screw | Biomet Trauma | PEG THREAD MULTIDIR 2.5X22MM | 1312-11-122 | Standalone | DE0502048 | Patients requiring fracture fixation or orthopaedic corrective surgery
Orthopaedics | Trauma - Extramedullary fixation | Plate accessories | Locking screw | Biomet Trauma | PEG THREAD MULTIDIR 2.5X24MM | 1312-11-124 | Standalone | DE0502048 | Patients requiring fracture fixation or orthopaedic corrective surgery
Orthopaedics | Trauma - Extramedullary fixation | Plate accessories | Locking screw | Biomet Trauma | PEG THREAD MULTIDIR 2.5X26MM | 1312-11-126 | Standalone | DE0502048 | Patients requiring fracture fixation or orthopaedic corrective surgery
Orthopaedics | Trauma - Extramedullary fixation | Plate accessories | Locking screw | Biomet Trauma | PEG THREAD MULTIDIR 2.5X28MM | 1312-11-128 | Standalone | DE0502048 | Patients requiring fracture fixation or orthopaedic corrective surgery
Orthopaedics | Trauma - Extramedullary fixation | Plate accessories | Locking screw | Biomet Trauma | PEG THREAD MULTIDIR 2.5X30MM | 1312-11-130 | Standalone | DE0502048 | Patients requiring fracture fixation or orthopaedic corrective surgery
Orthopaedics | Trauma - Extramedullary fixation | Plate accessories | Other plate accessories (e.g. nut, washer, etc) | Biomet Trauma | 3.5 MM LOW PRO CORT WASHER | 1312-18-000 | Standalone | DE0501670 | Patients requiring fracture fixation or orthopaedic corrective surgery
Orthopaedics | Trauma - Extramedullary fixation | Plate accessories | Non-locking screw | Biomet Trauma | 3.5MM LOW PROFILE CORT 10MM | 1312-18-010 | Standalone | DE0501670 | Patients requiring fracture fixation or orthopaedic corrective surgery
Orthopaedics | Trauma - Extramedullary fixation | Plate accessories | Non-locking screw | Biomet Trauma | 3.5 MM LOW PROFILE CORT 12 MM | 1312-18-012 | Standalone | DE0501670 | Patients requiring fracture fixation or orthopaedic corrective surgery
Orthopaedics | Trauma - Extramedullary fixation | Plate accessories | Non-locking screw | Biomet Trauma | 3.5MM LOW PROFILE CORT 14MM | 1312-18-014 | Standalone | DE0501670 | Patients requiring fracture fixation or orthopaedic corrective surgery
Orthopaedics | Trauma - Extramedullary fixation | Plate accessories | Non-locking screw | Biomet Trauma | 3.5MM LOW PROFILE CORT 16MM | 1312-18-016 | Standalone | DE0501670 | Patients requiring fracture fixation or orthopaedic corrective surgery
Orthopaedics | Trauma - Extramedullary fixation | Plate accessories | Non-locking screw | Biomet Trauma | 3.5MM LOW PROFILE CORT 18MM | 1312-18-018 | Standalone | DE0501670 | Patients requiring fracture fixation or orthopaedic corrective surgery
Orthopaedics | Trauma - Extramedullary fixation | Plate accessories | Non-locking screw | Biomet Trauma | 3.5 MM LOW PROFILE CORT 20 MM | 1312-18-020 | Standalone | DE0501670 | Patients requiring fracture fixation or orthopaedic corrective surgery
Orthopaedics | Trauma - Extramedullary fixation | Plate accessories | Non-locking screw | Biomet Trauma | 3.5 MM LOW PROFILE CORT 22 MM | 1312-18-022 | Standalone | DE0501536 | Patients requiring fracture fixation or orthopaedic corrective surgery
Orthopaedics | Trauma - Extramedullary fixation | Plate accessories | Non-locking screw | Biomet Trauma | 3.5 MM LOW PROFILE CORT 24 MM | 1312-18-024 | Standalone | DE0501670 | Patients requiring fracture fixation or orthopaedic corrective surgery
Orthopaedics | Trauma - Extramedullary fixation | Plate accessories | Non-locking screw | Biomet Trauma | 3.5 MM LOW PROFILE CORT 26 MM | 1312-18-026 | Standalone | DE0501536 | Patients requiring fracture fixation or orthopaedic corrective surgery
Orthopaedics | Trauma - Extramedullary fixation | Plate accessories | Non-locking screw | Biomet Trauma | 3.5 MM LOW PROFILE CORT 28 MM | 1312-18-028 | Standalone | DE0501536 | Patients requiring fracture fixation or orthopaedic corrective surgery
Orthopaedics | Trauma - Extramedullary fixation | Plate accessories | Non-locking screw | Biomet Trauma | 3.5 MM LOW PROFILE CORT 30 MM | 1312-18-030 | Standalone | DE0501670 | Patients requiring fracture fixation or orthopaedic corrective surgery
Orthopaedics | Trauma - Extramedullary fixation | Plate accessories | Non-locking screw | Biomet Trauma | 3.5 MM LOW PROFILE CORT 32 MM | 1312-18-032 | Standalone | DE0501670 | Patients requiring fracture fixation or orthopaedic corrective surgery
Orthopaedics | Trauma - Extramedullary fixation | Plate accessories | Non-locking screw | Biomet Trauma | 3.5 MM LOW PROFILE CORT 34 MM | 1312-18-034 | Standalone | DE0501670 | Patients requiring fracture fixation or orthopaedic corrective surgery
Orthopaedics | Trauma - Extramedullary fixation | Plate accessories | Non-locking screw | Biomet Trauma | 3.5 MM LOW PROFILE CORT 36 MM | 1312-18-036 | Standalone | DE0501670 | Patients requiring fracture fixation or orthopaedic corrective surgery
Orthopaedics | Trauma - Extramedullary fixation | Plate accessories | Non-locking screw | Biomet Trauma | 3.5 MM LOW PROFILE CORT 38 MM | 1312-18-038 | Standalone | DE0501670 | Patients requiring fracture fixation or orthopaedic corrective surgery
Orthopaedics | Trauma - Extramedullary fixation | Plate accessories | Non-locking screw | Biomet Trauma | 3.5 MM LOW PROFILE CORT 40 MM | 1312-18-040 | Standalone | DE0501670 | Patients requiring fracture fixation or orthopaedic corrective surgery
Orthopaedics | Trauma - Extramedullary fixation | Plate accessories | Non-locking screw | Biomet Trauma | 3.5 MM LOW PROFILE CORT 42 MM | 1312-18-042 | Standalone | DE0501670 | Patients requiring fracture fixation or orthopaedic corrective surgery
Orthopaedics | Trauma - Extramedullary fixation | Plate accessories | Non-locking screw | Biomet Trauma | 3.5 MM LOW PROFILE CORT 44 MM | 1312-18-044 | Standalone | DE0501670 | Patients requiring fracture fixation or orthopaedic corrective surgery
Orthopaedics | Trauma - Extramedullary fixation | Plate accessories | Non-locking screw | Biomet Trauma | 3.5 MM LOW PROFILE CORT 46 MM | 1312-18-046 | Standalone | DE0501670 | Patients requiring fracture fixation or orthopaedic corrective surgery
Orthopaedics | Trauma - Extramedullary fixation | Plate accessories | Non-locking screw | Biomet Trauma | 3.5 MM LOW PROFILE CORT 48 MM | 1312-18-048 | Standalone | DE0501670 | Patients requiring fracture fixation or orthopaedic corrective surgery
Orthopaedics | Trauma - Extramedullary fixation | Plate accessories | Non-locking screw | Biomet Trauma | 3.5 MM LOW PROFILE CORT 50 MM | 1312-18-050 | Standalone | DE0501670 | Patients requiring fracture fixation or orthopaedic corrective surgery
Orthopaedics | Trauma - Extramedullary fixation | Plate accessories | Non-locking screw | Biomet Trauma | 3.5 MM LOW PROFILE CORT 55 MM | 1312-18-055 | Standalone | DE0501670 | Patients requiring fracture fixation or orthopaedic corrective surgery
Orthopaedics | Trauma - Extramedullary fixation | Plate accessories | Non-locking screw | Biomet Trauma | 3.5 MM LOW PROFILE CORT 60 MM | 1312-18-060 | Standalone | DE0501670 | Patients requiring fracture fixation or orthopaedic corrective surgery
Orthopaedics | Trauma - Extramedullary fixation | Plate accessories | Non-locking screw | Biomet Trauma | 3.5 MM LOW PROFILE CORT 65 MM | 1312-18-065 | Standalone | DE0501670 | Patients requiring fracture fixation or orthopaedic corrective surgery
Orthopaedics | Trauma - Extramedullary fixation | Plate accessories | Non-locking screw | Biomet Trauma | 3.5 MM LOW PROFILE CORT 70 MM | 1312-18-070 | Standalone | DE0501670 | Patients requiring fracture fixation or orthopaedic corrective surgery
Orthopaedics | Trauma - Extramedullary fixation | Plate accessories | Non-locking screw | Biomet Trauma | 3.5 MM LOW PROFILE CORT 75 MM | 1312-18-075 | Standalone | DE0501670 | Patients requiring fracture fixation or orthopaedic corrective surgery
Orthopaedics | Trauma - Extramedullary fixation | Plate accessories | Non-locking screw | Biomet Trauma | 3.5MM LOW PROFILE CORT 80MM | 1312-18-080 | Standalone | DE0501670 | Patients requiring fracture fixation or orthopaedic corrective surgery
Orthopaedics | Trauma - Extramedullary fixation | Plate accessories | Non-locking screw | Biomet Trauma | 3.5MM LOW PROFILE CORT 85 MM | 1312-18-085 | Standalone | DE0501670 | Patients requiring fracture fixation or orthopaedic corrective surgery
Orthopaedics | Trauma - Extramedullary fixation | Plate accessories | Non-locking screw | Biomet Trauma | 3.5MM LOW PROFILE CORT 90MM | 1312-18-090 | Standalone | DE0501670 | Patients requiring fracture fixation or orthopaedic corrective surgery
Orthopaedics | Trauma - Extramedullary fixation | Plate accessories | Non-locking screw | Biomet Trauma | 3.5MM LOW PROFILE CORT 95MM | 1312-18-095 | Standalone | DE0501670 | Patients requiring fracture fixation or orthopaedic corrective surgery
Orthopaedics | Trauma - Extramedullary fixation | Plate accessories | Non-locking screw | Biomet Trauma | 3.5MM LOW PROFILE CORT 100 MM | 1312-18-099 | Standalone | DE0501670 | Patients requiring fracture fixation or orthopaedic corrective surgery
Orthopaedics | Trauma - Extramedullary fixation | Locking/combination plate | Locking/combination plate - Humerus | Biomet Trauma | DIST HUM LAT RT 11H 103MM | 1312-18-204 | Standalone | DE0503410 | Patients requiring fracture fixation or orthopaedic corrective surgery
Orthopaedics | Trauma - Extramedullary fixation | Locking/combination plate | Locking/combination plate - Humerus | Biomet Trauma | DIST HUM LAT RT 15H 142MM | 1312-18-205 | Standalone | DE0503410 | Patients requiring fracture fixation or orthopaedic corrective surgery
Orthopaedics | Trauma - Extramedullary fixation | Locking/combination plate | Locking/combination plate - Humerus | Biomet Trauma | DIST HUM LAT LT 11H 103MM | 1312-18-207 | Standalone | DE0501670 | Patients requiring fracture fixation or orthopaedic corrective surgery
Orthopaedics | Trauma - Extramedullary fixation | Locking/combination plate | Locking/combination plate - Humerus | Biomet Trauma | DIST HUM LAT LT 15H 142MM | 1312-18-208 | Standalone | DE0501670 | Patients requiring fracture fixation or orthopaedic corrective surgery
Orthopaedics | Trauma - Extramedullary fixation | Locking/combination plate | Locking/combination plate - Humerus | Biomet Trauma | DIS HUM POSTLAT RT 17H 147 MM | 1312-18-305 | Standalone | DE0503410 | Patients requiring fracture fixation or orthopaedic corrective surgery
Orthopaedics | Trauma - Extramedullary fixation | Locking/combination plate | Locking/combination plate - Humerus | Biomet Trauma | DIS HUM POSTLAT LT 17H 147MM | 1312-18-308 | Standalone | DE0501670 | Patients requiring fracture fixation or orthopaedic corrective surgery
Orthopaedics | Trauma - Extramedullary fixation | Locking/combination plate | Locking/combination plate - Ulna | Biomet Trauma | OLECRANON PLATE 10H 79MM | 1312-18-600 | Standalone | DE0019094 | Patients requiring fracture fixation or orthopaedic corrective surgery
Orthopaedics | Trauma - Extramedullary fixation | Locking/combination plate | Locking/combination plate - Ulna | Biomet Trauma | OLECRANON PLATE 13H 104MM | 1312-18-601 | Standalone | DE0019094 | Patients requiring fracture fixation or orthopaedic corrective surgery
Orthopaedics | Trauma - Extramedullary fixation | Locking/combination plate | Locking/combination plate - Humerus | Biomet Trauma | DIST HUM MED RT 13H 127MM | 1312-18-704 | Standalone | DE0503410 | Patients requiring fracture fixation or orthopaedic corrective surgery
Orthopaedics | Trauma - Extramedullary fixation | Locking/combination plate | Locking/combination plate - Humerus | Biomet Trauma | DIST HUM MED RT 17H 166MM | 1312-18-705 | Standalone | DE0503410 | Patients requiring fracture fixation or orthopaedic corrective surgery
Orthopaedics | Trauma - Extramedullary fixation | Locking/combination plate | Locking/combination plate - Humerus | Biomet Trauma | DIST HUM MED LT 13H 127MM | 1312-18-707 | Standalone | DE0501536 | Patients requiring fracture fixation or orthopaedic corrective surgery
Orthopaedics | Trauma - Extramedullary fixation | Locking/combination plate | Locking/combination plate - Humerus | Biomet Trauma | DIST HUM MED LT 17H 166MM | 1312-18-708 | Standalone | DE0501670 | Patients requiring fracture fixation or orthopaedic corrective surgery
Orthopaedics | Trauma - Extramedullary fixation | Locking/combination plate | Locking/combination plate - Hand | Biomet Trauma | 1.5MM LOCKING PLATE - T-SHAPE | 1312-20-152 | Standalone | DE0019094 | Patients requiring fracture fixation or orthopaedic corrective surgery
Orthopaedics | Trauma - Extramedullary fixation | Locking/combination plate | Locking/combination plate - Hand | Biomet Trauma | 1.5MM LOCKING PLATE - Y-SHAPE | 1312-20-153 | Standalone | DE0019094 | Patients requiring fracture fixation or orthopaedic corrective surgery
Orthopaedics | Trauma - Extramedullary fixation | Locking/combination plate | Locking/combination plate - Hand | Biomet Trauma | 1.5MM LOCKING PLATE-T/Y SHAPE | 1312-20-154 | Standalone | DE0019094 | Patients requiring fracture fixation or orthopaedic corrective surgery
Orthopaedics | Trauma - Extramedullary fixation | Locking/combination plate | Locking/combination plate - Hand | Biomet Trauma | 1.5MM LOCKING PLATE - WEB | 1312-20-155 | Standalone | DE0019094 | Patients requiring fracture fixation or orthopaedic corrective surgery
Orthopaedics | Trauma - Extramedullary fixation | Locking/combination plate | Locking/combination plate - Hand | Biomet Trauma | 1.5MM LOCKING PLATE - T SMALL | 1312-20-157 | Standalone | DE0019094 | Patients requiring fracture fixation or orthopaedic corrective surgery
Orthopaedics | Trauma - Extramedullary fixation | Locking/combination plate | Locking/combination plate - Hand | Biomet Trauma | 2.5MM LOCK PLATE STRAIGHT | 1312-20-251 | Standalone | DE0505476 | Patients requiring fracture fixation or orthopaedic corrective surgery
Orthopaedics | Trauma - Extramedullary fixation | Locking/combination plate | Locking/combination plate - Hand | Biomet Trauma | 2.5MM LOCK PLATE T-SHAPE | 1312-20-252 | Standalone | DE0019094 | Patients requiring fracture fixation or orthopaedic corrective surgery
Orthopaedics | Trauma - Extramedullary fixation | Locking/combination plate | Locking/combination plate - Hand | Biomet Trauma | 2.5MM LOCK PLATE Y-SHAPE | 1312-20-253 | Standalone | DE0019364 | Patients requiring fracture fixation or orthopaedic corrective surgery
Orthopaedics | Trauma - Extramedullary fixation | Locking/combination plate | Locking/combination plate - Hand | Biomet Trauma | 2.5MM LOCK PLATE TY-SHAPE | 1312-20-254 | Standalone | DE0019364 | Patients requiring fracture fixation or orthopaedic corrective surgery
Orthopaedics | Trauma - Extramedullary fixation | Plate accessories | Non-locking screw | Biomet Trauma | NON LOCKING SCREW 1.3MMX8MM | 1312-20-308 | Standalone | DE0019364 | Patients requiring fracture fixation or orthopaedic corrective surgery
Orthopaedics | Trauma - Extramedullary fixation | Plate accessories | Non-locking screw | Biomet Trauma | NON LOCKING SCREW 1.3MMX9MM | 1312-20-309 | Standalone | DE0019364 | Patients requiring fracture fixation or orthopaedic corrective surgery
Orthopaedics | Trauma - Extramedullary fixation | Plate accessories | Non-locking screw | Biomet Trauma | NON LOCKING SCREW 1.3MMX10MM | 1312-20-310 | Standalone | DE0019364 | Patients requiring fracture fixation or orthopaedic corrective surgery
Orthopaedics | Trauma - Extramedullary fixation | Plate accessories | Non-locking screw | Biomet Trauma | NON LOCKING SCREW 1.3MMX11MM | 1312-20-311 | Standalone | DE0019364 | Patients requiring fracture fixation or orthopaedic corrective surgery
Orthopaedics | Trauma - Extramedullary fixation | Plate accessories | Non-locking screw | Biomet Trauma | NON LOCKING SCREW 1.3MMX12MM | 1312-20-312 | Standalone | DE0019364 | Patients requiring fracture fixation or orthopaedic corrective surgery
Orthopaedics | Trauma - Extramedullary fixation | Plate accessories | Non-locking screw | Biomet Trauma | NON LOCKING SCREW 1.3MMX13MM | 1312-20-313 | Standalone | DE0019364 | Patients requiring fracture fixation or orthopaedic corrective surgery
Orthopaedics | Trauma - Extramedullary fixation | Plate accessories | Non-locking screw | Biomet Trauma | NON LOCKING SCREW 1.3MMX14MM | 1312-20-314 | Standalone | DE0019364 | Patients requiring fracture fixation or orthopaedic corrective surgery
Orthopaedics | Trauma - Extramedullary fixation | Plate accessories | Non-locking screw | Biomet Trauma | NON LOCKING SCREW 1.3MMX15MM | 1312-20-315 | Standalone | DE0019364 | Patients requiring fracture fixation or orthopaedic corrective surgery
Orthopaedics | Trauma - Extramedullary fixation | Plate accessories | Non-locking screw | Biomet Trauma | NON LOCKING SCREW 1.3MMX16MM | 1312-20-316 | Standalone | DE0019364 | Patients requiring fracture fixation or orthopaedic corrective surgery
Orthopaedics | Trauma - Extramedullary fixation | Plate accessories | Non-locking screw | Biomet Trauma | NON LOCKING SCREW 1.3MMX18MM | 1312-20-318 | Standalone | DE0019094 | Patients requiring fracture fixation or orthopaedic corrective surgery
Orthopaedics | Trauma - Extramedullary fixation | Plate accessories | Non-locking screw | Biomet Trauma | NON LOCKING SCREW 1.3MMX20MM | 1312-20-320 | Standalone | DE0019094 | Patients requiring fracture fixation or orthopaedic corrective surgery
Orthopaedics | Trauma - Extramedullary fixation | Plate accessories | Non-locking screw | Biomet Trauma | NON LOCKING SCREW 1.3MMX22MM | 1312-20-322 | Standalone | DE0019094 | Patients requiring fracture fixation or orthopaedic corrective surgery
Orthopaedics | Trauma - Extramedullary fixation | Plate accessories | Non-locking screw | Biomet Trauma | NON LOCKING SCREW 1.3MMX24MM | 1312-20-324 | Standalone | DE0019094 | Patients requiring fracture fixation or orthopaedic corrective surgery
Orthopaedics | Trauma - Extramedullary fixation | Plate accessories | Locking screw | Biomet Trauma | LOCKING SCREW 1.5MMX8MM | 1312-20-408 | Standalone | DE0019094 | Patients requiring fracture fixation or orthopaedic corrective surgery
Orthopaedics | Trauma - Extramedullary fixation | Plate accessories | Locking screw | Biomet Trauma | LOCKING SCREW 1.5MMX9MM | 1312-20-409 | Standalone | DE0019094 | Patients requiring fracture fixation or orthopaedic corrective surgery
Orthopaedics | Trauma - Extramedullary fixation | Plate accessories | Locking screw | Biomet Trauma | LOCKING SCREW 1.5MMX10MM | 1312-20-410 | Standalone | DE0019094 | Patients requiring fracture fixation or orthopaedic corrective surgery
Orthopaedics | Trauma - Extramedullary fixation | Plate accessories | Locking screw | Biomet Trauma | LOCKING SCREW 1.5MMX11MM | 1312-20-411 | Standalone | DE0019094 | Patients requiring fracture fixation or orthopaedic corrective surgery
Orthopaedics | Trauma - Extramedullary fixation | Plate accessories | Locking screw | Biomet Trauma | LOCKING SCREW 1.5MMX12MM | 1312-20-412 | Standalone | DE0019094 | Patients requiring fracture fixation or orthopaedic corrective surgery
Orthopaedics | Trauma - Extramedullary fixation | Plate accessories | Locking screw | Biomet Trauma | LOCKING SCREW 1.5MMX13MM | 1312-20-413 | Standalone | DE0019094 | Patients requiring fracture fixation or orthopaedic corrective surgery
Orthopaedics | Trauma - Extramedullary fixation | Plate accessories | Locking screw | Biomet Trauma | LOCKING SCREW 1.5MMX14MM | 1312-20-414 | Standalone | DE0019094 | Patients requiring fracture fixation or orthopaedic corrective surgery
Orthopaedics | Trauma - Extramedullary fixation | Plate accessories | Locking screw | Biomet Trauma | LOCKING SCREW 1.5MMX15MM | 1312-20-415 | Standalone | DE0019094 | Patients requiring fracture fixation or orthopaedic corrective surgery
Orthopaedics | Trauma - Extramedullary fixation | Plate accessories | Locking screw | Biomet Trauma | LOCKING SCREW 1.5MMX16MM | 1312-20-416 | Standalone | DE0019094 | Patients requiring fracture fixation or orthopaedic corrective surgery
Orthopaedics | Trauma - Extramedullary fixation | Plate accessories | Locking screw | Biomet Trauma | LOCKING SCREW 1.5MMX18MM | 1312-20-418 | Standalone | DE0019094 | Patients requiring fracture fixation or orthopaedic corrective surgery
Orthopaedics | Trauma - Extramedullary fixation | Plate accessories | Locking screw | Biomet Trauma | LOCKING SCREW 1.5MMX20MM | 1312-20-420 | Standalone | DE0019094 | Patients requiring fracture fixation or orthopaedic corrective surgery
Orthopaedics | Trauma - Extramedullary fixation | Plate accessories | Locking screw | Biomet Trauma | LOCKING SCREW 1.5MMX22MM | 1312-20-422 | Standalone | DE0019094 | Patients requiring fracture fixation or orthopaedic corrective surgery
Orthopaedics | Trauma - Extramedullary fixation | Plate accessories | Locking screw | Biomet Trauma | LOCKING SCREW 1.5MMX24MM | 1312-20-424 | Standalone | DE0019094 | Patients requiring fracture fixation or orthopaedic corrective surgery
Orthopaedics | Trauma - Extramedullary fixation | Plate accessories | Non-locking screw | Biomet Trauma | NON LOCKING SCREW 1.5MMX8MM | 1312-20-508 | Standalone | DE0019094 | Patients requiring fracture fixation or orthopaedic corrective surgery
Orthopaedics | Trauma - Extramedullary fixation | Plate accessories | Non-locking screw | Biomet Trauma | NON LOCKING SCREW 1.5MMX9MM | 1312-20-509 | Standalone | DE0019094 | Patients requiring fracture fixation or orthopaedic corrective surgery
Orthopaedics | Trauma - Extramedullary fixation | Plate accessories | Non-locking screw | Biomet Trauma | NON LOCKING SCREW 1.5MMX10MM | 1312-20-510 | Standalone | DE0019094 | Patients requiring fracture fixation or orthopaedic corrective surgery
Orthopaedics | Trauma - Extramedullary fixation | Plate accessories | Non-locking screw | Biomet Trauma | NON LOCKING SCREW 1.5MMX11MM | 1312-20-511 | Standalone | DE0019094 | Patients requiring fracture fixation or orthopaedic corrective surgery
Orthopaedics | Trauma - Extramedullary fixation | Plate accessories | Non-locking screw | Biomet Trauma | NON LOCKING SCREW 1.5MMX12MM | 1312-20-512 | Standalone | DE0019094 | Patients requiring fracture fixation or orthopaedic corrective surgery
Orthopaedics | Trauma - Extramedullary fixation | Plate accessories | Non-locking screw | Biomet Trauma | NON LOCKING SCREW 1.5MMX13MM | 1312-20-513 | Standalone | DE0019094 | Patients requiring fracture fixation or orthopaedic corrective surgery
Orthopaedics | Trauma - Extramedullary fixation | Plate accessories | Non-locking screw | Biomet Trauma | NON LOCKING SCREW 1.5MMX14MM | 1312-20-514 | Standalone | DE0019094 | Patients requiring fracture fixation or orthopaedic corrective surgery
Orthopaedics | Trauma - Extramedullary fixation | Plate accessories | Non-locking screw | Biomet Trauma | NON LOCKING SCREW 1.5MMX15MM | 1312-20-515 | Standalone | DE0019094 | Patients requiring fracture fixation or orthopaedic corrective surgery
Orthopaedics | Trauma - Extramedullary fixation | Plate accessories | Non-locking screw | Biomet Trauma | NON LOCKING SCREW 1.5MMX16MM | 1312-20-516 | Standalone | DE0019094 | Patients requiring fracture fixation or orthopaedic corrective surgery
Orthopaedics | Trauma - Extramedullary fixation | Plate accessories | Non-locking screw | Biomet Trauma | NON LOCKING SCREW 1.5MMX18MM | 1312-20-518 | Standalone | DE0019094 | Patients requiring fracture fixation or orthopaedic corrective surgery
Orthopaedics | Trauma - Extramedullary fixation | Plate accessories | Non-locking screw | Biomet Trauma | NON LOCKING SCREW 1.5MMX20MM | 1312-20-520 | Standalone | DE0503079 | Patients requiring fracture fixation or orthopaedic corrective surgery
Orthopaedics | Trauma - Extramedullary fixation | Plate accessories | Non-locking screw | Biomet Trauma | NON LOCKING SCREW 1.5MMX22MM | 1312-20-522 | Standalone | DE0501670 | Patients requiring fracture fixation or orthopaedic corrective surgery
Orthopaedics | Trauma - Extramedullary fixation | Plate accessories | Non-locking screw | Biomet Trauma | NON LOCKING SCREW 1.5MMX24MM | 1312-20-524 | Standalone | DE0501670 | Patients requiring fracture fixation or orthopaedic corrective surgery
Orthopaedics | Trauma - Extramedullary fixation | Plate accessories | Non-locking screw | Biomet Trauma | 4.0 CANN.CANCEL.LAG 10MM | 14376-10 | Standalone | DE0501125 | Patients requiring fracture fixation or orthopaedic corrective surgery
Orthopaedics | Trauma - Extramedullary fixation | Plate accessories | Non-locking screw | Biomet Trauma | 4.0 CANN.CANCEL.LAG 12MM | 14376-12 | Standalone | DE0501125 | Patients requiring fracture fixation or orthopaedic corrective surgery
Orthopaedics | Trauma - Extramedullary fixation | Plate accessories | Non-locking screw | Biomet Trauma | 4.0 CANN.CANCEL.LAG 14MM | 14376-14 | Standalone | DE0501125 | Patients requiring fracture fixation or orthopaedic corrective surgery
Orthopaedics | Trauma - Extramedullary fixation | Plate accessories | Non-locking screw | Biomet Trauma | 4.0 CANN.CANCEL.LAG 16MM | 14376-16 | Standalone | DE0501125 | Patients requiring fracture fixation or orthopaedic corrective surgery
Orthopaedics | Trauma - Extramedullary fixation | Plate accessories | Non-locking screw | Biomet Trauma | 4.0 CANN.CANCEL.LAG 18MM | 14376-18 | Standalone | DE0501125 | Patients requiring fracture fixation or orthopaedic corrective surgery
Orthopaedics | Trauma - Extramedullary fixation | Plate accessories | Non-locking screw | Biomet Trauma | 4.0 CANN.CANCEL.LAG 20MM | 14376-20 | Standalone | DE0501125 | Patients requiring fracture fixation or orthopaedic corrective surgery
Orthopaedics | Trauma - Extramedullary fixation | Plate accessories | Non-locking screw | Biomet Trauma | 4.0 CANN.CANCEL.LAG 22MM | 14376-22 | Standalone | DE0501125 | Patients requiring fracture fixation or orthopaedic corrective surgery
Orthopaedics | Trauma - Extramedullary fixation | Plate accessories | Non-locking screw | Biomet Trauma | 4.0 CANN.CANCEL.LAG 24MM | 14376-24 | Standalone | DE0501125 | Patients requiring fracture fixation or orthopaedic corrective surgery
Orthopaedics | Trauma - Extramedullary fixation | Plate accessories | Non-locking screw | Biomet Trauma | 4.0 CANN.CANCEL.LAG 26MM | 14376-26 | Standalone | DE0501125 | Patients requiring fracture fixation or orthopaedic corrective surgery
Orthopaedics | Trauma - Extramedullary fixation | Plate accessories | Non-locking screw | Biomet Trauma | 4.0 CANN.CANCEL.LAG 28MM | 14376-28 | Standalone | DE0501125 | Patients requiring fracture fixation or orthopaedic corrective surgery
Orthopaedics | Trauma - Extramedullary fixation | Plate accessories | Non-locking screw | Biomet Trauma | 4.0 CANN.CANCEL.LAG 30MM | 14376-30 | Standalone | DE0501125 | Patients requiring fracture fixation or orthopaedic corrective surgery
Orthopaedics | Trauma - Extramedullary fixation | Plate accessories | Non-locking screw | Biomet Trauma | 4.0 CANN.CANCEL.LAG 32MM | 14376-32 | Standalone | DE0501125 | Patients requiring fracture fixation or orthopaedic corrective surgery
Orthopaedics | Trauma - Extramedullary fixation | Plate accessories | Non-locking screw | Biomet Trauma | 4.0 CANN.CANCEL.LAG 34MM | 14376-34 | Standalone | DE0501125 | Patients requiring fracture fixation or orthopaedic corrective surgery
Orthopaedics | Trauma - Extramedullary fixation | Plate accessories | Non-locking screw | Biomet Trauma | 4.0 CANN.CANCEL.LAG 36MM | 14376-36 | Standalone | DE0501125 | Patients requiring fracture fixation or orthopaedic corrective surgery
Orthopaedics | Trauma - Extramedullary fixation | Plate accessories | Non-locking screw | Biomet Trauma | 4.0 CANN.CANCEL.LAG 38MM | 14376-38 | Standalone | DE0501125 | Patients requiring fracture fixation or orthopaedic corrective surgery
Orthopaedics | Trauma - Extramedullary fixation | Plate accessories | Non-locking screw | Biomet Trauma | 4.0 CANN.CANCEL.LAG 40MM | 14376-40 | Standalone | DE0501125 | Patients requiring fracture fixation or orthopaedic corrective surgery
Orthopaedics | Trauma - Extramedullary fixation | Plate accessories | Non-locking screw | Biomet Trauma | 4.0 CANN.CANCEL.LAG 42MM | 14376-42 | Standalone | DE0501125 | Patients requiring fracture fixation or orthopaedic corrective surgery
Orthopaedics | Trauma - Extramedullary fixation | Plate accessories | Non-locking screw | Biomet Trauma | 4.0 CANN.CANCEL.LAG 44MM | 14376-44 | Standalone | DE0501125 | Patients requiring fracture fixation or orthopaedic corrective surgery
Orthopaedics | Trauma - Extramedullary fixation | Plate accessories | Non-locking screw | Biomet Trauma | 4.0 CANN.CANCEL.LAG 46MM | 14376-46 | Standalone | DE0501125 | Patients requiring fracture fixation or orthopaedic corrective surgery
Orthopaedics | Trauma - Extramedullary fixation | Plate accessories | Non-locking screw | Biomet Trauma | 4.0 CANN.CANCEL.LAG 48MM | 14376-48 | Standalone | DE0501125 | Patients requiring fracture fixation or orthopaedic corrective surgery
Orthopaedics | Trauma - Extramedullary fixation | Plate accessories | Non-locking screw | Biomet Trauma | 4.0 CANN.CANCEL.LAG 50MM | 14376-50 | Standalone | DE0501125 | Patients requiring fracture fixation or orthopaedic corrective surgery
Orthopaedics | Trauma - Extramedullary fixation | Plate accessories | Non-locking screw | Biomet Trauma | 4.0 CANN.CANCEL.LAG 55MM | 14376-55 | Standalone | DE0501125 | Patients requiring fracture fixation or orthopaedic corrective surgery
Orthopaedics | Trauma - Extramedullary fixation | Plate accessories | Non-locking screw | Biomet Trauma | 4.0 CANN.CANCEL.LAG 60MM | 14376-60 | Standalone | DE0501125 | Patients requiring fracture fixation or orthopaedic corrective surgery
Orthopaedics | Trauma - Extramedullary fixation | Plate accessories | Non-locking screw | Biomet Trauma | 4.0 CANN.CANCEL.LAG 65MM | 14376-65 | Standalone | DE0501125 | Patients requiring fracture fixation or orthopaedic corrective surgery
Orthopaedics | Trauma - Extramedullary fixation | Plate accessories | Non-locking screw | Biomet Trauma | 4.0 CANN.CANCEL.LAG 70MM | 14376-70 | Standalone | DE0501125 | Patients requiring fracture fixation or orthopaedic corrective surgery
Orthopaedics | Trauma - Extramedullary fixation | Plate accessories | Non-locking screw | Biomet Trauma | 2.7MM CORTICAL SCREW FT 10MM | 8140-27-010 | Standalone | DE0019364 | Patients requiring fracture fixation or orthopaedic corrective surgery
Orthopaedics | Trauma - Extramedullary fixation | Plate accessories | Non-locking screw | Biomet Trauma | 2.7MM CORTICAL SCREW FT 12MM | 8140-27-012 | Standalone | DE0019364 | Patients requiring fracture fixation or orthopaedic corrective surgery
Orthopaedics | Trauma - Extramedullary fixation | Plate accessories | Non-locking screw | Biomet Trauma | 2.7MM CORTICAL SCREW FT 14MM | 8140-27-014 | Standalone | DE0019364 | Patients requiring fracture fixation or orthopaedic corrective surgery
Orthopaedics | Trauma - Extramedullary fixation | Plate accessories | Non-locking screw | Biomet Trauma | 2.7MM CORTICAL SCREW FT 16MM | 8140-27-016 | Standalone | DE0019364 | Patients requiring fracture fixation or orthopaedic corrective surgery
Orthopaedics | Trauma - Extramedullary fixation | Plate accessories | Non-locking screw | Biomet Trauma | 2.7MM CORTICAL SCREW FT 18MM | 8140-27-018 | Standalone | DE0019364 | Patients requiring fracture fixation or orthopaedic corrective surgery
Orthopaedics | Trauma - Extramedullary fixation | Plate accessories | Non-locking screw | Biomet Trauma | 2.7MM CORTICAL SCREW FT 20MM | 8140-27-020 | Standalone | DE0019364 | Patients requiring fracture fixation or orthopaedic corrective surgery
Orthopaedics | Trauma - Extramedullary fixation | Plate accessories | Non-locking screw | Biomet Trauma | 2.7MM CORTICAL SCREW FT 22MM | 8140-27-022 | Standalone | DE0019364 | Patients requiring fracture fixation or orthopaedic corrective surgery
Orthopaedics | Trauma - Extramedullary fixation | Plate accessories | Non-locking screw | Biomet Trauma | 2.7MM CORTICAL SCREW FT 24MM | 8140-27-024 | Standalone | DE0019364 | Patients requiring fracture fixation or orthopaedic corrective surgery
Orthopaedics | Trauma - Extramedullary fixation | Plate accessories | Non-locking screw | Biomet Trauma | 2.7MM CORTICAL SCREW FT 26MM | 8140-27-026 | Standalone | DE0019364 | Patients requiring fracture fixation or orthopaedic corrective surgery
Orthopaedics | Trauma - Extramedullary fixation | Plate accessories | Non-locking screw | Biomet Trauma | 2.7MM CORTICAL SCREW FT 28MM | 8140-27-028 | Standalone | DE0019364 | Patients requiring fracture fixation or orthopaedic corrective surgery
Orthopaedics | Trauma - Extramedullary fixation | Plate accessories | Non-locking screw | Biomet Trauma | 2.7MM CORTICAL SCREW FT 30MM | 8140-27-030 | Standalone | DE0019364 | Patients requiring fracture fixation or orthopaedic corrective surgery
Orthopaedics | Trauma - Extramedullary fixation | Plate accessories | Non-locking screw | Biomet Trauma | 2.7MM CORTICAL SCREW FT 32MM | 8140-27-032 | Standalone | DE0019364 | Patients requiring fracture fixation or orthopaedic corrective surgery
Orthopaedics | Trauma - Extramedullary fixation | Plate accessories | Non-locking screw | Biomet Trauma | 2.7MM CORTICAL SCREW FT 34MM | 8140-27-034 | Standalone | DE0019364 | Patients requiring fracture fixation or orthopaedic corrective surgery
Orthopaedics | Trauma - Extramedullary fixation | Plate accessories | Non-locking screw | Biomet Trauma | 2.7MM CORTICAL SCREW FT 36MM | 8140-27-036 | Standalone | DE0019364 | Patients requiring fracture fixation or orthopaedic corrective surgery
Orthopaedics | Trauma - Extramedullary fixation | Plate accessories | Non-locking screw | Biomet Trauma | 2.7MM CORTICAL SCREW FT 38MM | 8140-27-038 | Standalone | DE0019364 | Patients requiring fracture fixation or orthopaedic corrective surgery
Orthopaedics | Trauma - Extramedullary fixation | Plate accessories | Non-locking screw | Biomet Trauma | 2.7MM CORTICAL SCREW FT 40MM | 8140-27-040 | Standalone | DE0019364 | Patients requiring fracture fixation or orthopaedic corrective surgery
Orthopaedics | Trauma - Extramedullary fixation | Plate accessories | Non-locking screw | Biomet Trauma | 2.7MM CORTICAL SCREW FT 42MM | 8140-27-042 | Standalone | DE0019364 | Patients requiring fracture fixation or orthopaedic corrective surgery
Orthopaedics | Trauma - Extramedullary fixation | Plate accessories | Non-locking screw | Biomet Trauma | 2.7MM CORTICAL SCREW FT 44MM | 8140-27-044 | Standalone | DE0019364 | Patients requiring fracture fixation or orthopaedic corrective surgery
Orthopaedics | Trauma - Extramedullary fixation | Plate accessories | Non-locking screw | Biomet Trauma | 2.7MM CORTICAL SCREW FT 46MM | 8140-27-046 | Standalone | DE0019364 | Patients requiring fracture fixation or orthopaedic corrective surgery
Orthopaedics | Trauma - Extramedullary fixation | Plate accessories | Non-locking screw | Biomet Trauma | 2.7MM CORTICAL SCREW FT 48MM | 8140-27-048 | Standalone | DE0019364 | Patients requiring fracture fixation or orthopaedic corrective surgery
Orthopaedics | Trauma - Extramedullary fixation | Plate accessories | Non-locking screw | Biomet Trauma | 2.7MM CORTICAL SCREW FT 50MM | 8140-27-050 | Standalone | DE0019364 | Patients requiring fracture fixation or orthopaedic corrective surgery
Orthopaedics | Trauma - Extramedullary fixation | Plate accessories | Non-locking screw | Biomet Trauma | 2.7MM CORTICAL SCREW FT 55MM | 8140-27-055 | Standalone | DE0019364 | Patients requiring fracture fixation or orthopaedic corrective surgery
Orthopaedics | Trauma - Extramedullary fixation | Plate accessories | Non-locking screw | Biomet Trauma | 2.7MM CORTICAL SCREW FT 60MM | 8140-27-060 | Standalone | DE0019364 | Patients requiring fracture fixation or orthopaedic corrective surgery
Orthopaedics | Trauma - Extramedullary fixation | Plate accessories | Non-locking screw | Biomet Trauma | 2.7MM CORTICAL SCREW FT 65MM | 8140-27-065 | Standalone | DE0019364 | Patients requiring fracture fixation or orthopaedic corrective surgery
Orthopaedics | Trauma - Extramedullary fixation | Plate accessories | Non-locking screw | Biomet Trauma | 2.7MM CORTICAL SCREW FT 70MM | 8140-27-070 | Standalone | DE0019364 | Patients requiring fracture fixation or orthopaedic corrective surgery
Orthopaedics | Trauma - Extramedullary fixation | Plate accessories | Non-locking screw | Biomet Trauma | CORTICAL SCREW 3.5 X 10 MM | 8150-37-010 | Standalone | DE0019364 | Patients requiring fracture fixation or orthopaedic corrective surgery
Orthopaedics | Trauma - Extramedullary fixation | Plate accessories | Non-locking screw | Biomet Trauma | CORTICAL SCREW 3.5 X 12 MM | 8150-37-012 | Standalone | DE0019364 | Patients requiring fracture fixation or orthopaedic corrective surgery
Orthopaedics | Trauma - Extramedullary fixation | Plate accessories | Non-locking screw | Biomet Trauma | CORTICAL SCREW 3.5 X 14 MM | 8150-37-014 | Standalone | DE0019364 | Patients requiring fracture fixation or orthopaedic corrective surgery
Orthopaedics | Trauma - Extramedullary fixation | Plate accessories | Non-locking screw | Biomet Trauma | CORTICAL SCREW 3.5 X 16 MM | 8150-37-016 | Standalone | DE0019364 | Patients requiring fracture fixation or orthopaedic corrective surgery
Orthopaedics | Trauma - Extramedullary fixation | Plate accessories | Non-locking screw | Biomet Trauma | CORTICAL SCREW 3.5 X 18 MM | 8150-37-018 | Standalone | DE0019364 | Patients requiring fracture fixation or orthopaedic corrective surgery
Orthopaedics | Trauma - Extramedullary fixation | Plate accessories | Non-locking screw | Biomet Trauma | CORTICAL SCREW 3.5 X 20 MM | 8150-37-020 | Standalone | DE0019364 | Patients requiring fracture fixation or orthopaedic corrective surgery
Orthopaedics | Trauma - Extramedullary fixation | Plate accessories | Non-locking screw | Biomet Trauma | CORTICAL SCREW 3.5 X 22 MM | 8150-37-022 | Standalone | DE0019364 | Patients requiring fracture fixation or orthopaedic corrective surgery
Orthopaedics | Trauma - Extramedullary fixation | Plate accessories | Non-locking screw | Biomet Trauma | CORTICAL SCREW 3.5 X 24 MM | 8150-37-024 | Standalone | DE0019364 | Patients requiring fracture fixation or orthopaedic corrective surgery
Orthopaedics | Trauma - Extramedullary fixation | Plate accessories | Non-locking screw | Biomet Trauma | CORTICAL SCREW 3.5 X 26 MM | 8150-37-026 | Standalone | DE0019364 | Patients requiring fracture fixation or orthopaedic corrective surgery
Orthopaedics | Trauma - Extramedullary fixation | Plate accessories | Non-locking screw | Biomet Trauma | CORTICAL SCREW 3.5 X 28 MM | 8150-37-028 | Standalone | DE0019364 | Patients requiring fracture fixation or orthopaedic corrective surgery
Orthopaedics | Trauma - Extramedullary fixation | Plate accessories | Non-locking screw | Biomet Trauma | CORTICAL SCREW 3.5 X 30 MM | 8150-37-030 | Standalone | DE0019364 | Patients requiring fracture fixation or orthopaedic corrective surgery
Orthopaedics | Trauma - Extramedullary fixation | Plate accessories | Non-locking screw | Biomet Trauma | CORTICAL SCREW 3.5 X 32 MM | 8150-37-032 | Standalone | DE0019364 | Patients requiring fracture fixation or orthopaedic corrective surgery
Orthopaedics | Trauma - Extramedullary fixation | Plate accessories | Non-locking screw | Biomet Trauma | CORTICAL SCREW 3.5 X 34 MM | 8150-37-034 | Standalone | DE0019364 | Patients requiring fracture fixation or orthopaedic corrective surgery
Orthopaedics | Trauma - Extramedullary fixation | Plate accessories | Non-locking screw | Biomet Trauma | CORTICAL SCREW 3.5 X 36 MM | 8150-37-036 | Standalone | DE0019364 | Patients requiring fracture fixation or orthopaedic corrective surgery
Orthopaedics | Trauma - Extramedullary fixation | Plate accessories | Non-locking screw | Biomet Trauma | CORTICAL SCREW 3.5 X 38 MM | 8150-37-038 | Standalone | DE0019364 | Patients requiring fracture fixation or orthopaedic corrective surgery
Orthopaedics | Trauma - Extramedullary fixation | Plate accessories | Non-locking screw | Biomet Trauma | CORTICAL SCREW 3.5 X 40 MM | 8150-37-040 | Standalone | DE0019364 | Patients requiring fracture fixation or orthopaedic corrective surgery
Orthopaedics | Trauma - Extramedullary fixation | Plate accessories | Non-locking screw | Biomet Trauma | CORTICAL SCREW 3.5 X 42 MM | 8150-37-042 | Standalone | DE0019364 | Patients requiring fracture fixation or orthopaedic corrective surgery
Orthopaedics | Trauma - Extramedullary fixation | Plate accessories | Non-locking screw | Biomet Trauma | CORTICAL SCREW 3.5 X 44 MM | 8150-37-044 | Standalone | DE0019364 | Patients requiring fracture fixation or orthopaedic corrective surgery
Orthopaedics | Trauma - Extramedullary fixation | Plate accessories | Non-locking screw | Biomet Trauma | CORTICAL SCREW 3.5 X 46 MM | 8150-37-046 | Standalone | DE0019364 | Patients requiring fracture fixation or orthopaedic corrective surgery
Orthopaedics | Trauma - Extramedullary fixation | Plate accessories | Non-locking screw | Biomet Trauma | CORTICAL SCREW 3.5 X 48 MM | 8150-37-048 | Standalone | DE0019364 | Patients requiring fracture fixation or orthopaedic corrective surgery
Orthopaedics | Trauma - Extramedullary fixation | Plate accessories | Non-locking screw | Biomet Trauma | CORTICAL SCREW 3.5 X 50 MM | 8150-37-050 | Standalone | DE0019364 | Patients requiring fracture fixation or orthopaedic corrective surgery
Orthopaedics | Trauma - Extramedullary fixation | Plate accessories | Non-locking screw | Biomet Trauma | CORTICAL SCREW 3.5 X 55 MM | 8150-37-055 | Standalone | DE0019094 | Patients requiring fracture fixation or orthopaedic corrective surgery
Orthopaedics | Trauma - Extramedullary fixation | Plate accessories | Non-locking screw | Biomet Trauma | CORTICAL SCREW 3.5 X 60 MM | 8150-37-060 | Standalone | DE0019094 | Patients requiring fracture fixation or orthopaedic corrective surgery
Orthopaedics | Trauma - Extramedullary fixation | Plate accessories | Non-locking screw | Biomet Trauma | CORTICAL SCREW 3.5 X 65 MM | 8150-37-065 | Standalone | DE0019094 | Patients requiring fracture fixation or orthopaedic corrective surgery
Orthopaedics | Trauma - Extramedullary fixation | Plate accessories | Non-locking screw | Biomet Trauma | CORTICAL SCREW 3.5 X 70 MM | 8150-37-070 | Standalone | DE0019094 | Patients requiring fracture fixation or orthopaedic corrective surgery
Orthopaedics | Trauma - Extramedullary fixation | Plate accessories | Non-locking screw | Biomet Trauma | SCREW CANC FTH 4.0 X 10MM | 8153-41-010 | Standalone | DE0501125 | Patients requiring fracture fixation or orthopaedic corrective surgery
Orthopaedics | Trauma - Extramedullary fixation | Plate accessories | Non-locking screw | Biomet Trauma | SCREW CANC FTH 4.0 X 12MM | 8153-41-012 | Standalone | DE0501125 | Patients requiring fracture fixation or orthopaedic corrective surgery
Orthopaedics | Trauma - Extramedullary fixation | Plate accessories | Non-locking screw | Biomet Trauma | SCREW CANC FTH 4.0 X 14MM | 8153-41-014 | Standalone | DE0501125 | Patients requiring fracture fixation or orthopaedic corrective surgery
Orthopaedics | Trauma - Extramedullary fixation | Plate accessories | Non-locking screw | Biomet Trauma | SCREW CANC FTH 4.0 X 16MM | 8153-41-016 | Standalone | DE0501125 | Patients requiring fracture fixation or orthopaedic corrective surgery
Orthopaedics | Trauma - Extramedullary fixation | Plate accessories | Non-locking screw | Biomet Trauma | SCREW CANC FTH 4.0 X 18MM | 8153-41-018 | Standalone | DE0501125 | Patients requiring fracture fixation or orthopaedic corrective surgery
Orthopaedics | Trauma - Extramedullary fixation | Plate accessories | Non-locking screw | Biomet Trauma | SCREW CANC FTH 4.0 X 20MM | 8153-41-020 | Standalone | DE0501125 | Patients requiring fracture fixation or orthopaedic corrective surgery
Orthopaedics | Trauma - Extramedullary fixation | Plate accessories | Non-locking screw | Biomet Trauma | SCREW CANC FTH 4.0 X 22MM | 8153-41-022 | Standalone | DE0501125 | Patients requiring fracture fixation or orthopaedic corrective surgery
Orthopaedics | Trauma - Extramedullary fixation | Plate accessories | Non-locking screw | Biomet Trauma | SCREW CANC FTH 4.0 X 24MM | 8153-41-024 | Standalone | DE0501125 | Patients requiring fracture fixation or orthopaedic corrective surgery
Orthopaedics | Trauma - Extramedullary fixation | Plate accessories | Non-locking screw | Biomet Trauma | SCREW CANC FTH 4.0 X 26MM | 8153-41-026 | Standalone | DE0501125 | Patients requiring fracture fixation or orthopaedic corrective surgery
Orthopaedics | Trauma - Extramedullary fixation | Plate accessories | Non-locking screw | Biomet Trauma | SCREW CANC FTH 4.0 X 28MM | 8153-41-028 | Standalone | DE0501125 | Patients requiring fracture fixation or orthopaedic corrective surgery
Orthopaedics | Trauma - Extramedullary fixation | Plate accessories | Non-locking screw | Biomet Trauma | SCREW CANC FTH 4.0 X 30MM | 8153-41-030 | Standalone | DE0501125 | Patients requiring fracture fixation or orthopaedic corrective surgery
Orthopaedics | Trauma - Extramedullary fixation | Plate accessories | Non-locking screw | Biomet Trauma | SCREW CANC FTH 4.0 X 32MM | 8153-41-032 | Standalone | DE0501125 | Patients requiring fracture fixation or orthopaedic corrective surgery
Orthopaedics | Trauma - Extramedullary fixation | Plate accessories | Non-locking screw | Biomet Trauma | SCREW CANC FTH 4.0 X 34MM | 8153-41-034 | Standalone | DE0501125 | Patients requiring fracture fixation or orthopaedic corrective surgery
Orthopaedics | Trauma - Extramedullary fixation | Plate accessories | Non-locking screw | Biomet Trauma | SCREW CANC FTH 4.0 X 36MM | 8153-41-036 | Standalone | DE0501125 | Patients requiring fracture fixation or orthopaedic corrective surgery
Orthopaedics | Trauma - Extramedullary fixation | Plate accessories | Non-locking screw | Biomet Trauma | SCREW CANC FTH 4.0 X 38MM | 8153-41-038 | Standalone | DE0501125 | Patients requiring fracture fixation or orthopaedic corrective surgery
Orthopaedics | Trauma - Extramedullary fixation | Plate accessories | Non-locking screw | Biomet Trauma | SCREW CANC FTH 4.0 X 40MM | 8153-41-040 | Standalone | DE0501125 | Patients requiring fracture fixation or orthopaedic corrective surgery
Orthopaedics | Trauma - Extramedullary fixation | Plate accessories | Non-locking screw | Biomet Trauma | SCREW CANC FTH 4.0 X 42MM | 8153-41-042 | Standalone | DE0501125 | Patients requiring fracture fixation or orthopaedic corrective surgery
Orthopaedics | Trauma - Extramedullary fixation | Plate accessories | Non-locking screw | Biomet Trauma | SCREW CANC FTH 4.0 X 44MM | 8153-41-044 | Standalone | DE0501125 | Patients requiring fracture fixation or orthopaedic corrective surgery
Orthopaedics | Trauma - Extramedullary fixation | Plate accessories | Non-locking screw | Biomet Trauma | SCREW CANC FTH 4.0 X 46MM | 8153-41-046 | Standalone | DE0501125 | Patients requiring fracture fixation or orthopaedic corrective surgery
Orthopaedics | Trauma - Extramedullary fixation | Plate accessories | Non-locking screw | Biomet Trauma | SCREW CANC FTH 4.0 X 48MM | 8153-41-048 | Standalone | DE0501125 | Patients requiring fracture fixation or orthopaedic corrective surgery
Orthopaedics | Trauma - Extramedullary fixation | Plate accessories | Non-locking screw | Biomet Trauma | SCREW CANC FTH 4.0 X 50MM | 8153-41-050 | Standalone | DE0501125 | Patients requiring fracture fixation or orthopaedic corrective surgery
Orthopaedics | Trauma - Extramedullary fixation | Plate accessories | Non-locking screw | Biomet Trauma | SCREW CANC FTH 4.0 X 55MM | 8153-41-055 | Standalone | DE0501125 | Patients requiring fracture fixation or orthopaedic corrective surgery
Orthopaedics | Trauma - Extramedullary fixation | Plate accessories | Non-locking screw | Biomet Trauma | SCREW CANC FTH 4.0 X 60MM | 8153-41-060 | Standalone | DE0501125 | Patients requiring fracture fixation or orthopaedic corrective surgery
Orthopaedics | Trauma - Extramedullary fixation | Plate accessories | Non-locking screw | Biomet Trauma | SCREW CANC FTH 4.0 X 65MM | 8153-41-065 | Standalone | DE0501125 | Patients requiring fracture fixation or orthopaedic corrective surgery
Orthopaedics | Trauma - Extramedullary fixation | Plate accessories | Non-locking screw | Biomet Trauma | SCREW CANC FTH 4.0 X 70MM | 8153-41-070 | Standalone | DE0501125 | Patients requiring fracture fixation or orthopaedic corrective surgery
Orthopaedics | Trauma - Extramedullary fixation | Plate accessories | Non-locking screw | Biomet Trauma | SCREW 4MM CANC LAG 14MM | 8155-40-014 | Standalone | DE0501125 | Patients requiring fracture fixation or orthopaedic corrective surgery
Orthopaedics | Trauma - Extramedullary fixation | Plate accessories | Non-locking screw | Biomet Trauma | SCREW 4MM CANC LAG 16MM | 8155-40-016 | Standalone | DE0501125 | Patients requiring fracture fixation or orthopaedic corrective surgery
Orthopaedics | Trauma - Extramedullary fixation | Plate accessories | Non-locking screw | Biomet Trauma | SCREW 4MM CANC LAG 18MM | 8155-40-018 | Standalone | DE0501125 | Patients requiring fracture fixation or orthopaedic corrective surgery
Orthopaedics | Trauma - Extramedullary fixation | Plate accessories | Non-locking screw | Biomet Trauma | SCREW 4MM CANC LAG 20MM | 8155-40-020 | Standalone | DE0501125 | Patients requiring fracture fixation or orthopaedic corrective surgery
Orthopaedics | Trauma - Extramedullary fixation | Plate accessories | Non-locking screw | Biomet Trauma | SCREW 4MM CANC LAG 22MM | 8155-40-022 | Standalone | DE0501125 | Patients requiring fracture fixation or orthopaedic corrective surgery
Orthopaedics | Trauma - Extramedullary fixation | Plate accessories | Non-locking screw | Biomet Trauma | SCREW 4MM CANC LAG 24MM | 8155-40-024 | Standalone | DE0501125 | Patients requiring fracture fixation or orthopaedic corrective surgery
Orthopaedics | Trauma - Extramedullary fixation | Plate accessories | Non-locking screw | Biomet Trauma | SCREW 4MM CANC LAG 26MM | 8155-40-026 | Standalone | DE0501125 | Patients requiring fracture fixation or orthopaedic corrective surgery
Orthopaedics | Trauma - Extramedullary fixation | Plate accessories | Non-locking screw | Biomet Trauma | SCREW 4MM CANC LAG 28MM | 8155-40-028 | Standalone | DE0501125 | Patients requiring fracture fixation or orthopaedic corrective surgery
Orthopaedics | Trauma - Extramedullary fixation | Plate accessories | Non-locking screw | Biomet Trauma | SCREW 4MM CANC LAG 30MM | 8155-40-030 | Standalone | DE0501125 | Patients requiring fracture fixation or orthopaedic corrective surgery
Orthopaedics | Trauma - Extramedullary fixation | Plate accessories | Non-locking screw | Biomet Trauma | SCREW 4MM CANC LAG 35MM | 8155-40-035 | Standalone | DE0501125 | Patients requiring fracture fixation or orthopaedic corrective surgery
Orthopaedics | Trauma - Extramedullary fixation | Plate accessories | Non-locking screw | Biomet Trauma | SCREW 4MM CANC LAG 40MM | 8155-40-040 | Standalone | DE0501125 | Patients requiring fracture fixation or orthopaedic corrective surgery
Orthopaedics | Trauma - Extramedullary fixation | Plate accessories | Non-locking screw | Biomet Trauma | SCREW 4MM CANC LAG 45MM | 8155-40-045 | Standalone | DE0501125 | Patients requiring fracture fixation or orthopaedic corrective surgery
Orthopaedics | Trauma - Extramedullary fixation | Plate accessories | Non-locking screw | Biomet Trauma | 4.0MM ESPONJ PARCIAL 50 | 8155-40-050 | Standalone | DE0501125 | Patients requiring fracture fixation or orthopaedic corrective surgery
Orthopaedics | Trauma - Extramedullary fixation | Plate accessories | Non-locking screw | Biomet Trauma | 4.0MM ESPONJ PARCIAL 55 | 8155-40-055 | Standalone | DE0501125 | Patients requiring fracture fixation or orthopaedic corrective surgery
Orthopaedics | Trauma - Extramedullary fixation | Plate accessories | Non-locking screw | Biomet Trauma | 4.0MM ESPONJ PARCIAL 60 | 8155-40-060 | Standalone | DE0501125 | Patients requiring fracture fixation or orthopaedic corrective surgery
Orthopaedics | Trauma - Extramedullary fixation | Plate accessories | Non-locking screw | Biomet Trauma | 4.0MM ESPONJ PARCIAL 65 | 8155-40-065 | Standalone | DE0501125 | Patients requiring fracture fixation or orthopaedic corrective surgery
Orthopaedics | Trauma - Extramedullary fixation | Plate accessories | Non-locking screw | Biomet Trauma | 4.0MM ESPONJ PARCIAL 70 | 8155-40-070 | Standalone | DE0501125 | Patients requiring fracture fixation or orthopaedic corrective surgery
Orthopaedics | Trauma - Extramedullary fixation | Plate accessories | Non-locking screw | Biomet Trauma | SCREW 3.5MM CANC LAG 75MM NS | 8155-40-075 | Standalone | DE0501125 | Patients requiring fracture fixation or orthopaedic corrective surgery
Orthopaedics | Trauma - Extramedullary fixation | Plate accessories | Non-locking screw | Biomet Trauma | SCREW 4MM CANC LAG 80MM NS | 8155-40-080 | Standalone | DE0501125 | Patients requiring fracture fixation or orthopaedic corrective surgery
Orthopaedics | Trauma - Extramedullary fixation | Plate accessories | Non-locking screw | Biomet Trauma | SCREW 4MM CANC LAG 85MM | 8155-40-085 | Standalone | DE0501125 | Patients requiring fracture fixation or orthopaedic corrective surgery
Orthopaedics | Trauma - Extramedullary fixation | Plate accessories | Non-locking screw | Biomet Trauma | SCREW 4MM CANC LAG 90MM | 8155-40-090 | Standalone | DE0501125 | Patients requiring fracture fixation or orthopaedic corrective surgery
Orthopaedics | Trauma - Extramedullary fixation | Plate accessories | Non-locking screw | Biomet Trauma | SCREW 4MM CANC LAG 95MM | 8155-40-095 | Standalone | DE0501125 | Patients requiring fracture fixation or orthopaedic corrective surgery
Orthopaedics | Trauma - Extramedullary fixation | Plate accessories | Non-locking screw | Biomet Trauma | SCREW 4MM CANC LAG 100MM | 8155-40-100 | Standalone | DE0501125 | Patients requiring fracture fixation or orthopaedic corrective surgery
Orthopaedics | Trauma - Extramedullary fixation | Plate accessories | Locking screw | Biomet Trauma | 3.5MM CORT LOCK SCRW 10MM | 8161-35-010 | Standalone | DE0019094 | Patients requiring fracture fixation or orthopaedic corrective surgery
Orthopaedics | Trauma - Extramedullary fixation | Plate accessories | Locking screw | Biomet Trauma | 3.5MM CORT LOCK SCRW 12MM | 8161-35-012 | Standalone | DE0019094 | Patients requiring fracture fixation or orthopaedic corrective surgery
Orthopaedics | Trauma - Extramedullary fixation | Plate accessories | Locking screw | Biomet Trauma | 3.5MM CORT LOCK SCRW 14MM | 8161-35-014 | Standalone | DE0019094 | Patients requiring fracture fixation or orthopaedic corrective surgery
Orthopaedics | Trauma - Extramedullary fixation | Plate accessories | Locking screw | Biomet Trauma | 3.5MM CORT LOCK SCRW 16MM | 8161-35-016 | Standalone | DE0019094 | Patients requiring fracture fixation or orthopaedic corrective surgery
Orthopaedics | Trauma - Extramedullary fixation | Plate accessories | Locking screw | Biomet Trauma | 3.5MM CORT LOCK SCRW 18MM | 8161-35-018 | Standalone | DE0019094 | Patients requiring fracture fixation or orthopaedic corrective surgery
Orthopaedics | Trauma - Extramedullary fixation | Plate accessories | Locking screw | Biomet Trauma | 3.5MM CORT LOCK SCRW 20MM | 8161-35-020 | Standalone | DE0019094 | Patients requiring fracture fixation or orthopaedic corrective surgery
Orthopaedics | Trauma - Extramedullary fixation | Plate accessories | Locking screw | Biomet Trauma | 3.5MM CORT LOCK SCRW 22MM | 8161-35-022 | Standalone | DE0019094 | Patients requiring fracture fixation or orthopaedic corrective surgery
Orthopaedics | Trauma - Extramedullary fixation | Plate accessories | Locking screw | Biomet Trauma | 3.5MM CORT LOCK SCRW 24MM | 8161-35-024 | Standalone | DE0019094 | Patients requiring fracture fixation or orthopaedic corrective surgery
Orthopaedics | Trauma - Extramedullary fixation | Plate accessories | Locking screw | Biomet Trauma | 3.5MM CORT LOCK SCRW 26MM | 8161-35-026 | Standalone | DE0019094 | Patients requiring fracture fixation or orthopaedic corrective surgery
Orthopaedics | Trauma - Extramedullary fixation | Plate accessories | Locking screw | Biomet Trauma | 3.5MM CORT LOCK SCRW 28MM | 8161-35-028 | Standalone | DE0019094 | Patients requiring fracture fixation or orthopaedic corrective surgery
Orthopaedics | Trauma - Extramedullary fixation | Plate accessories | Locking screw | Biomet Trauma | 3.5MM CORT LOCK SCRW 30MM | 8161-35-030 | Standalone | DE0019094 | Patients requiring fracture fixation or orthopaedic corrective surgery
Orthopaedics | Trauma - Extramedullary fixation | Plate accessories | Locking screw | Biomet Trauma | 3.5MM CORT LOCK SCRW 32MM | 8161-35-032 | Standalone | DE0019094 | Patients requiring fracture fixation or orthopaedic corrective surgery
Orthopaedics | Trauma - Extramedullary fixation | Plate accessories | Locking screw | Biomet Trauma | 3.5MM CORT LOCK SCRW 34MM | 8161-35-034 | Standalone | DE0019094 | Patients requiring fracture fixation or orthopaedic corrective surgery
Orthopaedics | Trauma - Extramedullary fixation | Plate accessories | Locking screw | Biomet Trauma | 3.5MM CORT LOCK SCRW 36MM | 8161-35-036 | Standalone | DE0019094 | Patients requiring fracture fixation or orthopaedic corrective surgery
Orthopaedics | Trauma - Extramedullary fixation | Plate accessories | Locking screw | Biomet Trauma | 3.5MM CORT LOCK SCRW 38MM | 8161-35-038 | Standalone | DE0019094 | Patients requiring fracture fixation or orthopaedic corrective surgery
Orthopaedics | Trauma - Extramedullary fixation | Plate accessories | Locking screw | Biomet Trauma | 3.5MM CORT LOCK SCRW 40MM | 8161-35-040 | Standalone | DE0019094 | Patients requiring fracture fixation or orthopaedic corrective surgery
Orthopaedics | Trauma - Extramedullary fixation | Plate accessories | Locking screw | Biomet Trauma | 3.5MM CORT LOCK SCRW 42MM | 8161-35-042 | Standalone | DE0019094 | Patients requiring fracture fixation or orthopaedic corrective surgery
Orthopaedics | Trauma - Extramedullary fixation | Plate accessories | Locking screw | Biomet Trauma | 3.5MM CORT LOCK SCRW 44MM | 8161-35-044 | Standalone | DE0501125 | Patients requiring fracture fixation or orthopaedic corrective surgery
Orthopaedics | Trauma - Extramedullary fixation | Plate accessories | Locking screw | Biomet Trauma | 3.5MM CORT LOCK SCRW 46MM | 8161-35-046 | Standalone | DE0019388 | Patients requiring fracture fixation or orthopaedic corrective surgery
Orthopaedics | Trauma - Extramedullary fixation | Plate accessories | Locking screw | Biomet Trauma | 3.5MM CORT LOCK SCRW 48MM | 8161-35-048 | Standalone | DE0019388 | Patients requiring fracture fixation or orthopaedic corrective surgery
Orthopaedics | Trauma - Extramedullary fixation | Plate accessories | Locking screw | Biomet Trauma | 3.5MM CORT LOCK SCRW 50MM | 8161-35-050 | Standalone | DE0019094 | Patients requiring fracture fixation or orthopaedic corrective surgery
Orthopaedics | Trauma - Extramedullary fixation | Plate accessories | Locking screw | Biomet Trauma | 3.5MM CORT LOCK SCRW 52MM | 8161-35-052 | Standalone | DE0501125 | Patients requiring fracture fixation or orthopaedic corrective surgery
Orthopaedics | Trauma - Extramedullary fixation | Plate accessories | Locking screw | Biomet Trauma | 3.5MM CORT LOCK SCRW 54MM | 8161-35-054 | Standalone | DE0501125 | Patients requiring fracture fixation or orthopaedic corrective surgery
Orthopaedics | Trauma - Extramedullary fixation | Plate accessories | Locking screw | Biomet Trauma | 3.5MM CORT LOCK SCRW 56MM | 8161-35-056 | Standalone | DE0501125 | Patients requiring fracture fixation or orthopaedic corrective surgery
Orthopaedics | Trauma - Extramedullary fixation | Plate accessories | Locking screw | Biomet Trauma | 3.5MM CORT LOCK SCRW 58MM | 8161-35-058 | Standalone | DE0501125 | Patients requiring fracture fixation or orthopaedic corrective surgery
Orthopaedics | Trauma - Extramedullary fixation | Plate accessories | Locking screw | Biomet Trauma | 3.5MM CORT LOCK SCRW 60MM | 8161-35-060 | Standalone | DE0501125 | Patients requiring fracture fixation or orthopaedic corrective surgery
Orthopaedics | Trauma - Extramedullary fixation | Plate accessories | Locking screw | Biomet Trauma | 3.5MM CORT LOCK SCRW 65MM | 8161-35-065 | Standalone | DE0501125 | Patients requiring fracture fixation or orthopaedic corrective surgery
Orthopaedics | Trauma - Extramedullary fixation | Plate accessories | Locking screw | Biomet Trauma | 3.5MM CORT LOCK SCRW 70MM | 8161-35-070 | Standalone | DE0501125 | Patients requiring fracture fixation or orthopaedic corrective surgery
Orthopaedics | Trauma - Extramedullary fixation | Plate accessories | Locking screw | Biomet Trauma | 3.5MM LOCK CORT SCRW 75MM | 8161-35-075 | Standalone | DE0501766 | Patients requiring fracture fixation or orthopaedic corrective surgery
Orthopaedics | Trauma - Extramedullary fixation | Plate accessories | Locking screw | Biomet Trauma | 3.5MM LOCK CORT SCRW 80MM | 8161-35-080 | Standalone | DE0501766 | Patients requiring fracture fixation or orthopaedic corrective surgery
Orthopaedics | Trauma - Extramedullary fixation | Plate accessories | Locking screw | Biomet Trauma | 3.5MM LOCK CORT SCRW 85MM | 8161-35-085 | Standalone | DE0501766 | Patients requiring fracture fixation or orthopaedic corrective surgery
Orthopaedics | Trauma - Extramedullary fixation | Plate accessories | Locking screw | Biomet Trauma | 3.5MM LOCK CORT SCRW 90MM | 8161-35-090 | Standalone | DE0501766 | Patients requiring fracture fixation or orthopaedic corrective surgery
Orthopaedics | Trauma - Extramedullary fixation | Plate accessories | Locking screw | Biomet Trauma | 3.5MM LOCK CORT SCRW 95MM | 8161-35-095 | Standalone | DE0501766 | Patients requiring fracture fixation or orthopaedic corrective surgery
Orthopaedics | Trauma - Extramedullary fixation | Plate accessories | Locking screw | Biomet Trauma | 3.5MM LOCK CORT SCRW 100MM | 8161-35-100 | Standalone | DE0501766 | Patients requiring fracture fixation or orthopaedic corrective surgery
Orthopaedics | Trauma - Extramedullary fixation | Plate accessories | Locking screw | Biomet Trauma | 4.0MM CANC LOCK SCRW 10MM | 8161-40-010 | Standalone | DE0501125 | Patients requiring fracture fixation or orthopaedic corrective surgery
Orthopaedics | Trauma - Extramedullary fixation | Plate accessories | Locking screw | Biomet Trauma | 4.0MM CANC LOCK SCRW 12MM | 8161-40-012 | Standalone | DE0501125 | Patients requiring fracture fixation or orthopaedic corrective surgery
Orthopaedics | Trauma - Extramedullary fixation | Plate accessories | Locking screw | Biomet Trauma | 4.0MM CANC LOCK SCRW 14MM | 8161-40-014 | Standalone | DE0501125 | Patients requiring fracture fixation or orthopaedic corrective surgery
Orthopaedics | Trauma - Extramedullary fixation | Plate accessories | Locking screw | Biomet Trauma | 4.0MM CANC LOCK SCRW 16MM | 8161-40-016 | Standalone | DE0501125 | Patients requiring fracture fixation or orthopaedic corrective surgery
Orthopaedics | Trauma - Extramedullary fixation | Plate accessories | Locking screw | Biomet Trauma | 4.0MM CANC LOCK SCRW 18MM | 8161-40-018 | Standalone | DE0501125 | Patients requiring fracture fixation or orthopaedic corrective surgery
Orthopaedics | Trauma - Extramedullary fixation | Plate accessories | Locking screw | Biomet Trauma | 4.0MM CANC LOCK SCRW 20MM | 8161-40-020 | Standalone | DE0501125 | Patients requiring fracture fixation or orthopaedic corrective surgery
Orthopaedics | Trauma - Extramedullary fixation | Plate accessories | Locking screw | Biomet Trauma | 4.0MM CANC LOCK SCRW 22MM | 8161-40-022 | Standalone | DE0501125 | Patients requiring fracture fixation or orthopaedic corrective surgery
Orthopaedics | Trauma - Extramedullary fixation | Plate accessories | Locking screw | Biomet Trauma | 4.0MM CANC LOCK SCRW 24MM | 8161-40-024 | Standalone | DE0501125 | Patients requiring fracture fixation or orthopaedic corrective surgery
Orthopaedics | Trauma - Extramedullary fixation | Plate accessories | Locking screw | Biomet Trauma | 4.0MM CANC LOCK SCRW 26MM | 8161-40-026 | Standalone | DE0501125 | Patients requiring fracture fixation or orthopaedic corrective surgery
Orthopaedics | Trauma - Extramedullary fixation | Plate accessories | Locking screw | Biomet Trauma | 4.0MM CANC LOCK SCRW 28MM | 8161-40-028 | Standalone | DE0501125 | Patients requiring fracture fixation or orthopaedic corrective surgery
Orthopaedics | Trauma - Extramedullary fixation | Plate accessories | Locking screw | Biomet Trauma | 4.0MM CANC LOCK SCRW 30MM | 8161-40-030 | Standalone | DE0501125 | Patients requiring fracture fixation or orthopaedic corrective surgery
Orthopaedics | Trauma - Extramedullary fixation | Plate accessories | Locking screw | Biomet Trauma | 4.0MM CANC LOCK SCRW 32MM | 8161-40-032 | Standalone | DE0501125 | Patients requiring fracture fixation or orthopaedic corrective surgery
Orthopaedics | Trauma - Extramedullary fixation | Plate accessories | Locking screw | Biomet Trauma | 4.0MM CANC LOCK SCRW 34MM | 8161-40-034 | Standalone | DE0501125 | Patients requiring fracture fixation or orthopaedic corrective surgery
Orthopaedics | Trauma - Extramedullary fixation | Plate accessories | Locking screw | Biomet Trauma | 4.0MM CANC LOCK SCRW 36MM | 8161-40-036 | Standalone | DE0501125 | Patients requiring fracture fixation or orthopaedic corrective surgery
Orthopaedics | Trauma - Extramedullary fixation | Plate accessories | Locking screw | Biomet Trauma | 4.0MM CANC LOCK SCRW 38MM | 8161-40-038 | Standalone | DE0501125 | Patients requiring fracture fixation or orthopaedic corrective surgery
Orthopaedics | Trauma - Extramedullary fixation | Plate accessories | Locking screw | Biomet Trauma | 4.0MM CANC LOCK SCRW 40MM | 8161-40-040 | Standalone | DE0501125 | Patients requiring fracture fixation or orthopaedic corrective surgery
Orthopaedics | Trauma - Extramedullary fixation | Plate accessories | Locking screw | Biomet Trauma | 4.0MM CANC LOCK SCRW 42MM | 8161-40-042 | Standalone | DE0501125 | Patients requiring fracture fixation or orthopaedic corrective surgery
Orthopaedics | Trauma - Extramedullary fixation | Plate accessories | Locking screw | Biomet Trauma | 4.0MM CANC LOCK SCRW 44MM | 8161-40-044 | Standalone | DE0501125 | Patients requiring fracture fixation or orthopaedic corrective surgery
Orthopaedics | Trauma - Extramedullary fixation | Plate accessories | Locking screw | Biomet Trauma | 4.0MM CANC LOCK SCRW 46MM | 8161-40-046 | Standalone | DE0501125 | Patients requiring fracture fixation or orthopaedic corrective surgery
Orthopaedics | Trauma - Extramedullary fixation | Plate accessories | Locking screw | Biomet Trauma | 4.0MM CANC LOCK SCRW 48MM | 8161-40-048 | Standalone | DE0501125 | Patients requiring fracture fixation or orthopaedic corrective surgery
Orthopaedics | Trauma - Extramedullary fixation | Plate accessories | Locking screw | Biomet Trauma | 4.0MM CANC LOCK SCRW 50MM | 8161-40-050 | Standalone | DE0501125 | Patients requiring fracture fixation or orthopaedic corrective surgery
Orthopaedics | Trauma - Extramedullary fixation | Plate accessories | Locking screw | Biomet Trauma | 4.0MM CANC LOCK SCRW 55MM | 8161-40-055 | Standalone | DE0501125 | Patients requiring fracture fixation or orthopaedic corrective surgery
Orthopaedics | Trauma - Extramedullary fixation | Plate accessories | Locking screw | Biomet Trauma | 4.0MM CANC LOCK SCRW 60MM | 8161-40-060 | Standalone | DE0501125 | Patients requiring fracture fixation or orthopaedic corrective surgery
Orthopaedics | Trauma - Extramedullary fixation | Plate accessories | Locking screw | Biomet Trauma | 4.0MM CANC LOCK SCRW 65MM | 8161-40-065 | Standalone | DE0501125 | Patients requiring fracture fixation or orthopaedic corrective surgery
Orthopaedics | Trauma - Extramedullary fixation | Plate accessories | Locking screw | Biomet Trauma | 4.0MM CANC LOCK SCRW 70MM | 8161-40-070 | Standalone | DE0501125 | Patients requiring fracture fixation or orthopaedic corrective surgery
Orthopaedics | Trauma - Extramedullary fixation | Plate accessories | Locking screw | Biomet Trauma | 4.0MM CANC LOCK SCRW 75MM | 8161-40-075 | Standalone | DE0501766 | Patients requiring fracture fixation or orthopaedic corrective surgery
Orthopaedics | Trauma - Extramedullary fixation | Plate accessories | Locking screw | Biomet Trauma | 4.0MM CANC LOCK SCRW 80MM | 8161-40-080 | Standalone | DE0501766 | Patients requiring fracture fixation or orthopaedic corrective surgery
Orthopaedics | Trauma - Extramedullary fixation | Plate accessories | Locking screw | Biomet Trauma | 4.0MM CANC LOCK SCRW 85MM | 8161-40-085 | Standalone | DE0501766 | Patients requiring fracture fixation or orthopaedic corrective surgery
Orthopaedics | Trauma - Extramedullary fixation | Plate accessories | Locking screw | Biomet Trauma | 4.0MM CANC LOCK SCRW 90MM | 8161-40-090 | Standalone | DE0501766 | Patients requiring fracture fixation or orthopaedic corrective surgery
Orthopaedics | Trauma - Extramedullary fixation | Plate accessories | Locking screw | Biomet Trauma | 4.0MM CANC LOCK SCRW 95MM | 8161-40-095 | Standalone | DE0501766 | Patients requiring fracture fixation or orthopaedic corrective surgery
Orthopaedics | Trauma - Extramedullary fixation | Plate accessories | Locking screw | Biomet Trauma | 4.0MM CANC LOCK SCRW 100MM | 8161-40-100 | Standalone | DE0501766 | Patients requiring fracture fixation or orthopaedic corrective surgery
Orthopaedics | Trauma - Extramedullary fixation | Locking/combination plate | Locking/combination plate - Foot/ankle | Biomet Trauma | LOCKING CALCANEUS PLATE SM LEF | 8162-08-001 | Standalone | DE0505476 | Patients requiring fracture fixation or orthopaedic corrective surgery
Orthopaedics | Trauma - Extramedullary fixation | Locking/combination plate | Locking/combination plate - Foot/ankle | Biomet Trauma | LOCKING CALCANEUS PLATE LG LEF | 8162-08-003 | Standalone | DE0505476 | Patients requiring fracture fixation or orthopaedic corrective surgery
Orthopaedics | Trauma - Extramedullary fixation | Locking/combination plate | Locking/combination plate - Foot/ankle | Biomet Trauma | LOCKING CALCANEUS PLATE XL LT | 8162-08-004 | Standalone | DE0505476 | Patients requiring fracture fixation or orthopaedic corrective surgery
Orthopaedics | Trauma - Extramedullary fixation | Locking/combination plate | Locking/combination plate - Foot/ankle | Biomet Trauma | LOCKING CALCANEUS PLATE SM RIG | 8162-09-001 | Standalone | DE0505476 | Patients requiring fracture fixation or orthopaedic corrective surgery
Orthopaedics | Trauma - Extramedullary fixation | Locking/combination plate | Locking/combination plate - Foot/ankle | Biomet Trauma | LOCKING CALCANEUS PLATE LG RIG | 8162-09-003 | Standalone | DE0505476 | Patients requiring fracture fixation or orthopaedic corrective surgery
Orthopaedics | Trauma - Extramedullary fixation | Locking/combination plate | Locking/combination plate - Foot/ankle | Biomet Trauma | LOCKING CALCANEUS PLATE XL RT | 8162-09-004 | Standalone | DE0505476 | Patients requiring fracture fixation or orthopaedic corrective surgery
Orthopaedics | Trauma - Extramedullary fixation | Plate accessories | Locking screw | Biomet Trauma | 2.7MM CORT LOCK SCRW 10MM | 8163-27-010 | Standalone | DE0501125 | Patients requiring fracture fixation or orthopaedic corrective surgery
Orthopaedics | Trauma - Extramedullary fixation | Plate accessories | Locking screw | Biomet Trauma | 2.7MM CORT LOCK SCRW 12MM | 8163-27-012 | Standalone | DE0501125 | Patients requiring fracture fixation or orthopaedic corrective surgery
Orthopaedics | Trauma - Extramedullary fixation | Plate accessories | Locking screw | Biomet Trauma | 2.7MM CORT LOCK SCRW 14MM | 8163-27-014 | Standalone | DE0501125 | Patients requiring fracture fixation or orthopaedic corrective surgery
Orthopaedics | Trauma - Extramedullary fixation | Plate accessories | Locking screw | Biomet Trauma | 2.7MM CORT LOCK SCRW 16MM | 8163-27-016 | Standalone | DE0501125 | Patients requiring fracture fixation or orthopaedic corrective surgery
Orthopaedics | Trauma - Extramedullary fixation | Plate accessories | Locking screw | Biomet Trauma | 2.7MM CORT LOCK SCRW 18MM | 8163-27-018 | Standalone | DE0501125 | Patients requiring fracture fixation or orthopaedic corrective surgery
Orthopaedics | Trauma - Extramedullary fixation | Plate accessories | Locking screw | Biomet Trauma | 2.7MM CORT LOCK SCRW 20MM | 8163-27-020 | Standalone | DE0501125 | Patients requiring fracture fixation or orthopaedic corrective surgery
Orthopaedics | Trauma - Extramedullary fixation | Plate accessories | Locking screw | Biomet Trauma | 2.7MM CORT LOCK SCRW 22MM | 8163-27-022 | Standalone | DE0501125 | Patients requiring fracture fixation or orthopaedic corrective surgery
Orthopaedics | Trauma - Extramedullary fixation | Plate accessories | Locking screw | Biomet Trauma | 2.7MM CORT LOCK SCRW 24MM | 8163-27-024 | Standalone | DE0501125 | Patients requiring fracture fixation or orthopaedic corrective surgery
Orthopaedics | Trauma - Extramedullary fixation | Plate accessories | Locking screw | Biomet Trauma | 2.7MM CORT LOCK SCRW 26MM | 8163-27-026 | Standalone | DE0501125 | Patients requiring fracture fixation or orthopaedic corrective surgery
Orthopaedics | Trauma - Extramedullary fixation | Plate accessories | Locking screw | Biomet Trauma | 2.7MM CORT LOCK SCRW 28MM | 8163-27-028 | Standalone | DE0501125 | Patients requiring fracture fixation or orthopaedic corrective surgery
Orthopaedics | Trauma - Extramedullary fixation | Plate accessories | Locking screw | Biomet Trauma | 2.7MM CORT LOCK SCRW 30MM | 8163-27-030 | Standalone | DE0501125 | Patients requiring fracture fixation or orthopaedic corrective surgery
Orthopaedics | Trauma - Extramedullary fixation | Plate accessories | Locking screw | Biomet Trauma | 2.7MM CORT LOCK SCRW 32MM | 8163-27-032 | Standalone | DE0501125 | Patients requiring fracture fixation or orthopaedic corrective surgery
Orthopaedics | Trauma - Extramedullary fixation | Plate accessories | Locking screw | Biomet Trauma | 2.7MM CORT LOCK SCRW 34MM | 8163-27-034 | Standalone | DE0501125 | Patients requiring fracture fixation or orthopaedic corrective surgery
Orthopaedics | Trauma - Extramedullary fixation | Plate accessories | Locking screw | Biomet Trauma | 2.7MM CORT LOCK SCRW 36MM | 8163-27-036 | Standalone | DE0501125 | Patients requiring fracture fixation or orthopaedic corrective surgery
Orthopaedics | Trauma - Extramedullary fixation | Plate accessories | Locking screw | Biomet Trauma | 2.7MM CORT LOCK SCRW 38MM | 8163-27-038 | Standalone | DE0501125 | Patients requiring fracture fixation or orthopaedic corrective surgery
Orthopaedics | Trauma - Extramedullary fixation | Plate accessories | Locking screw | Biomet Trauma | 2.7MM CORT LOCK SCRW 40MM | 8163-27-040 | Standalone | DE0501125 | Patients requiring fracture fixation or orthopaedic corrective surgery
Orthopaedics | Trauma - Extramedullary fixation | Plate accessories | Locking screw | Biomet Trauma | 2.7MM CORT LOCK SCRW 42MM | 8163-27-042 | Standalone | DE0501125 | Patients requiring fracture fixation or orthopaedic corrective surgery
Orthopaedics | Trauma - Extramedullary fixation | Plate accessories | Locking screw | Biomet Trauma | 2.7MM CORT LOCK SCRW 44MM | 8163-27-044 | Standalone | DE0501125 | Patients requiring fracture fixation or orthopaedic corrective surgery
Orthopaedics | Trauma - Extramedullary fixation | Plate accessories | Locking screw | Biomet Trauma | 2.7MM CORT LOCK SCRW 46MM | 8163-27-046 | Standalone | DE0501125 | Patients requiring fracture fixation or orthopaedic corrective surgery
Orthopaedics | Trauma - Extramedullary fixation | Plate accessories | Locking screw | Biomet Trauma | 2.7MM CORT LOCK SCRW 48MM | 8163-27-048 | Standalone | DE0501125 | Patients requiring fracture fixation or orthopaedic corrective surgery
Orthopaedics | Trauma - Extramedullary fixation | Plate accessories | Locking screw | Biomet Trauma | 2.7MM CORT LOCK SCRW 50MM | 8163-27-050 | Standalone | DE0501125 | Patients requiring fracture fixation or orthopaedic corrective surgery
Orthopaedics | Trauma - Extramedullary fixation | Plate accessories | Locking screw | Biomet Trauma | 3.5MM MULTIDIRECT SCREW 10MM | 8163-35-010 | Standalone | DE0501125 | Patients requiring fracture fixation or orthopaedic corrective surgery
Orthopaedics | Trauma - Extramedullary fixation | Plate accessories | Locking screw | Biomet Trauma | 3.5MM MULTIDIRECT SCREW 12MM | 8163-35-012 | Standalone | DE0501125 | Patients requiring fracture fixation or orthopaedic corrective surgery
Orthopaedics | Trauma - Extramedullary fixation | Plate accessories | Locking screw | Biomet Trauma | 3.5MM MULTIDIRECT SCREW 14MM | 8163-35-014 | Standalone | DE0501125 | Patients requiring fracture fixation or orthopaedic corrective surgery
Orthopaedics | Trauma - Extramedullary fixation | Plate accessories | Locking screw | Biomet Trauma | 3.5MM MULTIDIRECT SCRW 16MM | 8163-35-016 | Standalone | DE0501125 | Patients requiring fracture fixation or orthopaedic corrective surgery
Orthopaedics | Trauma - Extramedullary fixation | Plate accessories | Locking screw | Biomet Trauma | 3.5MM MULTIDIRECT SCRW 18MM | 8163-35-018 | Standalone | DE0501125 | Patients requiring fracture fixation or orthopaedic corrective surgery
Orthopaedics | Trauma - Extramedullary fixation | Plate accessories | Locking screw | Biomet Trauma | 3.5MM MULTIDIRECT SCRW 20MM | 8163-35-020 | Standalone | DE0501125 | Patients requiring fracture fixation or orthopaedic corrective surgery
Orthopaedics | Trauma - Extramedullary fixation | Plate accessories | Locking screw | Biomet Trauma | 3.5MM MULTIDIRECT SCRW 22MM | 8163-35-022 | Standalone | DE0501125 | Patients requiring fracture fixation or orthopaedic corrective surgery
Orthopaedics | Trauma - Extramedullary fixation | Plate accessories | Locking screw | Biomet Trauma | 3.5MM MULTIDIRECT SCRW 24MM | 8163-35-024 | Standalone | DE0501125 | Patients requiring fracture fixation or orthopaedic corrective surgery
Orthopaedics | Trauma - Extramedullary fixation | Plate accessories | Locking screw | Biomet Trauma | 3.5MM MULTIDIRECT SCRW 26MM | 8163-35-026 | Standalone | DE0501125 | Patients requiring fracture fixation or orthopaedic corrective surgery
Orthopaedics | Trauma - Extramedullary fixation | Plate accessories | Locking screw | Biomet Trauma | 3.5MM MULTIDIRECT SCRW 28MM | 8163-35-028 | Standalone | DE0501125 | Patients requiring fracture fixation or orthopaedic corrective surgery
Orthopaedics | Trauma - Extramedullary fixation | Plate accessories | Locking screw | Biomet Trauma | 3.5MM MULTIDIRECT SCRW 30MM | 8163-35-030 | Standalone | DE0501125 | Patients requiring fracture fixation or orthopaedic corrective surgery
Orthopaedics | Trauma - Extramedullary fixation | Plate accessories | Locking screw | Biomet Trauma | 3.5MM MULTIDIRECT SCRW 32MM | 8163-35-032 | Standalone | DE0501125 | Patients requiring fracture fixation or orthopaedic corrective surgery
Orthopaedics | Trauma - Extramedullary fixation | Plate accessories | Locking screw | Biomet Trauma | 3.5MM MULTIDIRECT SCRW 34MM | 8163-35-034 | Standalone | DE0501125 | Patients requiring fracture fixation or orthopaedic corrective surgery
Orthopaedics | Trauma - Extramedullary fixation | Plate accessories | Locking screw | Biomet Trauma | 3.5MM MULTIDIRECT SCRW 36MM | 8163-35-036 | Standalone | DE0501125 | Patients requiring fracture fixation or orthopaedic corrective surgery
Orthopaedics | Trauma - Extramedullary fixation | Plate accessories | Locking screw | Biomet Trauma | 3.5MM MULTIDIRECT SCRW 38MM | 8163-35-038 | Standalone | DE0501125 | Patients requiring fracture fixation or orthopaedic corrective surgery
Orthopaedics | Trauma - Extramedullary fixation | Plate accessories | Locking screw | Biomet Trauma | 3.5MM MULTIDIRECT SCRW 40MM | 8163-35-040 | Standalone | DE0501125 | Patients requiring fracture fixation or orthopaedic corrective surgery
Orthopaedics | Trauma - Extramedullary fixation | Plate accessories | Locking screw | Biomet Trauma | 3.5MM MULTIDIRECT SCRW 42MM | 8163-35-042 | Standalone | DE0501125 | Patients requiring fracture fixation or orthopaedic corrective surgery
Orthopaedics | Trauma - Extramedullary fixation | Plate accessories | Locking screw | Biomet Trauma | 3.5MM MULTIDIRECT SCRW 44MM | 8163-35-044 | Standalone | DE0501125 | Patients requiring fracture fixation or orthopaedic corrective surgery
Orthopaedics | Trauma - Extramedullary fixation | Plate accessories | Locking screw | Biomet Trauma | 3.5MM MULTIDIRECT SCRW 46MM | 8163-35-046 | Standalone | DE0501125 | Patients requiring fracture fixation or orthopaedic corrective surgery
Orthopaedics | Trauma - Extramedullary fixation | Plate accessories | Locking screw | Biomet Trauma | 3.5MM MULTIDIRECT SCRW 48MM | 8163-35-048 | Standalone | DE0501125 | Patients requiring fracture fixation or orthopaedic corrective surgery
Orthopaedics | Trauma - Extramedullary fixation | Plate accessories | Locking screw | Biomet Trauma | 3.5MM MULTIDIRECT SCRW 50MM | 8163-35-050 | Standalone | DE0501766 | Patients requiring fracture fixation or orthopaedic corrective surgery
Orthopaedics | Trauma - Extramedullary fixation | Plate accessories | Locking screw | Biomet Trauma | 3.5MM MULTIDIRECT SCRW 52MM | 8163-35-052 | Standalone | DE0501766 | Patients requiring fracture fixation or orthopaedic corrective surgery
Orthopaedics | Trauma - Extramedullary fixation | Plate accessories | Locking screw | Biomet Trauma | 3.5MM MULTIDIRECT SCRW 54MM | 8163-35-054 | Standalone | DE0501766 | Patients requiring fracture fixation or orthopaedic corrective surgery
Orthopaedics | Trauma - Extramedullary fixation | Plate accessories | Locking screw | Biomet Trauma | 3.5MM MULTIDIRECT SCRW 55MM | 8163-35-055 | Standalone | DE0501766 | Patients requiring fracture fixation or orthopaedic corrective surgery
Orthopaedics | Trauma - Extramedullary fixation | Plate accessories | Locking screw | Biomet Trauma | 3.5MM MULTIDIRECT SCRW 56MM | 8163-35-056 | Standalone | DE0501766 | Patients requiring fracture fixation or orthopaedic corrective surgery
Orthopaedics | Trauma - Extramedullary fixation | Plate accessories | Locking screw | Biomet Trauma | 3.5MM MULTIDIRECT SCRW 58MM | 8163-35-058 | Standalone | DE0501766 | Patients requiring fracture fixation or orthopaedic corrective surgery
Orthopaedics | Trauma - Extramedullary fixation | Plate accessories | Locking screw | Biomet Trauma | 3.5MM MULTIDIRECT SCRW 60MM | 8163-35-060 | Standalone | DE0501766 | Patients requiring fracture fixation or orthopaedic corrective surgery
Orthopaedics | Trauma - Extramedullary fixation | Plate accessories | Locking screw | Biomet Trauma | 3.5MM MULTIDIRECT SCRW 65MM | 8163-35-065 | Standalone | DE0501766 | Patients requiring fracture fixation or orthopaedic corrective surgery
Orthopaedics | Trauma - Extramedullary fixation | Plate accessories | Locking screw | Biomet Trauma | 3.5MM MULTIDIRECT SCRW 70MM | 8163-35-070 | Standalone | DE0501766 | Patients requiring fracture fixation or orthopaedic corrective surgery
Orthopaedics | Trauma - Extramedullary fixation | Plate accessories | Locking screw | Biomet Trauma | 3.5MM MULTIDIRECT SCRW 75MM | 8163-35-075 | Standalone | DE0501766 | Patients requiring fracture fixation or orthopaedic corrective surgery
Orthopaedics | Trauma - Extramedullary fixation | Plate accessories | Locking screw | Biomet Trauma | 3.5MM MULTIDIRECT SCRW 80MM | 8163-35-080 | Standalone | DE0501766 | Patients requiring fracture fixation or orthopaedic corrective surgery
Orthopaedics | Trauma - Extramedullary fixation | Plate accessories | Locking screw | Biomet Trauma | 3.5MM MULTIDIRECT SCRW 85MM | 8163-35-085 | Standalone | DE0501766 | Patients requiring fracture fixation or orthopaedic corrective surgery
Orthopaedics | Trauma - Extramedullary fixation | Plate accessories | Locking screw | Biomet Trauma | 3.5MM MULTIDIRECT SCRW 90MM | 8163-35-090 | Standalone | DE0501766 | Patients requiring fracture fixation or orthopaedic corrective surgery
Orthopaedics | Trauma - Extramedullary fixation | Plate accessories | Locking screw | Biomet Trauma | 3.5MM MULTIDIRECT SCRW 95MM | 8163-35-095 | Standalone | DE0501766 | Patients requiring fracture fixation or orthopaedic corrective surgery
Orthopaedics | Trauma - Extramedullary fixation | Plate accessories | Locking screw | Biomet Trauma | 3.5MM MULTIDIRECT SCRW 100MM | 8163-35-100 | Standalone | DE0501766 | Patients requiring fracture fixation or orthopaedic corrective surgery
Orthopaedics | Trauma - Extramedullary fixation | Locking/combination plate | Locking/combination plate - Foot/ankle | Biomet Trauma | LAT COL LENGTH PLATE NO WEDGE | 8240-73-000 | Standalone | DE0505476 | Patients requiring fracture fixation or orthopaedic corrective surgery
Orthopaedics | Trauma - Extramedullary fixation | Locking/combination plate | Locking/combination plate - Foot/ankle | Biomet Trauma | LAT COL LENGTH PLATE SMALL | 8240-73-001 | Standalone | DE0505476 | Patients requiring fracture fixation or orthopaedic corrective surgery
Orthopaedics | Trauma - Extramedullary fixation | Locking/combination plate | Locking/combination plate - Foot/ankle | Biomet Trauma | LAT COL LENGTH PLATE MEDIUM | 8240-73-002 | Standalone | DE0505476 | Patients requiring fracture fixation or orthopaedic corrective surgery
Orthopaedics | Trauma - Extramedullary fixation | Locking/combination plate | Locking/combination plate - Foot/ankle | Biomet Trauma | LAT COL LENGTH PLATE LARGE | 8240-73-003 | Standalone | DE0505476 | Patients requiring fracture fixation or orthopaedic corrective surgery
Orthopaedics | Trauma - Extramedullary fixation | Locking/combination plate | Locking/combination plate - Foot/ankle | Biomet Trauma | TALAR NECK PLATE | 8240-75-001 | Standalone | DE0019094 | Patients requiring fracture fixation or orthopaedic corrective surgery
Orthopaedics | Trauma - Extramedullary fixation | Plate accessories | Locking screw | Biomet Trauma | PEG FULL THREAD 2.5X08MM | FP08 | Standalone | DE0019094 | Patients requiring fracture fixation or orthopaedic corrective surgery
Orthopaedics | Trauma - Extramedullary fixation | Plate accessories | Locking screw | Biomet Trauma | PEG FULL THREAD 2.5X09MM | FP09 | Standalone | DE0502048 | Patients requiring fracture fixation or orthopaedic corrective surgery
Orthopaedics | Trauma - Extramedullary fixation | Plate accessories | Locking screw | Biomet Trauma | PEG FULL THREAD 2.5X10MM | FP10 | Standalone | DE0019094 | Patients requiring fracture fixation or orthopaedic corrective surgery
Orthopaedics | Trauma - Extramedullary fixation | Plate accessories | Locking screw | Biomet Trauma | PEG FULL THREAD 2.5X11MM | FP11 | Standalone | DE0502048 | Patients requiring fracture fixation or orthopaedic corrective surgery
Orthopaedics | Trauma - Extramedullary fixation | Plate accessories | Locking screw | Biomet Trauma | PEG FULL THREAD 2.5X12MM | FP12 | Standalone | DE0019094 | Patients requiring fracture fixation or orthopaedic corrective surgery
Orthopaedics | Trauma - Extramedullary fixation | Plate accessories | Locking screw | Biomet Trauma | PEG FULL THREAD 2.5X13MM | FP13 | Standalone | DE0502048 | Patients requiring fracture fixation or orthopaedic corrective surgery
Orthopaedics | Trauma - Extramedullary fixation | Plate accessories | Locking screw | Biomet Trauma | PEG FULL THREAD 2.5X14MM | FP14 | Standalone | DE0019094 | Patients requiring fracture fixation or orthopaedic corrective surgery
Orthopaedics | Trauma - Extramedullary fixation | Plate accessories | Locking screw | Biomet Trauma | PEG FULL THREAD 2.5X15MM | FP15 | Standalone | DE0502048 | Patients requiring fracture fixation or orthopaedic corrective surgery
Orthopaedics | Trauma - Extramedullary fixation | Plate accessories | Locking screw | Biomet Trauma | PEG FULL THREAD 2.5X16MM | FP16 | Standalone | DE0019094 | Patients requiring fracture fixation or orthopaedic corrective surgery
Orthopaedics | Trauma - Extramedullary fixation | Plate accessories | Locking screw | Biomet Trauma | PEG FULL THREAD 2.5X18MM | FP18 | Standalone | DE0019094 | Patients requiring fracture fixation or orthopaedic corrective surgery
Orthopaedics | Trauma - Extramedullary fixation | Plate accessories | Locking screw | Biomet Trauma | PEG FULL THREAD 2.5X20MM | FP20 | Standalone | DE0019094 | Patients requiring fracture fixation or orthopaedic corrective surgery
Orthopaedics | Trauma - Extramedullary fixation | Plate accessories | Locking screw | Biomet Trauma | PEG FULL THREAD 2.5X22MM | FP22 | Standalone | DE0019094 | Patients requiring fracture fixation or orthopaedic corrective surgery
Orthopaedics | Trauma - Extramedullary fixation | Plate accessories | Locking screw | Biomet Trauma | PEG FULL THREAD 2.5X24MM | FP24 | Standalone | DE0019094 | Patients requiring fracture fixation or orthopaedic corrective surgery
Orthopaedics | Trauma - Extramedullary fixation | Plate accessories | Locking screw | Biomet Trauma | PEG FULL THREAD 2.5X26MM | FP26 | Standalone | DE0019094 | Patients requiring fracture fixation or orthopaedic corrective surgery
Orthopaedics | Trauma - Extramedullary fixation | Plate accessories | Locking screw | Biomet Trauma | PEG FULL THREAD 2.5X28MM | FP28 | Standalone | DE0019094 | Patients requiring fracture fixation or orthopaedic corrective surgery
Orthopaedics | Trauma - Extramedullary fixation | Plate accessories | Locking screw | Biomet Trauma | PEG FULL THREAD 2.5X30MM | FP30 | Standalone | DE0019094 | Patients requiring fracture fixation or orthopaedic corrective surgery
Orthopaedics | Trauma - Extramedullary fixation | Plate accessories | Locking screw | Biomet Trauma | PEG FULL THREAD 2.5X32MM | FP32 | Standalone | DE0019094 | Patients requiring fracture fixation or orthopaedic corrective surgery
Orthopaedics | Trauma - Extramedullary fixation | Plate accessories | Locking screw | Biomet Trauma | PEG FULL THREAD 2.5X34MM | FP34 | Standalone | DE0019094 | Patients requiring fracture fixation or orthopaedic corrective surgery
Orthopaedics | Trauma - Extramedullary fixation | Plate accessories | Locking screw | Biomet Trauma | PEG FULL THREAD 2.5X36MM | FP36 | Standalone | DE0019094 | Patients requiring fracture fixation or orthopaedic corrective surgery
Orthopaedics | Trauma - Extramedullary fixation | Plate accessories | Locking screw | Biomet Trauma | PEG FULL THREAD 2.5X38MM | FP38 | Standalone | DE0019094 | Patients requiring fracture fixation or orthopaedic corrective surgery
Orthopaedics | Trauma - Extramedullary fixation | Plate accessories | Locking screw | Biomet Trauma | PEG FULL THREAD 2.5X40MM | FP40 | Standalone | DE0019094 | Patients requiring fracture fixation or orthopaedic corrective surgery
Orthopaedics | Trauma - Extramedullary fixation | Plate accessories | Non-locking screw | Biomet Trauma | PEG SCREW 2.5X08MM | SP08000 | Standalone | DE0019094 | Patients requiring fracture fixation or orthopaedic corrective surgery
Orthopaedics | Trauma - Extramedullary fixation | Plate accessories | Non-locking screw | Biomet Trauma | PEG SCREW 2.5X09MM | SP09000 | Standalone | DE0502048 | Patients requiring fracture fixation or orthopaedic corrective surgery
Orthopaedics | Trauma - Extramedullary fixation | Plate accessories | Non-locking screw | Biomet Trauma | PEG SCREW 2.5X10MM | SP10000 | Standalone | DE0019094 | Patients requiring fracture fixation or orthopaedic corrective surgery
Orthopaedics | Trauma - Extramedullary fixation | Plate accessories | Non-locking screw | Biomet Trauma | PEG SCREW 2.5X11MM | SP11000 | Standalone | DE0502048 | Patients requiring fracture fixation or orthopaedic corrective surgery
Orthopaedics | Trauma - Extramedullary fixation | Plate accessories | Non-locking screw | Biomet Trauma | PEG SCREW 2.5X12MM | SP12000 | Standalone | DE0019094 | Patients requiring fracture fixation or orthopaedic corrective surgery
Orthopaedics | Trauma - Extramedullary fixation | Plate accessories | Non-locking screw | Biomet Trauma | PEG SCREW 2.5X13MM | SP13000 | Standalone | DE0502048 | Patients requiring fracture fixation or orthopaedic corrective surgery
Orthopaedics | Trauma - Extramedullary fixation | Plate accessories | Non-locking screw | Biomet Trauma | PEG SCREW 2.5X14MM | SP14000 | Standalone | DE0019094 | Patients requiring fracture fixation or orthopaedic corrective surgery
Orthopaedics | Trauma - Extramedullary fixation | Plate accessories | Non-locking screw | Biomet Trauma | PEG SCREW 2.5X15MM | SP15000 | Standalone | DE0502048 | Patients requiring fracture fixation or orthopaedic corrective surgery
Orthopaedics | Trauma - Extramedullary fixation | Plate accessories | Non-locking screw | Biomet Trauma | PEG SCREW 2.5X16MM | SP16000 | Standalone | DE0019094 | Patients requiring fracture fixation or orthopaedic corrective surgery
Orthopaedics | Trauma - Extramedullary fixation | Plate accessories | Non-locking screw | Biomet Trauma | PEG SCREW 2.5X18MM | SP18000 | Standalone | DE0019094 | Patients requiring fracture fixation or orthopaedic corrective surgery
Orthopaedics | Trauma - Extramedullary fixation | Plate accessories | Non-locking screw | Biomet Trauma | PEG SCREW 2.5X20MM | SP20000 | Standalone | DE0019094 | Patients requiring fracture fixation or orthopaedic corrective surgery
Orthopaedics | Trauma - Extramedullary fixation | Plate accessories | Non-locking screw | Biomet Trauma | PEG SCREW 2.5X22MM | SP22000 | Standalone | DE0019094 | Patients requiring fracture fixation or orthopaedic corrective surgery
Orthopaedics | Trauma - Extramedullary fixation | Plate accessories | Non-locking screw | Biomet Trauma | PEG SCREW 2.5X24MM | SP24000 | Standalone | DE0019094 | Patients requiring fracture fixation or orthopaedic corrective surgery
Orthopaedics | Trauma - Extramedullary fixation | Plate accessories | Non-locking screw | Biomet Trauma | PEG SCREW 2.5X26MM | SP26000 | Standalone | DE0019094 | Patients requiring fracture fixation or orthopaedic corrective surgery
Orthopaedics | Trauma - Extramedullary fixation | Plate accessories | Non-locking screw | Biomet Trauma | PEG SCREW 2.5X28MM | SP28000 | Standalone | DE0019094 | Patients requiring fracture fixation or orthopaedic corrective surgery
Orthopaedics | Trauma - Extramedullary fixation | Plate accessories | Non-locking screw | Biomet Trauma | PEG SCREW 2.5X30MM | SP30000 | Standalone | DE0019094 | Patients requiring fracture fixation or orthopaedic corrective surgery
Orthopaedics | Trauma - Extramedullary fixation | Plate accessories | Non-locking screw | Biomet Trauma | PEG SCREW 2.5X32MM | SP32000 | Standalone | DE0019094 | Patients requiring fracture fixation or orthopaedic corrective surgery
Orthopaedics | Trauma - Extramedullary fixation | Plate accessories | Non-locking screw | Biomet Trauma | PEG SCREW 2.5X34MM | SP34000 | Standalone | DE0019094 | Patients requiring fracture fixation or orthopaedic corrective surgery
Orthopaedics | Trauma - Extramedullary fixation | Plate accessories | Non-locking screw | Biomet Trauma | PEG SCREW 2.5X36MM | SP36000 | Standalone | DE0019094 | Patients requiring fracture fixation or orthopaedic corrective surgery
Orthopaedics | Trauma - Extramedullary fixation | Plate accessories | Non-locking screw | Biomet Trauma | PEG SCREW 2.5X38MM | SP38000 | Standalone | DE0019094 | Patients requiring fracture fixation or orthopaedic corrective surgery
Orthopaedics | Trauma - Extramedullary fixation | Plate accessories | Non-locking screw | Biomet Trauma | PEG SCREW 2.5X40MM | SP40000 | Standalone | DE0019094 | Patients requiring fracture fixation or orthopaedic corrective surgery
Orthopaedics | Trauma - Extramedullary fixation | Plate accessories | Non-locking screw | OrthoPediatrics | 3.5mm Self Tapping Cortical Screw with T15 Hexalobe, Size 10mm | 00-0903-2510 | Standalone | DE0503168 | Patients requiring fracture fixation or orthopaedic corrective surgery
Orthopaedics | Trauma - Extramedullary fixation | Plate accessories | Non-locking screw | OrthoPediatrics | 3.5mm Self Tapping Cortical Screw with T15 Hexalobe, Size 12mm | 00-0903-2512 | Standalone | DE0503168 | Patients requiring fracture fixation or orthopaedic corrective surgery
Orthopaedics | Trauma - Extramedullary fixation | Plate accessories | Non-locking screw | OrthoPediatrics | 3.5mm Self Tapping Cortical Screw with T15 Hexalobe, Size 14mm | 00-0903-2514 | Standalone | DE0503168 | Patients requiring fracture fixation or orthopaedic corrective surgery
Orthopaedics | Trauma - Extramedullary fixation | Plate accessories | Non-locking screw | OrthoPediatrics | 3.5mm Self Tapping Cortical Screw with T15 Hexalobe, Size 16mm | 00-0903-2516 | Standalone | DE0503168 | Patients requiring fracture fixation or orthopaedic corrective surgery
Orthopaedics | Trauma - Extramedullary fixation | Plate accessories | Non-locking screw | OrthoPediatrics | 3.5mm Self Tapping Cortical Screw with T15 Hexalobe, Size 18mm | 00-0903-2518 | Standalone | DE0503168 | Patients requiring fracture fixation or orthopaedic corrective surgery
Orthopaedics | Trauma - Extramedullary fixation | Plate accessories | Non-locking screw | OrthoPediatrics | 3.5mm Self Tapping Cortical Screw with T15 Hexalobe, Size 20mm | 00-0903-2520 | Standalone | DE0503168 | Patients requiring fracture fixation or orthopaedic corrective surgery
Orthopaedics | Trauma - Extramedullary fixation | Plate accessories | Non-locking screw | OrthoPediatrics | 3.5mm Self Tapping Cortical Screw with T15 Hexalobe, Size 22mm | 00-0903-2522 | Standalone | DE0503168 | Patients requiring fracture fixation or orthopaedic corrective surgery
Orthopaedics | Trauma - Extramedullary fixation | Plate accessories | Non-locking screw | OrthoPediatrics | 3.5mm Self Tapping Cortical Screw with T15 Hexalobe, Size 24mm | 00-0903-2524 | Standalone | DE0503168 | Patients requiring fracture fixation or orthopaedic corrective surgery
Orthopaedics | Trauma - Extramedullary fixation | Plate accessories | Non-locking screw | OrthoPediatrics | 3.5mm Self Tapping Cortical Screw with T15 Hexalobe, Size 26mm | 00-0903-2526 | Standalone | DE0503168 | Patients requiring fracture fixation or orthopaedic corrective surgery
Orthopaedics | Trauma - Extramedullary fixation | Plate accessories | Non-locking screw | OrthoPediatrics | 3.5mm Self Tapping Cortical Screw with T15 Hexalobe, Size 28mm | 00-0903-2528 | Standalone | DE0503168 | Patients requiring fracture fixation or orthopaedic corrective surgery
Orthopaedics | Trauma - Extramedullary fixation | Plate accessories | Non-locking screw | OrthoPediatrics | 3.5mm Self Tapping Cortical Screw with T15 Hexalobe, Size 30mm | 00-0903-2530 | Standalone | DE0503168 | Patients requiring fracture fixation or orthopaedic corrective surgery
Orthopaedics | Trauma - Extramedullary fixation | Plate accessories | Non-locking screw | OrthoPediatrics | 3.5mm Self Tapping Cortical Screw with T15 Hexalobe, Size 32mm | 00-0903-2532 | Standalone | DE0503168 | Patients requiring fracture fixation or orthopaedic corrective surgery
Orthopaedics | Trauma - Extramedullary fixation | Plate accessories | Non-locking screw | OrthoPediatrics | 3.5mm Self Tapping Cortical Screw with T15 Hexalobe, Size 34mm | 00-0903-2534 | Standalone | DE0503168 | Patients requiring fracture fixation or orthopaedic corrective surgery
Orthopaedics | Trauma - Extramedullary fixation | Plate accessories | Non-locking screw | OrthoPediatrics | 3.5mm Self Tapping Cortical Screw with T15 Hexalobe, Size 36mm | 00-0903-2536 | Standalone | DE0503168 | Patients requiring fracture fixation or orthopaedic corrective surgery
Orthopaedics | Trauma - Extramedullary fixation | Plate accessories | Non-locking screw | OrthoPediatrics | 3.5mm Self Tapping Cortical Screw with T15 Hexalobe, Size 38mm | 00-0903-2538 | Standalone | DE0503168 | Patients requiring fracture fixation or orthopaedic corrective surgery
Orthopaedics | Trauma - Extramedullary fixation | Plate accessories | Non-locking screw | OrthoPediatrics | 3.5mm Self Tapping Cortical Screw with T15 Hexalobe, Size 40mm | 00-0903-2540 | Standalone | DE0503168 | Patients requiring fracture fixation or orthopaedic corrective surgery
Orthopaedics | Trauma - Extramedullary fixation | Plate accessories | Non-locking screw | OrthoPediatrics | 3.5mm Self Tapping Cortical Screw with T15 Hexalobe, Size 42mm | 00-0903-2542 | Standalone | DE0503168 | Patients requiring fracture fixation or orthopaedic corrective surgery
Orthopaedics | Trauma - Extramedullary fixation | Plate accessories | Non-locking screw | OrthoPediatrics | 3.5mm Self Tapping Cortical Screw with T15 Hexalobe, Size 44mm | 00-0903-2544 | Standalone | DE0503168 | Patients requiring fracture fixation or orthopaedic corrective surgery
Orthopaedics | Trauma - Extramedullary fixation | Plate accessories | Non-locking screw | OrthoPediatrics | 3.5mm Self Tapping Cortical Screw with T15 Hexalobe, Size 46mm | 00-0903-2546 | Standalone | DE0503168 | Patients requiring fracture fixation or orthopaedic corrective surgery
Orthopaedics | Trauma - Extramedullary fixation | Plate accessories | Non-locking screw | OrthoPediatrics | 3.5mm Self Tapping Cortical Screw with T15 Hexalobe, Size 48mm | 00-0903-2548 | Standalone | DE0503168 | Patients requiring fracture fixation or orthopaedic corrective surgery
Orthopaedics | Trauma - Extramedullary fixation | Plate accessories | Non-locking screw | OrthoPediatrics | 3.5mm Self Tapping Cortical Screw with T15 Hexalobe, Size 50mm | 00-0903-2550 | Standalone | DE0503168 | Patients requiring fracture fixation or orthopaedic corrective surgery
Orthopaedics | Trauma - Extramedullary fixation | Plate accessories | Non-locking screw | OrthoPediatrics | 3.5mm Self Tapping Cortical Screw with T15 Hexalobe, Size 55mm | 00-0903-2555 | Standalone | DE0503168 | Patients requiring fracture fixation or orthopaedic corrective surgery
Orthopaedics | Trauma - Extramedullary fixation | Plate accessories | Non-locking screw | OrthoPediatrics | 3.5mm Self Tapping Cortical Screw with T15 Hexalobe, Size 60mm | 00-0903-2560 | Standalone | DE0503168 | Patients requiring fracture fixation or orthopaedic corrective surgery
Orthopaedics | Trauma - Extramedullary fixation | Plate accessories | Non-locking screw | OrthoPediatrics | 3.5mm Self Tapping Cortical Screw with T15 Hexalobe, Size 65mm | 00-0903-2565 | Standalone | DE0503168 | Patients requiring fracture fixation or orthopaedic corrective surgery
Orthopaedics | Trauma - Extramedullary fixation | Plate accessories | Non-locking screw | OrthoPediatrics | 3.5mm Self Tapping Cortical Screw with T15 Hexalobe, Size 70mm | 00-0903-2570 | Standalone | DE0503168 | Patients requiring fracture fixation or orthopaedic corrective surgery
Orthopaedics | Trauma - Extramedullary fixation | Plate accessories | Non-locking screw | OrthoPediatrics | 4.5mm Non Locking Cortical Full Thread 10mm, with T20 hexalobe | 00-0907-4510 | Standalone | DE0503168 | Patients requiring fracture fixation or orthopaedic corrective surgery
Orthopaedics | Trauma - Extramedullary fixation | Plate accessories | Non-locking screw | OrthoPediatrics | 4.5mm Non Locking Cortical Full Thread 12mm, with T20 hexalobe | 00-0907-4512 | Standalone | DE0503168 | Patients requiring fracture fixation or orthopaedic corrective surgery
Orthopaedics | Trauma - Extramedullary fixation | Plate accessories | Non-locking screw | OrthoPediatrics | 4.5mm Non Locking Cortical Full Thread 14mm, with T20 hexalobe | 00-0907-4514 | Standalone | DE0503168 | Patients requiring fracture fixation or orthopaedic corrective surgery
Orthopaedics | Trauma - Extramedullary fixation | Plate accessories | Non-locking screw | OrthoPediatrics | 4.5mm Non Locking Cortical Full Thread 16mm, with T20 hexalobe | 00-0907-4516 | Standalone | DE0503168 | Patients requiring fracture fixation or orthopaedic corrective surgery
Orthopaedics | Trauma - Extramedullary fixation | Plate accessories | Non-locking screw | OrthoPediatrics | 4.5mm Non Locking Cortical Full Thread 18mm, with T20 hexalobe | 00-0907-4518 | Standalone | DE0503168 | Patients requiring fracture fixation or orthopaedic corrective surgery
Orthopaedics | Trauma - Extramedullary fixation | Plate accessories | Non-locking screw | OrthoPediatrics | 4.5mm Non Locking Cortical Full Thread 20mm, with T20 hexalobe | 00-0907-4520 | Standalone | DE0503168 | Patients requiring fracture fixation or orthopaedic corrective surgery
Orthopaedics | Trauma - Extramedullary fixation | Plate accessories | Non-locking screw | OrthoPediatrics | 4.5mm Non Locking Cortical Full Thread 22mm, with T20 hexalobe | 00-0907-4522 | Standalone | DE0503168 | Patients requiring fracture fixation or orthopaedic corrective surgery
Orthopaedics | Trauma - Extramedullary fixation | Plate accessories | Non-locking screw | OrthoPediatrics | 4.5mm Non Locking Cortical Full Thread 24mm, with T20 hexalobe | 00-0907-4524 | Standalone | DE0503168 | Patients requiring fracture fixation or orthopaedic corrective surgery
Orthopaedics | Trauma - Extramedullary fixation | Plate accessories | Non-locking screw | OrthoPediatrics | 4.5mm Non Locking Cortical Full Thread 26mm, with T20 hexalobe | 00-0907-4526 | Standalone | DE0503168 | Patients requiring fracture fixation or orthopaedic corrective surgery
Orthopaedics | Trauma - Extramedullary fixation | Plate accessories | Non-locking screw | OrthoPediatrics | 4.5mm Non Locking Cortical Full Thread 28mm, with T20 hexalobe | 00-0907-4528 | Standalone | DE0503168 | Patients requiring fracture fixation or orthopaedic corrective surgery
Orthopaedics | Trauma - Extramedullary fixation | Plate accessories | Non-locking screw | OrthoPediatrics | 4.5mm Non Locking Cortical Full Thread 30mm, with T20 hexalobe | 00-0907-4530 | Standalone | DE0503168 | Patients requiring fracture fixation or orthopaedic corrective surgery
Orthopaedics | Trauma - Extramedullary fixation | Plate accessories | Non-locking screw | OrthoPediatrics | 4.5mm Non Locking Cortical Full Thread 32mm, with T20 hexalobe | 00-0907-4532 | Standalone | DE0503168 | Patients requiring fracture fixation or orthopaedic corrective surgery
Orthopaedics | Trauma - Extramedullary fixation | Plate accessories | Non-locking screw | OrthoPediatrics | 4.5mm Non Locking Cortical Full Thread 34mm, with T20 hexalobe | 00-0907-4534 | Standalone | DE0503168 | Patients requiring fracture fixation or orthopaedic corrective surgery
Orthopaedics | Trauma - Extramedullary fixation | Plate accessories | Non-locking screw | OrthoPediatrics | 4.5mm Non Locking Cortical Full Thread 36mm, with T20 hexalobe | 00-0907-4536 | Standalone | DE0503168 | Patients requiring fracture fixation or orthopaedic corrective surgery
Orthopaedics | Trauma - Extramedullary fixation | Plate accessories | Non-locking screw | OrthoPediatrics | 4.5mm Non Locking Cortical Full Thread 38mm, with T20 hexalobe | 00-0907-4538 | Standalone | DE0503168 | Patients requiring fracture fixation or orthopaedic corrective surgery
Orthopaedics | Trauma - Extramedullary fixation | Plate accessories | Non-locking screw | OrthoPediatrics | 4.5mm Non Locking Cortical Full Thread 40mm, with T20 hexalobe | 00-0907-4540 | Standalone | DE0503168 | Patients requiring fracture fixation or orthopaedic corrective surgery
Orthopaedics | Trauma - Extramedullary fixation | Plate accessories | Non-locking screw | OrthoPediatrics | 4.5mm Non Locking Cortical Full Thread 42mm, with T20 hexalobe | 00-0907-4542 | Standalone | DE0503168 | Patients requiring fracture fixation or orthopaedic corrective surgery
Vascular | Endovascular aortic repair | Aortic stent graft package | EVAR package - At least 4 stent grafts | Jotec GmbH | Jotec E-tegra Stent Graft System Package (at least 4 stent grafts) | CRYOAAA4PC21.5K | Package | DE0503908 | Patients with abdominal aortic aneurysm (AAA; ruptured or unruptured), who are not suitable for open surgical repair (OSR) and are: 1 symptomatic; OR 2 asymptomatic and with an aneurysm of 5 cm or larger (measured outer-to-outer maximum anterior-posterior aortic diameter); OR 3 asymptomatic and with an aneurysm that has grown by more than 1cm in one year (measured outer-to-outer maximum anterior-posterior aortic diameter); OR 4 presenting with a small aneurysm (less than 5 cm), but who will also require chemotherapy, radiation therapy, or solid organ transplantation (a shared multidisciplinary decision-making approach should be considered to decide on treatment options).
Vascular | Endovascular aortic repair | Aortic stent graft package | EVAR package - 3 stent grafts | Jotec GmbH | Jotec E-tegra Stent Graft System Package (3 stent grafts) | CRYOAAASTD17K | Package | DE0503908 | Patients with abdominal aortic aneurysm (AAA; ruptured or unruptured), who are not suitable for open surgical repair (OSR) and are: 1 symptomatic; OR 2 asymptomatic and with an aneurysm of 5 cm or larger (measured outer-to-outer maximum anterior-posterior aortic diameter); OR 3 asymptomatic and with an aneurysm that has grown by more than 1cm in one year (measured outer-to-outer maximum anterior-posterior aortic diameter); OR 4 presenting with a small aneurysm (less than 5 cm), but who will also require chemotherapy, radiation therapy, or solid organ transplantation (a shared multidisciplinary decision-making approach should be considered to decide on treatment options).
Vascular | Endovascular aortic repair | Aortic stent graft package | Additional AAA stent graft package - 1 stent graft | Jotec GmbH | Jotec E-tegra Stent Graft System Package (1 stent graft) | CRYOAAASLP4.5K | Package | DE0503908 | Patients with abdominal aortic aneurysm (AAA; ruptured or unruptured), who are not suitable for open surgical repair (OSR) and are: 1 symptomatic; OR 2 asymptomatic and with an aneurysm of 5 cm or larger (measured outer-to-outer maximum anterior-posterior aortic diameter); OR 3 asymptomatic and with an aneurysm that has grown by more than 1cm in one year (measured outer-to-outer maximum anterior-posterior aortic diameter); OR 4 presenting with a small aneurysm (less than 5 cm), but who will also require chemotherapy, radiation therapy, or solid organ transplantation (a shared multidisciplinary decision-making approach should be considered to decide on treatment options).
Vascular | Endovascular aortic repair | Aortic stent graft package | Additional AAA stent graft package - 1 stent graft | Jotec GmbH | Jotec E-liac Stent Graft System Package (1 E-liac stent) | CRYOAAAELI05K | Package | DE0503780 | Patients with abdominal aortic aneurysm (AAA; ruptured or unruptured), who are not suitable for open surgical repair (OSR) and are: 1 symptomatic; OR 2 asymptomatic and with an aneurysm of 5 cm or larger (measured outer-to-outer maximum anterior-posterior aortic diameter); OR 3 asymptomatic and with an aneurysm that has grown by more than 1cm in one year (measured outer-to-outer maximum anterior-posterior aortic diameter); OR 4 presenting with a small aneurysm (less than 5 cm), but who will also require chemotherapy, radiation therapy, or solid organ transplantation (a shared multidisciplinary decision-making approach should be considered to decide on treatment options).
Cardiothoracic | Open or hybrid surgery aortic repair | Aortic hybrid implant | Aortic hybrid stent graft | Jotec GmbH | Jotec E-vita Open Neo | 95HG2620L120-C01 | Standalone | DE0505063 | Aortic hybrid stent graft is recommended for patients who: 1 Require a two-stage repair for complex aortic disease extending into or beyond the distal aortic arch into the proximal descending aorta; AND 2 Do not need additional intervention (such as stent grafting) in the descending aorta.
Cardiothoracic | Open or hybrid surgery aortic repair | Aortic hybrid implant | Aortic hybrid stent graft | Jotec GmbH | Jotec E-vita Open Neo | 95HG2620L175-C01 | Standalone | DE0505063 | Aortic hybrid stent graft is recommended for patients who: 1 Require a two-stage repair for complex aortic disease extending into or beyond the distal aortic arch into the proximal descending aorta; AND 2 Do not need additional intervention (such as stent grafting) in the descending aorta.
Cardiothoracic | Open or hybrid surgery aortic repair | Aortic hybrid implant | Aortic hybrid stent graft | Jotec GmbH | Jotec E-vita Open Neo | 95HG2622L120-C01 | Standalone | DE0505063 | Aortic hybrid stent graft is recommended for patients who: 1 Require a two-stage repair for complex aortic disease extending into or beyond the distal aortic arch into the proximal descending aorta; AND 2 Do not need additional intervention (such as stent grafting) in the descending aorta.
Cardiothoracic | Open or hybrid surgery aortic repair | Aortic hybrid implant | Aortic hybrid stent graft | Jotec GmbH | Jotec E-vita Open Neo | 95HG2622L175-C01 | Standalone | DE0505063 | Aortic hybrid stent graft is recommended for patients who: 1 Require a two-stage repair for complex aortic disease extending into or beyond the distal aortic arch into the proximal descending aorta; AND 2 Do not need additional intervention (such as stent grafting) in the descending aorta.
Cardiothoracic | Open or hybrid surgery aortic repair | Aortic hybrid implant | Aortic hybrid stent graft | Jotec GmbH | Jotec E-vita Open Neo | 95HG2624L120-C01 | Standalone | DE0505063 | Aortic hybrid stent graft is recommended for patients who: 1 Require a two-stage repair for complex aortic disease extending into or beyond the distal aortic arch into the proximal descending aorta; AND 2 Do not need additional intervention (such as stent grafting) in the descending aorta.
Cardiothoracic | Open or hybrid surgery aortic repair | Aortic hybrid implant | Aortic hybrid stent graft | Jotec GmbH | Jotec E-vita Open Neo | 95HG2624L175-C01 | Standalone | DE0505063 | Aortic hybrid stent graft is recommended for patients who: 1 Require a two-stage repair for complex aortic disease extending into or beyond the distal aortic arch into the proximal descending aorta; AND 2 Do not need additional intervention (such as stent grafting) in the descending aorta.
Cardiothoracic | Open or hybrid surgery aortic repair | Aortic hybrid implant | Aortic hybrid stent graft | Jotec GmbH | Jotec E-vita Open Neo | 95HG2626L120-C01 | Standalone | DE0505063 | Aortic hybrid stent graft is recommended for patients who: 1 Require a two-stage repair for complex aortic disease extending into or beyond the distal aortic arch into the proximal descending aorta; AND 2 Do not need additional intervention (such as stent grafting) in the descending aorta.
Cardiothoracic | Open or hybrid surgery aortic repair | Aortic hybrid implant | Aortic hybrid stent graft | Jotec GmbH | Jotec E-vita Open Neo | 95HG2626L180-C01 | Standalone | DE0505063 | Aortic hybrid stent graft is recommended for patients who: 1 Require a two-stage repair for complex aortic disease extending into or beyond the distal aortic arch into the proximal descending aorta; AND 2 Do not need additional intervention (such as stent grafting) in the descending aorta.
Cardiothoracic | Open or hybrid surgery aortic repair | Aortic hybrid implant | Aortic hybrid stent graft | Jotec GmbH | Jotec E-vita Open Neo | 95HG2828L120-C01 | Standalone | DE0505063 | Aortic hybrid stent graft is recommended for patients who: 1 Require a two-stage repair for complex aortic disease extending into or beyond the distal aortic arch into the proximal descending aorta; AND 2 Do not need additional intervention (such as stent grafting) in the descending aorta.
Cardiothoracic | Open or hybrid surgery aortic repair | Aortic hybrid implant | Aortic hybrid stent graft | Jotec GmbH | Jotec E-vita Open Neo | 95HG2828L180-C01 | Standalone | DE0505063 | Aortic hybrid stent graft is recommended for patients who: 1 Require a two-stage repair for complex aortic disease extending into or beyond the distal aortic arch into the proximal descending aorta; AND 2 Do not need additional intervention (such as stent grafting) in the descending aorta.
Cardiothoracic | Open or hybrid surgery aortic repair | Aortic hybrid implant | Aortic hybrid stent graft | Jotec GmbH | Jotec E-vita Open Neo | 95HG3030L120-C01 | Standalone | DE0505063 | Aortic hybrid stent graft is recommended for patients who: 1 Require a two-stage repair for complex aortic disease extending into or beyond the distal aortic arch into the proximal descending aorta; AND 2 Do not need additional intervention (such as stent grafting) in the descending aorta.
Cardiothoracic | Open or hybrid surgery aortic repair | Aortic hybrid implant | Aortic hybrid stent graft | Jotec GmbH | Jotec E-vita Open Neo | 95HG3030L180-C01 | Standalone | DE0505063 | Aortic hybrid stent graft is recommended for patients who: 1 Require a two-stage repair for complex aortic disease extending into or beyond the distal aortic arch into the proximal descending aorta; AND 2 Do not need additional intervention (such as stent grafting) in the descending aorta.
Cardiothoracic | Open or hybrid surgery aortic repair | Aortic hybrid implant | Aortic hybrid stent graft | Jotec GmbH | Jotec E-vita Open Neo | 95HG3033L130-C01 | Standalone | DE0505063 | Aortic hybrid stent graft is recommended for patients who: 1 Require a two-stage repair for complex aortic disease extending into or beyond the distal aortic arch into the proximal descending aorta; AND 2 Do not need additional intervention (such as stent grafting) in the descending aorta.
Cardiothoracic | Open or hybrid surgery aortic repair | Aortic hybrid implant | Aortic hybrid stent graft | Jotec GmbH | Jotec E-vita Open Neo | 95HG3033L180-C01 | Standalone | DE0505063 | Aortic hybrid stent graft is recommended for patients who: 1 Require a two-stage repair for complex aortic disease extending into or beyond the distal aortic arch into the proximal descending aorta; AND 2 Do not need additional intervention (such as stent grafting) in the descending aorta.
Cardiothoracic | Open or hybrid surgery aortic repair | Aortic hybrid implant | Aortic hybrid stent graft | Jotec GmbH | Jotec E-vita Open Neo | 95HG3036L130-C01 | Standalone | DE0505063 | Aortic hybrid stent graft is recommended for patients who: 1 Require a two-stage repair for complex aortic disease extending into or beyond the distal aortic arch into the proximal descending aorta; AND 2 Do not need additional intervention (such as stent grafting) in the descending aorta.
Cardiothoracic | Open or hybrid surgery aortic repair | Aortic hybrid implant | Aortic hybrid stent graft | Jotec GmbH | Jotec E-vita Open Neo | 95HG3036L180-C01 | Standalone | DE0505063 | Aortic hybrid stent graft is recommended for patients who: 1 Require a two-stage repair for complex aortic disease extending into or beyond the distal aortic arch into the proximal descending aorta; AND 2 Do not need additional intervention (such as stent grafting) in the descending aorta.
Cardiothoracic | Open or hybrid surgery aortic repair | Aortic hybrid implant | Aortic hybrid stent graft | Jotec GmbH | Jotec E-vita Open Neo | 95HG3040L130-C01 | Standalone | DE0505063 | Aortic hybrid stent graft is recommended for patients who: 1 Require a two-stage repair for complex aortic disease extending into or beyond the distal aortic arch into the proximal descending aorta; AND 2 Do not need additional intervention (such as stent grafting) in the descending aorta.
Cardiothoracic | Open or hybrid surgery aortic repair | Aortic hybrid implant | Aortic hybrid stent graft | Jotec GmbH | Jotec E-vita Open Neo | 95HG3040L180-C01 | Standalone | DE0505063 | Aortic hybrid stent graft is recommended for patients who: 1 Require a two-stage repair for complex aortic disease extending into or beyond the distal aortic arch into the proximal descending aorta; AND 2 Do not need additional intervention (such as stent grafting) in the descending aorta.
Cardiothoracic | Open or hybrid surgery aortic repair | Aortic hybrid implant | Aortic hybrid stent graft | Jotec GmbH | Jotec E-vita Open Neo | 95HG2620L120-C02 | Standalone | DE0505063 | Aortic hybrid stent graft is recommended for patients who: 1 Require a two-stage repair for complex aortic disease extending into or beyond the distal aortic arch into the proximal descending aorta; AND 2 Do not need additional intervention (such as stent grafting) in the descending aorta.
Cardiothoracic | Open or hybrid surgery aortic repair | Aortic hybrid implant | Aortic hybrid stent graft | Jotec GmbH | Jotec E-vita Open Neo | 95HG2620L175-C02 | Standalone | DE0505063 | Aortic hybrid stent graft is recommended for patients who: 1 Require a two-stage repair for complex aortic disease extending into or beyond the distal aortic arch into the proximal descending aorta; AND 2 Do not need additional intervention (such as stent grafting) in the descending aorta.
Cardiothoracic | Open or hybrid surgery aortic repair | Aortic hybrid implant | Aortic hybrid stent graft | Jotec GmbH | Jotec E-vita Open Neo | 95HG2622L120-C02 | Standalone | DE0505063 | Aortic hybrid stent graft is recommended for patients who: 1 Require a two-stage repair for complex aortic disease extending into or beyond the distal aortic arch into the proximal descending aorta; AND 2 Do not need additional intervention (such as stent grafting) in the descending aorta.
Cardiothoracic | Open or hybrid surgery aortic repair | Aortic hybrid implant | Aortic hybrid stent graft | Jotec GmbH | Jotec E-vita Open Neo | 95HG2622L175-C02 | Standalone | DE0505063 | Aortic hybrid stent graft is recommended for patients who: 1 Require a two-stage repair for complex aortic disease extending into or beyond the distal aortic arch into the proximal descending aorta; AND 2 Do not need additional intervention (such as stent grafting) in the descending aorta.
Cardiothoracic | Open or hybrid surgery aortic repair | Aortic hybrid implant | Aortic hybrid stent graft | Jotec GmbH | Jotec E-vita Open Neo | 95HG2624L120-C02 | Standalone | DE0505063 | Aortic hybrid stent graft is recommended for patients who: 1 Require a two-stage repair for complex aortic disease extending into or beyond the distal aortic arch into the proximal descending aorta; AND 2 Do not need additional intervention (such as stent grafting) in the descending aorta.
Cardiothoracic | Open or hybrid surgery aortic repair | Aortic hybrid implant | Aortic hybrid stent graft | Jotec GmbH | Jotec E-vita Open Neo | 95HG2624L175-C02 | Standalone | DE0505063 | Aortic hybrid stent graft is recommended for patients who: 1 Require a two-stage repair for complex aortic disease extending into or beyond the distal aortic arch into the proximal descending aorta; AND 2 Do not need additional intervention (such as stent grafting) in the descending aorta.
Cardiothoracic | Open or hybrid surgery aortic repair | Aortic hybrid implant | Aortic hybrid stent graft | Jotec GmbH | Jotec E-vita Open Neo | 95HG2626L120-C02 | Standalone | DE0505063 | Aortic hybrid stent graft is recommended for patients who: 1 Require a two-stage repair for complex aortic disease extending into or beyond the distal aortic arch into the proximal descending aorta; AND 2 Do not need additional intervention (such as stent grafting) in the descending aorta.
Cardiothoracic | Open or hybrid surgery aortic repair | Aortic hybrid implant | Aortic hybrid stent graft | Jotec GmbH | Jotec E-vita Open Neo | 95HG2626L180-C02 | Standalone | DE0505063 | Aortic hybrid stent graft is recommended for patients who: 1 Require a two-stage repair for complex aortic disease extending into or beyond the distal aortic arch into the proximal descending aorta; AND 2 Do not need additional intervention (such as stent grafting) in the descending aorta.
Cardiothoracic | Open or hybrid surgery aortic repair | Aortic hybrid implant | Aortic hybrid stent graft | Jotec GmbH | Jotec E-vita Open Neo | 95HG2828L120-C02 | Standalone | DE0505063 | Aortic hybrid stent graft is recommended for patients who: 1 Require a two-stage repair for complex aortic disease extending into or beyond the distal aortic arch into the proximal descending aorta; AND 2 Do not need additional intervention (such as stent grafting) in the descending aorta.
Cardiothoracic | Open or hybrid surgery aortic repair | Aortic hybrid implant | Aortic hybrid stent graft | Jotec GmbH | Jotec E-vita Open Neo | 95HG2828L180-C02 | Standalone | DE0505063 | Aortic hybrid stent graft is recommended for patients who: 1 Require a two-stage repair for complex aortic disease extending into or beyond the distal aortic arch into the proximal descending aorta; AND 2 Do not need additional intervention (such as stent grafting) in the descending aorta.
Cardiothoracic | Open or hybrid surgery aortic repair | Aortic hybrid implant | Aortic hybrid stent graft | Jotec GmbH | Jotec E-vita Open Neo | 95HG3030L120-C02 | Standalone | DE0505063 | Aortic hybrid stent graft is recommended for patients who: 1 Require a two-stage repair for complex aortic disease extending into or beyond the distal aortic arch into the proximal descending aorta; AND 2 Do not need additional intervention (such as stent grafting) in the descending aorta.
Cardiothoracic | Open or hybrid surgery aortic repair | Aortic hybrid implant | Aortic hybrid stent graft | Jotec GmbH | Jotec E-vita Open Neo | 95HG3030L180-C02 | Standalone | DE0505063 | Aortic hybrid stent graft is recommended for patients who: 1 Require a two-stage repair for complex aortic disease extending into or beyond the distal aortic arch into the proximal descending aorta; AND 2 Do not need additional intervention (such as stent grafting) in the descending aorta.
Cardiothoracic | Open or hybrid surgery aortic repair | Aortic hybrid implant | Aortic hybrid stent graft | Jotec GmbH | Jotec E-vita Open Neo | 95HG3033L130-C02 | Standalone | DE0505063 | Aortic hybrid stent graft is recommended for patients who: 1 Require a two-stage repair for complex aortic disease extending into or beyond the distal aortic arch into the proximal descending aorta; AND 2 Do not need additional intervention (such as stent grafting) in the descending aorta.
Cardiothoracic | Open or hybrid surgery aortic repair | Aortic hybrid implant | Aortic hybrid stent graft | Jotec GmbH | Jotec E-vita Open Neo | 95HG3033L180-C02 | Standalone | DE0505063 | Aortic hybrid stent graft is recommended for patients who: 1 Require a two-stage repair for complex aortic disease extending into or beyond the distal aortic arch into the proximal descending aorta; AND 2 Do not need additional intervention (such as stent grafting) in the descending aorta.
Cardiothoracic | Open or hybrid surgery aortic repair | Aortic hybrid implant | Aortic hybrid stent graft | Jotec GmbH | Jotec E-vita Open Neo | 95HG3036L130-C02 | Standalone | DE0505063 | Aortic hybrid stent graft is recommended for patients who: 1 Require a two-stage repair for complex aortic disease extending into or beyond the distal aortic arch into the proximal descending aorta; AND 2 Do not need additional intervention (such as stent grafting) in the descending aorta.
Cardiothoracic | Open or hybrid surgery aortic repair | Aortic hybrid implant | Aortic hybrid stent graft | Jotec GmbH | Jotec E-vita Open Neo | 95HG3036L180-C02 | Standalone | DE0505063 | Aortic hybrid stent graft is recommended for patients who: 1 Require a two-stage repair for complex aortic disease extending into or beyond the distal aortic arch into the proximal descending aorta; AND 2 Do not need additional intervention (such as stent grafting) in the descending aorta.
Cardiothoracic | Open or hybrid surgery aortic repair | Aortic hybrid implant | Aortic hybrid stent graft | Jotec GmbH | Jotec E-vita Open Neo | 95HG3040L130-C02 | Standalone | DE0505063 | Aortic hybrid stent graft is recommended for patients who: 1 Require a two-stage repair for complex aortic disease extending into or beyond the distal aortic arch into the proximal descending aorta; AND 2 Do not need additional intervention (such as stent grafting) in the descending aorta.
Cardiothoracic | Open or hybrid surgery aortic repair | Aortic hybrid implant | Aortic hybrid stent graft | Jotec GmbH | Jotec E-vita Open Neo | 95HG3040L180-C02 | Standalone | DE0505063 | Aortic hybrid stent graft is recommended for patients who: 1 Require a two-stage repair for complex aortic disease extending into or beyond the distal aortic arch into the proximal descending aorta; AND 2 Do not need additional intervention (such as stent grafting) in the descending aorta.
Cardiothoracic | Open or hybrid surgery aortic repair | Aortic hybrid implant | Aortic hybrid stent graft | Jotec GmbH | Jotec E-vita Open Neo | 95HG2620L175-C03 | Standalone | DE0505063 | Aortic hybrid stent graft is recommended for patients who: 1 Require a two-stage repair for complex aortic disease extending into or beyond the distal aortic arch into the proximal descending aorta; AND 2 Do not need additional intervention (such as stent grafting) in the descending aorta.
Cardiothoracic | Open or hybrid surgery aortic repair | Aortic hybrid implant | Aortic hybrid stent graft | Jotec GmbH | Jotec E-vita Open Neo | 95HG2622L175-C03 | Standalone | DE0505063 | Aortic hybrid stent graft is recommended for patients who: 1 Require a two-stage repair for complex aortic disease extending into or beyond the distal aortic arch into the proximal descending aorta; AND 2 Do not need additional intervention (such as stent grafting) in the descending aorta.
Cardiothoracic | Open or hybrid surgery aortic repair | Aortic hybrid implant | Aortic hybrid stent graft | Jotec GmbH | Jotec E-vita Open Neo | 95HG2624L175-C03 | Standalone | DE0505063 | Aortic hybrid stent graft is recommended for patients who: 1 Require a two-stage repair for complex aortic disease extending into or beyond the distal aortic arch into the proximal descending aorta; AND 2 Do not need additional intervention (such as stent grafting) in the descending aorta.
Cardiothoracic | Open or hybrid surgery aortic repair | Aortic hybrid implant | Aortic hybrid stent graft | Jotec GmbH | Jotec E-vita Open Neo | 95HG2626L180-C03 | Standalone | DE0505063 | Aortic hybrid stent graft is recommended for patients who: 1 Require a two-stage repair for complex aortic disease extending into or beyond the distal aortic arch into the proximal descending aorta; AND 2 Do not need additional intervention (such as stent grafting) in the descending aorta.
Cardiothoracic | Open or hybrid surgery aortic repair | Aortic hybrid implant | Aortic hybrid stent graft | Jotec GmbH | Jotec E-vita Open Neo | 95HG2828L180-C03 | Standalone | DE0505063 | Aortic hybrid stent graft is recommended for patients who: 1 Require a two-stage repair for complex aortic disease extending into or beyond the distal aortic arch into the proximal descending aorta; AND 2 Do not need additional intervention (such as stent grafting) in the descending aorta.
Cardiothoracic | Open or hybrid surgery aortic repair | Aortic hybrid implant | Aortic hybrid stent graft | Jotec GmbH | Jotec E-vita Open Neo | 95HG3030L180-C03 | Standalone | DE0505063 | Aortic hybrid stent graft is recommended for patients who: 1 Require a two-stage repair for complex aortic disease extending into or beyond the distal aortic arch into the proximal descending aorta; AND 2 Do not need additional intervention (such as stent grafting) in the descending aorta.
Cardiothoracic | Open or hybrid surgery aortic repair | Aortic hybrid implant | Aortic hybrid stent graft | Jotec GmbH | Jotec E-vita Open Neo | 95HG3033L180-C03 | Standalone | DE0505063 | Aortic hybrid stent graft is recommended for patients who: 1 Require a two-stage repair for complex aortic disease extending into or beyond the distal aortic arch into the proximal descending aorta; AND 2 Do not need additional intervention (such as stent grafting) in the descending aorta.
Cardiothoracic | Open or hybrid surgery aortic repair | Aortic hybrid implant | Aortic hybrid stent graft | Jotec GmbH | Jotec E-vita Open Neo | 95HG3036L180-C03 | Standalone | DE0505063 | Aortic hybrid stent graft is recommended for patients who: 1 Require a two-stage repair for complex aortic disease extending into or beyond the distal aortic arch into the proximal descending aorta; AND 2 Do not need additional intervention (such as stent grafting) in the descending aorta.
Cardiothoracic | Open or hybrid surgery aortic repair | Aortic hybrid implant | Aortic hybrid stent graft | Jotec GmbH | Jotec E-vita Open Neo | 95HG3040L180-C03 | Standalone | DE0505063 | Aortic hybrid stent graft is recommended for patients who: 1 Require a two-stage repair for complex aortic disease extending into or beyond the distal aortic arch into the proximal descending aorta; AND 2 Do not need additional intervention (such as stent grafting) in the descending aorta.
Cardiac | Heart rhythm electrode | Heart rhythm electrode | Left-heart lead and His-bundle pacing lead | Biotronik | Sentus ProMRI OTW BP L-85 | 398677 | Standalone | DE0500642 | As per HSA registered indication(s)
Cardiac | Heart rhythm electrode | Heart rhythm electrode | Left-heart lead and His-bundle pacing lead | Biotronik | Sentus ProMRI OTW BP S-85 | 401177 | Standalone | DE0500642 | As per HSA registered indication(s)
Cardiac | Heart rhythm electrode | Heart rhythm electrode | Left-heart lead and His-bundle pacing lead | Biotronik | Sentus ProMRI OTW QP L-85 | 401183 | Standalone | DE0500642 | As per HSA registered indication(s)
Cardiac | Heart rhythm electrode | Heart rhythm electrode | Left-heart lead and His-bundle pacing lead | Biotronik | Sentus ProMRI OTW QP S-85 | 401180 | Standalone | DE0500642 | As per HSA registered indication(s)
Cardiac | Heart rhythm electrode | Heart rhythm electrode | Left-heart lead and His-bundle pacing lead | Biotronik | Sentus ProMRI OTW QP S - 85/49 | 406082 | Standalone | DE0500642 | As per HSA registered indication(s)
Cardiac | Heart rhythm electrode | Heart rhythm electrode | Left-heart lead and His-bundle pacing lead | Biotronik | Sentus ProMRI OTW QP L - 85/49 | 408719 | Standalone | DE0500642 | As per HSA registered indication(s)
Cardiac | Heart rhythm electrode | Heart rhythm electrode | Left-heart lead and His-bundle pacing lead | Biotronik | Sentus ProMRI OTW BP L-85 Lead Package | 398677L | Package | DE0500642 | As per HSA registered indication(s)
Cardiac | Heart rhythm electrode | Heart rhythm electrode | Left-heart lead and His-bundle pacing lead | Biotronik | Sentus ProMRI OTW BP S-85 Lead Package | 401177L | Package | DE0500642 | As per HSA registered indication(s)
Cardiac | Heart rhythm electrode | Heart rhythm electrode | Left-heart lead and His-bundle pacing lead | Biotronik | Sentus ProMRI OTW QP L-85 Lead Package | 401183L | Package | DE0500642 | As per HSA registered indication(s)
Cardiac | Heart rhythm electrode | Heart rhythm electrode | Left-heart lead and His-bundle pacing lead | Biotronik | Sentus ProMRI OTW QP S-85 Lead Package | 401180L | Package | DE0500642 | As per HSA registered indication(s)
Cardiac | Heart rhythm electrode | Heart rhythm electrode | Left-heart lead and His-bundle pacing lead | Biotronik | Sentus ProMRI OTW QP S - 85/49 Lead Package | 406082L | Package | DE0500642 | As per HSA registered indication(s)
Cardiac | Heart rhythm electrode | Heart rhythm electrode | Left-heart lead and His-bundle pacing lead | Biotronik | Sentus ProMRI OTW QP L - 85/49 Lead Package | 408719L | Package | DE0500642 | As per HSA registered indication(s)
Cardiac | Heart rhythm electrode | Heart rhythm electrode | Defibrillation lead | Biotronik | Pamira S 60 | 428768 | Standalone | DE0510059 | As per HSA registered indication(s)
Cardiac | Heart rhythm electrode | Heart rhythm electrode | Defibrillation lead | Biotronik | Pamira S 65 | 428769 | Standalone | DE0510059 | As per HSA registered indication(s)
Cardiac | Heart rhythm electrode | Heart rhythm electrode | Defibrillation lead | Biotronik | Pamira SD 60/16 | 428771 | Standalone | DE0510059 | As per HSA registered indication(s)
Cardiac | Heart rhythm electrode | Heart rhythm electrode | Defibrillation lead | Biotronik | Pamira SD 65/16 | 428772 | Standalone | DE0510059 | As per HSA registered indication(s)
Cardiac | Heart rhythm electrode | Heart rhythm electrode | Defibrillation lead | Biotronik | Pamira SD 65/18 | 428773 | Standalone | DE0510059 | As per HSA registered indication(s)
Cardiac | Heart rhythm electrode | Heart rhythm electrode | Defibrillation lead | Biotronik | Pamira S DX 65/15 | 428775 | Standalone | DE0510059 | As per HSA registered indication(s)
Cardiac | Heart rhythm electrode | Heart rhythm electrode | Defibrillation lead | Biotronik | Pamira S DX 65/17 | 428776 | Standalone | DE0510059 | As per HSA registered indication(s)
Cardiac | Heart rhythm electrode | Heart rhythm electrode | Defibrillation lead | Biotronik | Pamira S 60 Lead Package | 428768L | Package | DE0510059 | As per HSA registered indication(s)
Cardiac | Heart rhythm electrode | Heart rhythm electrode | Defibrillation lead | Biotronik | Pamira S 65 Lead Package | 428769L | Package | DE0510059 | As per HSA registered indication(s)
Cardiac | Heart rhythm electrode | Heart rhythm electrode | Defibrillation lead | Biotronik | Pamira SD 60/16 Lead Package | 428771L | Package | DE0510059 | As per HSA registered indication(s)
Cardiac | Heart rhythm electrode | Heart rhythm electrode | Defibrillation lead | Biotronik | Pamira SD 65/16 Lead Package | 428772L | Package | DE0510059 | As per HSA registered indication(s)
Cardiac | Heart rhythm electrode | Heart rhythm electrode | Defibrillation lead | Biotronik | Pamira SD 65/18 Lead Package | 428773L | Package | DE0510059 | As per HSA registered indication(s)
Cardiac | Heart rhythm electrode | Heart rhythm electrode | Defibrillation lead | Biotronik | Pamira S DX 65/15 Lead Package | 428775L | Package | DE0510059 | As per HSA registered indication(s)
Cardiac | Heart rhythm electrode | Heart rhythm electrode | Defibrillation lead | Biotronik | Pamira S DX 65/17 Lead Package | 428776L | Package | DE0510059 | As per HSA registered indication(s)
Orthopaedics | Spine - Thoracolumbar (TL) and sacral surgery | TL interbody cage | TL interbody core - Non-integrated | Highridge Medical | Str. Spacer 16H x 20L x 11W Convex PEEK 10mm Wide | 14-534036 | Standalone | DE0501560 | As per HSA registered indication(s)
Orthopaedics | Spine - Thoracolumbar (TL) and sacral surgery | TL interbody cage | TL interbody core - Non-integrated | Highridge Medical | Str. Spacer 17H x 20L x 11W Convex PEEK 10mm Wide | 14-534037 | Standalone | DE0501560 | As per HSA registered indication(s)
Orthopaedics | Spine - Thoracolumbar (TL) and sacral surgery | TL interbody cage | TL interbody core - Non-integrated | Highridge Medical | Str. Spacer 18H x 20L x 11W Convex PEEK 10mm Wide | 14-534038 | Standalone | DE0501560 | As per HSA registered indication(s)
Orthopaedics | Spine - Thoracolumbar (TL) and sacral surgery | TL interbody cage | TL interbody core - Non-integrated | Highridge Medical | Str. Spacer 16H x 25L x 11W Convex PEEK 10mm Wide | 14-534096 | Standalone | DE0501560 | As per HSA registered indication(s)
Orthopaedics | Spine - Thoracolumbar (TL) and sacral surgery | TL interbody cage | TL interbody core - Non-integrated | Highridge Medical | Str. Spacer 17H x 25L x 11W Convex PEEK 10mm Wide | 14-534097 | Standalone | DE0501560 | As per HSA registered indication(s)
Orthopaedics | Spine - Thoracolumbar (TL) and sacral surgery | TL interbody cage | TL interbody core - Non-integrated | Highridge Medical | Str. Spacer 18H x 25L x 11W Convex PEEK 10mm Wide | 14-534098 | Standalone | DE0501560 | As per HSA registered indication(s)
Orthopaedics | Spine - Thoracolumbar (TL) and sacral surgery | TL interbody cage | TL interbody core - Non-integrated | Highridge Medical | Str. Spacer 16H x 30L x 11W Convex PEEK 10mm Wide | 14-534156 | Standalone | DE0501560 | As per HSA registered indication(s)
Orthopaedics | Spine - Thoracolumbar (TL) and sacral surgery | TL interbody cage | TL interbody core - Non-integrated | Highridge Medical | Str. Spacer 17H x 30L x 11W Convex PEEK 10mm Wide | 14-534157 | Standalone | DE0501560 | As per HSA registered indication(s)
Orthopaedics | Spine - Thoracolumbar (TL) and sacral surgery | TL interbody cage | TL interbody core - Non-integrated | Highridge Medical | Str. Spacer 18H x 30L x 11W Convex PEEK 10mm Wide | 14-534158 | Standalone | DE0501560 | As per HSA registered indication(s)
Orthopaedics | Spine - Thoracolumbar (TL) and sacral surgery | TL interbody cage | TL interbody core - Non-integrated | Highridge Medical | Str. Spacer 16H x 20L x 11W x 8 Deg PEEK 10mm Wide - Lordotic | 14-534216 | Standalone | DE0501560 | As per HSA registered indication(s)
Orthopaedics | Spine - Thoracolumbar (TL) and sacral surgery | TL interbody cage | TL interbody core - Non-integrated | Highridge Medical | Str. Spacer 17H x 20L x 11W x 8 Deg PEEK 10mm Wide - Lordotic | 14-534217 | Standalone | DE0501560 | As per HSA registered indication(s)
Orthopaedics | Spine - Thoracolumbar (TL) and sacral surgery | TL interbody cage | TL interbody core - Non-integrated | Highridge Medical | Str. Spacer 18H x 20L x 11W x 8 Deg PEEK 10mm Wide - Lordotic | 14-534218 | Standalone | DE0501560 | As per HSA registered indication(s)
Orthopaedics | Spine - Thoracolumbar (TL) and sacral surgery | TL interbody cage | TL interbody core - Non-integrated | Highridge Medical | Str. Spacer 16H x 25L x 11W x 8 Deg PEEK 10mm Wide - Lordotic | 14-534276 | Standalone | DE0501560 | As per HSA registered indication(s)
Orthopaedics | Spine - Thoracolumbar (TL) and sacral surgery | TL interbody cage | TL interbody core - Non-integrated | Highridge Medical | Str. Spacer 17H x 25L x 11W x 8 Deg PEEK 10mm Wide - Lordotic | 14-534277 | Standalone | DE0501560 | As per HSA registered indication(s)
Orthopaedics | Spine - Thoracolumbar (TL) and sacral surgery | TL interbody cage | TL interbody core - Non-integrated | Highridge Medical | Str. Spacer 18H x 25L x 11W x 8 Deg PEEK 10mm Wide - Lordotic | 14-534278 | Standalone | DE0501560 | As per HSA registered indication(s)
Orthopaedics | Spine - Thoracolumbar (TL) and sacral surgery | TL and sacral fusion and fixation implant | TL rod | Highridge Medical | Vitality Rod, Ti D5.5 x 30mm, Curved | 07.02015.003 | Standalone | DE0505870 | As per HSA registered indication(s) except for radiolucent implants which should be used as follows:  in patients with primary or metastatic spinal tumours who would benefit from post-operative high dose high precision beam therapy upon appropriate and stringent patient selection;  Patient selection should be done via standardised assessment such as the neurological-oncological-mechanical systemic (NOMS) framework; and  The assessment should be carried out by a multidisciplinary team (MDT), which may be inclusive of, but not limited to, radiation oncologists, spine surgeons and interventional radiologists, among others.
Orthopaedics | Spine - Thoracolumbar (TL) and sacral surgery | TL and sacral fusion and fixation implant | TL rod | Highridge Medical | Vitality Rod, Ti D5.5 x 55mm, Curved | 07.02015.008 | Standalone | DE0505870 | As per HSA registered indication(s) except for radiolucent implants which should be used as follows:  in patients with primary or metastatic spinal tumours who would benefit from post-operative high dose high precision beam therapy upon appropriate and stringent patient selection;  Patient selection should be done via standardised assessment such as the neurological-oncological-mechanical systemic (NOMS) framework; and  The assessment should be carried out by a multidisciplinary team (MDT), which may be inclusive of, but not limited to, radiation oncologists, spine surgeons and interventional radiologists, among others.
Orthopaedics | Spine - Thoracolumbar (TL) and sacral surgery | TL and sacral fusion and fixation implant | TL rod | Highridge Medical | Vitality Rod, Ti D5.5 x 65mm, Curved | 07.02015.010 | Standalone | DE0505870 | As per HSA registered indication(s) except for radiolucent implants which should be used as follows:  in patients with primary or metastatic spinal tumours who would benefit from post-operative high dose high precision beam therapy upon appropriate and stringent patient selection;  Patient selection should be done via standardised assessment such as the neurological-oncological-mechanical systemic (NOMS) framework; and  The assessment should be carried out by a multidisciplinary team (MDT), which may be inclusive of, but not limited to, radiation oncologists, spine surgeons and interventional radiologists, among others.
Orthopaedics | Spine - Thoracolumbar (TL) and sacral surgery | TL and sacral fusion and fixation implant | TL rod | Highridge Medical | Vitality Rod, Ti D5.5 x 75mm, Curved | 07.02015.012 | Standalone | DE0505870 | As per HSA registered indication(s) except for radiolucent implants which should be used as follows:  in patients with primary or metastatic spinal tumours who would benefit from post-operative high dose high precision beam therapy upon appropriate and stringent patient selection;  Patient selection should be done via standardised assessment such as the neurological-oncological-mechanical systemic (NOMS) framework; and  The assessment should be carried out by a multidisciplinary team (MDT), which may be inclusive of, but not limited to, radiation oncologists, spine surgeons and interventional radiologists, among others.
Orthopaedics | Spine - Thoracolumbar (TL) and sacral surgery | TL and sacral fusion and fixation implant | TL pedicle screw - Locking screw | Highridge Medical | Vitality Shear-Off Set Screw | 07.02011.001 | Standalone | DE0505870 | As per HSA registered indication(s) except for radiolucent implants which should be used as follows:  in patients with primary or metastatic spinal tumours who would benefit from post-operative high dose high precision beam therapy upon appropriate and stringent patient selection;  Patient selection should be done via standardised assessment such as the neurological-oncological-mechanical systemic (NOMS) framework; and  The assessment should be carried out by a multidisciplinary team (MDT), which may be inclusive of, but not limited to, radiation oncologists, spine surgeons and interventional radiologists, among others.
Orthopaedics | Spine - Thoracolumbar (TL) and sacral surgery | TL and sacral fusion and fixation implant | TL hook set, clamp, staple, staple locking screw | Highridge Medical | Vitality Pedicle Hook, XX Small, 4.0mm | 720M0140 | Standalone | DE0505870 | As per HSA registered indication(s)
Orthopaedics | Spine - Thoracolumbar (TL) and sacral surgery | TL and sacral fusion and fixation implant | TL hook set, clamp, staple, staple locking screw | Highridge Medical | Vitality Pedicle Hook, Small, 6.0mm | 720M0160 | Standalone | DE0505870 | As per HSA registered indication(s)
Orthopaedics | Spine - Thoracolumbar (TL) and sacral surgery | TL and sacral fusion and fixation implant | TL hook set, clamp, staple, staple locking screw | Highridge Medical | Vitality Pedicle Hook, Large, 9.0mm | 720M0190 | Standalone | DE0505870 | As per HSA registered indication(s)
Orthopaedics | Spine - Thoracolumbar (TL) and sacral surgery | TL and sacral fusion and fixation implant | TL hook set, clamp, staple, staple locking screw | Highridge Medical | Vitality Angled Hook, Left, Small, 6.0mm | 720M3060 | Standalone | DE0505870 | As per HSA registered indication(s)
Orthopaedics | Spine - Thoracolumbar (TL) and sacral surgery | TL and sacral fusion and fixation implant | TL hook set, clamp, staple, staple locking screw | Highridge Medical | Vitality Angled Hook, Left, Large, 9.0mm | 720M3090 | Standalone | DE0505870 | As per HSA registered indication(s)
Orthopaedics | Spine - Thoracolumbar (TL) and sacral surgery | TL and sacral fusion and fixation implant | TL hook set, clamp, staple, staple locking screw | Highridge Medical | Vitality Angled Hook, Right, Medium, 7.5mm | 720M3175 | Standalone | DE0505870 | As per HSA registered indication(s)
Orthopaedics | Spine - Thoracolumbar (TL) and sacral surgery | TL and sacral fusion and fixation implant | TL hook set, clamp, staple, staple locking screw | Highridge Medical | Vitality Laminar Hook, Medium, 7.5mm | 720M0475 | Standalone | DE0505870 | As per HSA registered indication(s)
Orthopaedics | Spine - Thoracolumbar (TL) and sacral surgery | TL and sacral fusion and fixation implant | TL hook set, clamp, staple, staple locking screw | Highridge Medical | Vitality Narrow Laminar Hook, Small, 6.0mm | 720M0560 | Standalone | DE0505870 | As per HSA registered indication(s)
Orthopaedics | Spine - Thoracolumbar (TL) and sacral surgery | TL and sacral fusion and fixation implant | TL hook set, clamp, staple, staple locking screw | Highridge Medical | Vitality Narrow Reduced Laminar Hook, Small, 6.0mm | 720M0660 | Standalone | DE0505870 | As per HSA registered indication(s)
Orthopaedics | Spine - Thoracolumbar (TL) and sacral surgery | TL and sacral fusion and fixation implant | TL hook set, clamp, staple, staple locking screw | Highridge Medical | Vitality Offset Hook, Left, Medium, 7.5mm | 720M2075 | Standalone | DE0505870 | As per HSA registered indication(s)
Orthopaedics | Spine - Thoracolumbar (TL) and sacral surgery | TL and sacral fusion and fixation implant | TL hook set, clamp, staple, staple locking screw | Highridge Medical | Vitality Offset Hook, Right, Small, 6.0mm | 720M2160 | Standalone | DE0505870 | As per HSA registered indication(s)
Orthopaedics | Spine - Thoracolumbar (TL) and sacral surgery | TL and sacral fusion and fixation implant | TL hook set, clamp, staple, staple locking screw | Highridge Medical | Vitality Angled Blade Hook, Small, 6.0mm | 720M0960 | Standalone | DE0505870 | As per HSA registered indication(s)
Orthopaedics | Spine - Thoracolumbar (TL) and sacral surgery | TL and sacral fusion and fixation implant | TL hook set, clamp, staple, staple locking screw | Highridge Medical | Vitality Extended Laminar Hook, Small, 6.0mm | 720M1060 | Standalone | DE0505870 | As per HSA registered indication(s)
Orthopaedics | Spine - Thoracolumbar (TL) and sacral surgery | TL and sacral fusion and fixation implant | TL hook set, clamp, staple, staple locking screw | Highridge Medical | Vitality Extended Laminar Hook, Large, 9.0mm | 720M1090 | Standalone | DE0505870 | As per HSA registered indication(s)
Orthopaedics | Spine - Thoracolumbar (TL) and sacral surgery | TL and sacral fusion and fixation implant | TL rod | Highridge Medical | Vitality Rod, Ti D5.5mm x 300mm, Straight | 07.02013.001 | Standalone | DE0505870 | As per HSA registered indication(s) except for radiolucent implants which should be used as follows:  in patients with primary or metastatic spinal tumours who would benefit from post-operative high dose high precision beam therapy upon appropriate and stringent patient selection;  Patient selection should be done via standardised assessment such as the neurological-oncological-mechanical systemic (NOMS) framework; and  The assessment should be carried out by a multidisciplinary team (MDT), which may be inclusive of, but not limited to, radiation oncologists, spine surgeons and interventional radiologists, among others.
Orthopaedics | Spine - Thoracolumbar (TL) and sacral surgery | TL and sacral fusion and fixation implant | TL rod | Highridge Medical | Vitality Rod, CoCr D5.5mm x 300mm, Straight | 07.02016.001 | Standalone | DE0505870 | As per HSA registered indication(s) except for radiolucent implants which should be used as follows:  in patients with primary or metastatic spinal tumours who would benefit from post-operative high dose high precision beam therapy upon appropriate and stringent patient selection;  Patient selection should be done via standardised assessment such as the neurological-oncological-mechanical systemic (NOMS) framework; and  The assessment should be carried out by a multidisciplinary team (MDT), which may be inclusive of, but not limited to, radiation oncologists, spine surgeons and interventional radiologists, among others.
Orthopaedics | Spine - Thoracolumbar (TL) and sacral surgery | TL and sacral fusion and fixation implant | TL rod | Highridge Medical | Vitality Rod, Ti D6.0mm x 300mm, Straight | 07.02019.001 | Standalone | DE0505870 | As per HSA registered indication(s) except for radiolucent implants which should be used as follows:  in patients with primary or metastatic spinal tumours who would benefit from post-operative high dose high precision beam therapy upon appropriate and stringent patient selection;  Patient selection should be done via standardised assessment such as the neurological-oncological-mechanical systemic (NOMS) framework; and  The assessment should be carried out by a multidisciplinary team (MDT), which may be inclusive of, but not limited to, radiation oncologists, spine surgeons and interventional radiologists, among others.
Orthopaedics | Spine - Thoracolumbar (TL) and sacral surgery | TL and sacral fusion and fixation implant | TL rod | Highridge Medical | Vitality Rod, CoCr D6.0mm x 300mm, Straight | 07.02022.001 | Standalone | DE0505870 | As per HSA registered indication(s) except for radiolucent implants which should be used as follows:  in patients with primary or metastatic spinal tumours who would benefit from post-operative high dose high precision beam therapy upon appropriate and stringent patient selection;  Patient selection should be done via standardised assessment such as the neurological-oncological-mechanical systemic (NOMS) framework; and  The assessment should be carried out by a multidisciplinary team (MDT), which may be inclusive of, but not limited to, radiation oncologists, spine surgeons and interventional radiologists, among others.
Orthopaedics | Spine - Thoracolumbar (TL) and sacral surgery | TL and sacral fusion and fixation implant | TL pedicle screw - Shank, tulip | Highridge Medical | Vitality Polyaxial Screw, D4.5mm X 50mm | 701M4550 | Standalone | DE0505870 | As per HSA registered indication(s) except for radiolucent implants which should be used as follows:  in patients with primary or metastatic spinal tumours who would benefit from post-operative high dose high precision beam therapy upon appropriate and stringent patient selection;  Patient selection should be done via standardised assessment such as the neurological-oncological-mechanical systemic (NOMS) framework; and  The assessment should be carried out by a multidisciplinary team (MDT), which may be inclusive of, but not limited to, radiation oncologists, spine surgeons and interventional radiologists, among others.
Orthopaedics | Spine - Thoracolumbar (TL) and sacral surgery | TL and sacral fusion and fixation implant | TL pedicle screw - Shank, tulip | Highridge Medical | Vitality Polyaxial Screw, D4.0mm X 20mm | 701M4020 | Standalone | DE0505870 | As per HSA registered indication(s) except for radiolucent implants which should be used as follows:  in patients with primary or metastatic spinal tumours who would benefit from post-operative high dose high precision beam therapy upon appropriate and stringent patient selection;  Patient selection should be done via standardised assessment such as the neurological-oncological-mechanical systemic (NOMS) framework; and  The assessment should be carried out by a multidisciplinary team (MDT), which may be inclusive of, but not limited to, radiation oncologists, spine surgeons and interventional radiologists, among others.
Orthopaedics | Spine - Thoracolumbar (TL) and sacral surgery | TL and sacral fusion and fixation implant | TL pedicle screw - Shank, tulip | Highridge Medical | Vitality Polyaxial Screw, D4.0mm X 25mm | 701M4025 | Standalone | DE0505870 | As per HSA registered indication(s) except for radiolucent implants which should be used as follows:  in patients with primary or metastatic spinal tumours who would benefit from post-operative high dose high precision beam therapy upon appropriate and stringent patient selection;  Patient selection should be done via standardised assessment such as the neurological-oncological-mechanical systemic (NOMS) framework; and  The assessment should be carried out by a multidisciplinary team (MDT), which may be inclusive of, but not limited to, radiation oncologists, spine surgeons and interventional radiologists, among others.
Orthopaedics | Spine - Thoracolumbar (TL) and sacral surgery | TL and sacral fusion and fixation implant | TL pedicle screw - Shank, tulip | Highridge Medical | Vitality Polyaxial Screw, D4.0mm X 30mm | 701M4030 | Standalone | DE0505870 | As per HSA registered indication(s) except for radiolucent implants which should be used as follows:  in patients with primary or metastatic spinal tumours who would benefit from post-operative high dose high precision beam therapy upon appropriate and stringent patient selection;  Patient selection should be done via standardised assessment such as the neurological-oncological-mechanical systemic (NOMS) framework; and  The assessment should be carried out by a multidisciplinary team (MDT), which may be inclusive of, but not limited to, radiation oncologists, spine surgeons and interventional radiologists, among others.
Orthopaedics | Spine - Thoracolumbar (TL) and sacral surgery | TL and sacral fusion and fixation implant | TL pedicle screw - Shank, tulip | Highridge Medical | Vitality Polyaxial Screw, D4.0mm X 35mm | 701M4035 | Standalone | DE0505870 | As per HSA registered indication(s) except for radiolucent implants which should be used as follows:  in patients with primary or metastatic spinal tumours who would benefit from post-operative high dose high precision beam therapy upon appropriate and stringent patient selection;  Patient selection should be done via standardised assessment such as the neurological-oncological-mechanical systemic (NOMS) framework; and  The assessment should be carried out by a multidisciplinary team (MDT), which may be inclusive of, but not limited to, radiation oncologists, spine surgeons and interventional radiologists, among others.
Orthopaedics | Spine - Thoracolumbar (TL) and sacral surgery | TL and sacral fusion and fixation implant | TL pedicle screw - Shank, tulip | Highridge Medical | Vitality Polyaxial Screw, D4.0mm X 40mm | 701M4040 | Standalone | DE0505870 | As per HSA registered indication(s) except for radiolucent implants which should be used as follows:  in patients with primary or metastatic spinal tumours who would benefit from post-operative high dose high precision beam therapy upon appropriate and stringent patient selection;  Patient selection should be done via standardised assessment such as the neurological-oncological-mechanical systemic (NOMS) framework; and  The assessment should be carried out by a multidisciplinary team (MDT), which may be inclusive of, but not limited to, radiation oncologists, spine surgeons and interventional radiologists, among others.
Orthopaedics | Spine - Thoracolumbar (TL) and sacral surgery | TL and sacral fusion and fixation implant | TL pedicle screw - Shank, tulip | Highridge Medical | Vitality Polyaxial Screw, D4.0mm X 45mm | 701M4045 | Standalone | DE0505870 | As per HSA registered indication(s) except for radiolucent implants which should be used as follows:  in patients with primary or metastatic spinal tumours who would benefit from post-operative high dose high precision beam therapy upon appropriate and stringent patient selection;  Patient selection should be done via standardised assessment such as the neurological-oncological-mechanical systemic (NOMS) framework; and  The assessment should be carried out by a multidisciplinary team (MDT), which may be inclusive of, but not limited to, radiation oncologists, spine surgeons and interventional radiologists, among others.
Orthopaedics | Spine - Thoracolumbar (TL) and sacral surgery | TL and sacral fusion and fixation implant | TL pedicle screw - Shank, tulip | Highridge Medical | Vitality Polyaxial Screw, D4.5mm X 20mm | 701M4520 | Standalone | DE0505870 | As per HSA registered indication(s) except for radiolucent implants which should be used as follows:  in patients with primary or metastatic spinal tumours who would benefit from post-operative high dose high precision beam therapy upon appropriate and stringent patient selection;  Patient selection should be done via standardised assessment such as the neurological-oncological-mechanical systemic (NOMS) framework; and  The assessment should be carried out by a multidisciplinary team (MDT), which may be inclusive of, but not limited to, radiation oncologists, spine surgeons and interventional radiologists, among others.
Orthopaedics | Spine - Thoracolumbar (TL) and sacral surgery | TL and sacral fusion and fixation implant | TL pedicle screw - Shank, tulip | Highridge Medical | Vitality Polyaxial Screw, D5.0mm X 30mm | 701M5030 | Standalone | DE0505870 | As per HSA registered indication(s) except for radiolucent implants which should be used as follows:  in patients with primary or metastatic spinal tumours who would benefit from post-operative high dose high precision beam therapy upon appropriate and stringent patient selection;  Patient selection should be done via standardised assessment such as the neurological-oncological-mechanical systemic (NOMS) framework; and  The assessment should be carried out by a multidisciplinary team (MDT), which may be inclusive of, but not limited to, radiation oncologists, spine surgeons and interventional radiologists, among others.
Orthopaedics | Spine - Thoracolumbar (TL) and sacral surgery | TL and sacral fusion and fixation implant | TL pedicle screw - Shank, tulip | Highridge Medical | Vitality Polyaxial Screw, D5.0mm X 35mm | 701M5035 | Standalone | DE0505870 | As per HSA registered indication(s) except for radiolucent implants which should be used as follows:  in patients with primary or metastatic spinal tumours who would benefit from post-operative high dose high precision beam therapy upon appropriate and stringent patient selection;  Patient selection should be done via standardised assessment such as the neurological-oncological-mechanical systemic (NOMS) framework; and  The assessment should be carried out by a multidisciplinary team (MDT), which may be inclusive of, but not limited to, radiation oncologists, spine surgeons and interventional radiologists, among others.
Orthopaedics | Spine - Thoracolumbar (TL) and sacral surgery | TL and sacral fusion and fixation implant | TL pedicle screw - Shank, tulip | Highridge Medical | Vitality Polyaxial Screw, D5.0mm X 40mm | 701M5040 | Standalone | DE0505870 | As per HSA registered indication(s) except for radiolucent implants which should be used as follows:  in patients with primary or metastatic spinal tumours who would benefit from post-operative high dose high precision beam therapy upon appropriate and stringent patient selection;  Patient selection should be done via standardised assessment such as the neurological-oncological-mechanical systemic (NOMS) framework; and  The assessment should be carried out by a multidisciplinary team (MDT), which may be inclusive of, but not limited to, radiation oncologists, spine surgeons and interventional radiologists, among others.
Orthopaedics | Spine - Thoracolumbar (TL) and sacral surgery | TL and sacral fusion and fixation implant | TL pedicle screw - Shank, tulip | Highridge Medical | Vitality Polyaxial Screw, D5.0mm X 45mm | 701M5045 | Standalone | DE0505870 | As per HSA registered indication(s) except for radiolucent implants which should be used as follows:  in patients with primary or metastatic spinal tumours who would benefit from post-operative high dose high precision beam therapy upon appropriate and stringent patient selection;  Patient selection should be done via standardised assessment such as the neurological-oncological-mechanical systemic (NOMS) framework; and  The assessment should be carried out by a multidisciplinary team (MDT), which may be inclusive of, but not limited to, radiation oncologists, spine surgeons and interventional radiologists, among others.
Orthopaedics | Spine - Thoracolumbar (TL) and sacral surgery | TL and sacral fusion and fixation implant | TL pedicle screw - Shank, tulip | Highridge Medical | Vitality Polyaxial Screw, D5.0mm X 50mm | 701M5050 | Standalone | DE0505870 | As per HSA registered indication(s) except for radiolucent implants which should be used as follows:  in patients with primary or metastatic spinal tumours who would benefit from post-operative high dose high precision beam therapy upon appropriate and stringent patient selection;  Patient selection should be done via standardised assessment such as the neurological-oncological-mechanical systemic (NOMS) framework; and  The assessment should be carried out by a multidisciplinary team (MDT), which may be inclusive of, but not limited to, radiation oncologists, spine surgeons and interventional radiologists, among others.
Orthopaedics | Spine - Thoracolumbar (TL) and sacral surgery | TL and sacral fusion and fixation implant | TL pedicle screw - Shank, tulip | Highridge Medical | Vitality Polyaxial Screw, D5.5mm X 30mm | 701M5530 | Standalone | DE0505870 | As per HSA registered indication(s) except for radiolucent implants which should be used as follows:  in patients with primary or metastatic spinal tumours who would benefit from post-operative high dose high precision beam therapy upon appropriate and stringent patient selection;  Patient selection should be done via standardised assessment such as the neurological-oncological-mechanical systemic (NOMS) framework; and  The assessment should be carried out by a multidisciplinary team (MDT), which may be inclusive of, but not limited to, radiation oncologists, spine surgeons and interventional radiologists, among others.
Orthopaedics | Spine - Thoracolumbar (TL) and sacral surgery | TL and sacral fusion and fixation implant | TL pedicle screw - Shank, tulip | Highridge Medical | Vitality Polyaxial Screw, D6.0mm X 30mm | 701M6030 | Standalone | DE0505870 | As per HSA registered indication(s) except for radiolucent implants which should be used as follows:  in patients with primary or metastatic spinal tumours who would benefit from post-operative high dose high precision beam therapy upon appropriate and stringent patient selection;  Patient selection should be done via standardised assessment such as the neurological-oncological-mechanical systemic (NOMS) framework; and  The assessment should be carried out by a multidisciplinary team (MDT), which may be inclusive of, but not limited to, radiation oncologists, spine surgeons and interventional radiologists, among others.
Orthopaedics | Spine - Thoracolumbar (TL) and sacral surgery | TL and sacral fusion and fixation implant | TL pedicle screw - Shank, tulip | Highridge Medical | Vitality Polyaxial Screw, D6.0mm X 35mm | 701M6035 | Standalone | DE0505870 | As per HSA registered indication(s) except for radiolucent implants which should be used as follows:  in patients with primary or metastatic spinal tumours who would benefit from post-operative high dose high precision beam therapy upon appropriate and stringent patient selection;  Patient selection should be done via standardised assessment such as the neurological-oncological-mechanical systemic (NOMS) framework; and  The assessment should be carried out by a multidisciplinary team (MDT), which may be inclusive of, but not limited to, radiation oncologists, spine surgeons and interventional radiologists, among others.
Orthopaedics | Spine - Thoracolumbar (TL) and sacral surgery | TL and sacral fusion and fixation implant | TL pedicle screw - Shank, tulip | Highridge Medical | Vitality Polyaxial Screw, D6.0mm X 40mm | 701M6040 | Standalone | DE0505870 | As per HSA registered indication(s) except for radiolucent implants which should be used as follows:  in patients with primary or metastatic spinal tumours who would benefit from post-operative high dose high precision beam therapy upon appropriate and stringent patient selection;  Patient selection should be done via standardised assessment such as the neurological-oncological-mechanical systemic (NOMS) framework; and  The assessment should be carried out by a multidisciplinary team (MDT), which may be inclusive of, but not limited to, radiation oncologists, spine surgeons and interventional radiologists, among others.
Orthopaedics | Spine - Thoracolumbar (TL) and sacral surgery | TL and sacral fusion and fixation implant | TL pedicle screw - Shank, tulip | Highridge Medical | Vitality Polyaxial Screw, D6.0mm X 45mm | 701M6045 | Standalone | DE0505870 | As per HSA registered indication(s) except for radiolucent implants which should be used as follows:  in patients with primary or metastatic spinal tumours who would benefit from post-operative high dose high precision beam therapy upon appropriate and stringent patient selection;  Patient selection should be done via standardised assessment such as the neurological-oncological-mechanical systemic (NOMS) framework; and  The assessment should be carried out by a multidisciplinary team (MDT), which may be inclusive of, but not limited to, radiation oncologists, spine surgeons and interventional radiologists, among others.
Orthopaedics | Spine - Thoracolumbar (TL) and sacral surgery | TL and sacral fusion and fixation implant | TL pedicle screw - Shank, tulip | Highridge Medical | Vitality Polyaxial Screw, D6.0mm X 50mm | 701M6050 | Standalone | DE0505870 | As per HSA registered indication(s) except for radiolucent implants which should be used as follows:  in patients with primary or metastatic spinal tumours who would benefit from post-operative high dose high precision beam therapy upon appropriate and stringent patient selection;  Patient selection should be done via standardised assessment such as the neurological-oncological-mechanical systemic (NOMS) framework; and  The assessment should be carried out by a multidisciplinary team (MDT), which may be inclusive of, but not limited to, radiation oncologists, spine surgeons and interventional radiologists, among others.
Orthopaedics | Spine - Thoracolumbar (TL) and sacral surgery | TL and sacral fusion and fixation implant | TL pedicle screw - Shank, tulip | Highridge Medical | Vitality Polyaxial Screw, D6.5mm X 30mm | 701M6530 | Standalone | DE0505870 | As per HSA registered indication(s) except for radiolucent implants which should be used as follows:  in patients with primary or metastatic spinal tumours who would benefit from post-operative high dose high precision beam therapy upon appropriate and stringent patient selection;  Patient selection should be done via standardised assessment such as the neurological-oncological-mechanical systemic (NOMS) framework; and  The assessment should be carried out by a multidisciplinary team (MDT), which may be inclusive of, but not limited to, radiation oncologists, spine surgeons and interventional radiologists, among others.
Orthopaedics | Spine - Thoracolumbar (TL) and sacral surgery | TL and sacral fusion and fixation implant | TL pedicle screw - Shank, tulip | Highridge Medical | Vitality Polyaxial Screw, D7.0mm X 30mm | 701M7030 | Standalone | DE0505870 | As per HSA registered indication(s) except for radiolucent implants which should be used as follows:  in patients with primary or metastatic spinal tumours who would benefit from post-operative high dose high precision beam therapy upon appropriate and stringent patient selection;  Patient selection should be done via standardised assessment such as the neurological-oncological-mechanical systemic (NOMS) framework; and  The assessment should be carried out by a multidisciplinary team (MDT), which may be inclusive of, but not limited to, radiation oncologists, spine surgeons and interventional radiologists, among others.
Orthopaedics | Spine - Thoracolumbar (TL) and sacral surgery | TL and sacral fusion and fixation implant | TL pedicle screw - Shank, tulip | Highridge Medical | Vitality Polyaxial Screw, D7.0mm X 35mm | 701M7035 | Standalone | DE0505870 | As per HSA registered indication(s) except for radiolucent implants which should be used as follows:  in patients with primary or metastatic spinal tumours who would benefit from post-operative high dose high precision beam therapy upon appropriate and stringent patient selection;  Patient selection should be done via standardised assessment such as the neurological-oncological-mechanical systemic (NOMS) framework; and  The assessment should be carried out by a multidisciplinary team (MDT), which may be inclusive of, but not limited to, radiation oncologists, spine surgeons and interventional radiologists, among others.
Orthopaedics | Spine - Thoracolumbar (TL) and sacral surgery | TL and sacral fusion and fixation implant | TL pedicle screw - Shank, tulip | Highridge Medical | Vitality Polyaxial Screw, D7.5mm X 40mm | 701M7040 | Standalone | DE0505870 | As per HSA registered indication(s) except for radiolucent implants which should be used as follows:  in patients with primary or metastatic spinal tumours who would benefit from post-operative high dose high precision beam therapy upon appropriate and stringent patient selection;  Patient selection should be done via standardised assessment such as the neurological-oncological-mechanical systemic (NOMS) framework; and  The assessment should be carried out by a multidisciplinary team (MDT), which may be inclusive of, but not limited to, radiation oncologists, spine surgeons and interventional radiologists, among others.
Orthopaedics | Spine - Thoracolumbar (TL) and sacral surgery | TL and sacral fusion and fixation implant | TL pedicle screw - Shank, tulip | Highridge Medical | Vitality Polyaxial Screw, D7.5mm X 45mm | 701M7045 | Standalone | DE0505870 | As per HSA registered indication(s) except for radiolucent implants which should be used as follows:  in patients with primary or metastatic spinal tumours who would benefit from post-operative high dose high precision beam therapy upon appropriate and stringent patient selection;  Patient selection should be done via standardised assessment such as the neurological-oncological-mechanical systemic (NOMS) framework; and  The assessment should be carried out by a multidisciplinary team (MDT), which may be inclusive of, but not limited to, radiation oncologists, spine surgeons and interventional radiologists, among others.
Orthopaedics | Spine - Thoracolumbar (TL) and sacral surgery | TL and sacral fusion and fixation implant | TL pedicle screw - Shank, tulip | Highridge Medical | Vitality Polyaxial Screw, D7.5mm X 50mm | 701M7050 | Standalone | DE0505870 | As per HSA registered indication(s) except for radiolucent implants which should be used as follows:  in patients with primary or metastatic spinal tumours who would benefit from post-operative high dose high precision beam therapy upon appropriate and stringent patient selection;  Patient selection should be done via standardised assessment such as the neurological-oncological-mechanical systemic (NOMS) framework; and  The assessment should be carried out by a multidisciplinary team (MDT), which may be inclusive of, but not limited to, radiation oncologists, spine surgeons and interventional radiologists, among others.
Orthopaedics | Spine - Thoracolumbar (TL) and sacral surgery | TL and sacral fusion and fixation implant | TL pedicle screw - Shank, tulip | Highridge Medical | Vitality Polyaxial Screw, D7.5mm X 30mm | 701M7530 | Standalone | DE0505870 | As per HSA registered indication(s) except for radiolucent implants which should be used as follows:  in patients with primary or metastatic spinal tumours who would benefit from post-operative high dose high precision beam therapy upon appropriate and stringent patient selection;  Patient selection should be done via standardised assessment such as the neurological-oncological-mechanical systemic (NOMS) framework; and  The assessment should be carried out by a multidisciplinary team (MDT), which may be inclusive of, but not limited to, radiation oncologists, spine surgeons and interventional radiologists, among others.
Orthopaedics | Spine - Thoracolumbar (TL) and sacral surgery | TL and sacral fusion and fixation implant | TL pedicle screw - Shank, tulip | Highridge Medical | Vitality Polyaxial Screw, D8.5mm X 30mm | 709M8530 | Standalone | DE0505870 | As per HSA registered indication(s) except for radiolucent implants which should be used as follows:  in patients with primary or metastatic spinal tumours who would benefit from post-operative high dose high precision beam therapy upon appropriate and stringent patient selection;  Patient selection should be done via standardised assessment such as the neurological-oncological-mechanical systemic (NOMS) framework; and  The assessment should be carried out by a multidisciplinary team (MDT), which may be inclusive of, but not limited to, radiation oncologists, spine surgeons and interventional radiologists, among others.
Orthopaedics | Spine - Thoracolumbar (TL) and sacral surgery | TL and sacral fusion and fixation implant | TL pedicle screw - Shank, tulip | Highridge Medical | Vitality Polyaxial Screw, D8.5mm X 35mm | 709M8535 | Standalone | DE0505870 | As per HSA registered indication(s) except for radiolucent implants which should be used as follows:  in patients with primary or metastatic spinal tumours who would benefit from post-operative high dose high precision beam therapy upon appropriate and stringent patient selection;  Patient selection should be done via standardised assessment such as the neurological-oncological-mechanical systemic (NOMS) framework; and  The assessment should be carried out by a multidisciplinary team (MDT), which may be inclusive of, but not limited to, radiation oncologists, spine surgeons and interventional radiologists, among others.
Orthopaedics | Spine - Thoracolumbar (TL) and sacral surgery | TL and sacral fusion and fixation implant | TL pedicle screw - Shank, tulip | Highridge Medical | Vitality Polyaxial Screw, D9.5mm X 30mm | 709M9530 | Standalone | DE0505870 | As per HSA registered indication(s) except for radiolucent implants which should be used as follows:  in patients with primary or metastatic spinal tumours who would benefit from post-operative high dose high precision beam therapy upon appropriate and stringent patient selection;  Patient selection should be done via standardised assessment such as the neurological-oncological-mechanical systemic (NOMS) framework; and  The assessment should be carried out by a multidisciplinary team (MDT), which may be inclusive of, but not limited to, radiation oncologists, spine surgeons and interventional radiologists, among others.
Orthopaedics | Spine - Thoracolumbar (TL) and sacral surgery | TL and sacral fusion and fixation implant | TL pedicle screw - Shank, tulip | Highridge Medical | Vitality Polyaxial Screw, D9.5mm X 35mm | 709M9535 | Standalone | DE0505870 | As per HSA registered indication(s) except for radiolucent implants which should be used as follows:  in patients with primary or metastatic spinal tumours who would benefit from post-operative high dose high precision beam therapy upon appropriate and stringent patient selection;  Patient selection should be done via standardised assessment such as the neurological-oncological-mechanical systemic (NOMS) framework; and  The assessment should be carried out by a multidisciplinary team (MDT), which may be inclusive of, but not limited to, radiation oncologists, spine surgeons and interventional radiologists, among others.
Orthopaedics | Spine - Thoracolumbar (TL) and sacral surgery | TL and sacral fusion and fixation implant | TL pedicle screw - Shank, tulip | Highridge Medical | Vitality Polyaxial Screw, D9.5mm X 40mm | 709M9540 | Standalone | DE0505870 | As per HSA registered indication(s) except for radiolucent implants which should be used as follows:  in patients with primary or metastatic spinal tumours who would benefit from post-operative high dose high precision beam therapy upon appropriate and stringent patient selection;  Patient selection should be done via standardised assessment such as the neurological-oncological-mechanical systemic (NOMS) framework; and  The assessment should be carried out by a multidisciplinary team (MDT), which may be inclusive of, but not limited to, radiation oncologists, spine surgeons and interventional radiologists, among others.
Orthopaedics | Spine - Thoracolumbar (TL) and sacral surgery | TL and sacral fusion and fixation implant | TL pedicle screw - Shank, tulip | Highridge Medical | Vitality Polyaxial Screw, D9.5mm X 45mm | 709M9545 | Standalone | DE0505870 | As per HSA registered indication(s) except for radiolucent implants which should be used as follows:  in patients with primary or metastatic spinal tumours who would benefit from post-operative high dose high precision beam therapy upon appropriate and stringent patient selection;  Patient selection should be done via standardised assessment such as the neurological-oncological-mechanical systemic (NOMS) framework; and  The assessment should be carried out by a multidisciplinary team (MDT), which may be inclusive of, but not limited to, radiation oncologists, spine surgeons and interventional radiologists, among others.
Orthopaedics | Spine - Thoracolumbar (TL) and sacral surgery | TL and sacral fusion and fixation implant | TL pedicle screw - Shank, tulip | Highridge Medical | Vitality Polyaxial Screw, D9.5mm X 50mm | 709M9550 | Standalone | DE0505870 | As per HSA registered indication(s) except for radiolucent implants which should be used as follows:  in patients with primary or metastatic spinal tumours who would benefit from post-operative high dose high precision beam therapy upon appropriate and stringent patient selection;  Patient selection should be done via standardised assessment such as the neurological-oncological-mechanical systemic (NOMS) framework; and  The assessment should be carried out by a multidisciplinary team (MDT), which may be inclusive of, but not limited to, radiation oncologists, spine surgeons and interventional radiologists, among others.
Orthopaedics | Spine - Thoracolumbar (TL) and sacral surgery | TL and sacral fusion and fixation implant | TL pedicle screw - Shank, tulip | Highridge Medical | Vitality Polyaxial Screw, D10.5mm X 30mm | 709M1530 | Standalone | DE0505870 | As per HSA registered indication(s) except for radiolucent implants which should be used as follows:  in patients with primary or metastatic spinal tumours who would benefit from post-operative high dose high precision beam therapy upon appropriate and stringent patient selection;  Patient selection should be done via standardised assessment such as the neurological-oncological-mechanical systemic (NOMS) framework; and  The assessment should be carried out by a multidisciplinary team (MDT), which may be inclusive of, but not limited to, radiation oncologists, spine surgeons and interventional radiologists, among others.
Orthopaedics | Spine - Thoracolumbar (TL) and sacral surgery | TL and sacral fusion and fixation implant | TL pedicle screw - Shank, tulip | Highridge Medical | Vitality Polyaxial Screw, D10.5mm X 35mm | 709M1535 | Standalone | DE0505870 | As per HSA registered indication(s) except for radiolucent implants which should be used as follows:  in patients with primary or metastatic spinal tumours who would benefit from post-operative high dose high precision beam therapy upon appropriate and stringent patient selection;  Patient selection should be done via standardised assessment such as the neurological-oncological-mechanical systemic (NOMS) framework; and  The assessment should be carried out by a multidisciplinary team (MDT), which may be inclusive of, but not limited to, radiation oncologists, spine surgeons and interventional radiologists, among others.
Orthopaedics | Spine - Thoracolumbar (TL) and sacral surgery | TL and sacral fusion and fixation implant | TL pedicle screw - Shank, tulip | Highridge Medical | Vitality Polyaxial Screw, D10.5mm X 40mm | 709M1540 | Standalone | DE0505870 | As per HSA registered indication(s) except for radiolucent implants which should be used as follows:  in patients with primary or metastatic spinal tumours who would benefit from post-operative high dose high precision beam therapy upon appropriate and stringent patient selection;  Patient selection should be done via standardised assessment such as the neurological-oncological-mechanical systemic (NOMS) framework; and  The assessment should be carried out by a multidisciplinary team (MDT), which may be inclusive of, but not limited to, radiation oncologists, spine surgeons and interventional radiologists, among others.
Orthopaedics | Spine - Thoracolumbar (TL) and sacral surgery | TL and sacral fusion and fixation implant | TL pedicle screw - Shank, tulip | Highridge Medical | Vitality Polyaxial Screw, D10.5mm X 45mm | 709M1545 | Standalone | DE0505870 | As per HSA registered indication(s) except for radiolucent implants which should be used as follows:  in patients with primary or metastatic spinal tumours who would benefit from post-operative high dose high precision beam therapy upon appropriate and stringent patient selection;  Patient selection should be done via standardised assessment such as the neurological-oncological-mechanical systemic (NOMS) framework; and  The assessment should be carried out by a multidisciplinary team (MDT), which may be inclusive of, but not limited to, radiation oncologists, spine surgeons and interventional radiologists, among others.
Orthopaedics | Spine - Thoracolumbar (TL) and sacral surgery | TL and sacral fusion and fixation implant | TL pedicle screw - Shank, tulip | Highridge Medical | Vitality Polyaxial Screw, D10.5mm X 50mm | 709M1550 | Standalone | DE0505870 | As per HSA registered indication(s) except for radiolucent implants which should be used as follows:  in patients with primary or metastatic spinal tumours who would benefit from post-operative high dose high precision beam therapy upon appropriate and stringent patient selection;  Patient selection should be done via standardised assessment such as the neurological-oncological-mechanical systemic (NOMS) framework; and  The assessment should be carried out by a multidisciplinary team (MDT), which may be inclusive of, but not limited to, radiation oncologists, spine surgeons and interventional radiologists, among others.
Orthopaedics | Spine - Thoracolumbar (TL) and sacral surgery | TL and sacral fusion and fixation implant | TL pedicle screw - Shank, tulip | Highridge Medical | Vitality Uniplanar Screw, D4.5mm X 25mm | 706M4525 | Standalone | DE0505870 | As per HSA registered indication(s) except for radiolucent implants which should be used as follows:  in patients with primary or metastatic spinal tumours who would benefit from post-operative high dose high precision beam therapy upon appropriate and stringent patient selection;  Patient selection should be done via standardised assessment such as the neurological-oncological-mechanical systemic (NOMS) framework; and  The assessment should be carried out by a multidisciplinary team (MDT), which may be inclusive of, but not limited to, radiation oncologists, spine surgeons and interventional radiologists, among others.
Orthopaedics | Spine - Thoracolumbar (TL) and sacral surgery | TL and sacral fusion and fixation implant | TL pedicle screw - Shank, tulip | Highridge Medical | Vitality Uniplanar Screw, D4.5mm X 30mm | 706M4530 | Standalone | DE0505870 | As per HSA registered indication(s) except for radiolucent implants which should be used as follows:  in patients with primary or metastatic spinal tumours who would benefit from post-operative high dose high precision beam therapy upon appropriate and stringent patient selection;  Patient selection should be done via standardised assessment such as the neurological-oncological-mechanical systemic (NOMS) framework; and  The assessment should be carried out by a multidisciplinary team (MDT), which may be inclusive of, but not limited to, radiation oncologists, spine surgeons and interventional radiologists, among others.
Orthopaedics | Spine - Thoracolumbar (TL) and sacral surgery | TL and sacral fusion and fixation implant | TL pedicle screw - Shank, tulip | Highridge Medical | Vitality Uniplanar Screw, D4.5mm X 35mm | 706M4535 | Standalone | DE0505870 | As per HSA registered indication(s) except for radiolucent implants which should be used as follows:  in patients with primary or metastatic spinal tumours who would benefit from post-operative high dose high precision beam therapy upon appropriate and stringent patient selection;  Patient selection should be done via standardised assessment such as the neurological-oncological-mechanical systemic (NOMS) framework; and  The assessment should be carried out by a multidisciplinary team (MDT), which may be inclusive of, but not limited to, radiation oncologists, spine surgeons and interventional radiologists, among others.
Orthopaedics | Spine - Thoracolumbar (TL) and sacral surgery | TL and sacral fusion and fixation implant | TL pedicle screw - Shank, tulip | Highridge Medical | Vitality Uniplanar Screw, D4.5mm X 40mm | 706M4540 | Standalone | DE0505870 | As per HSA registered indication(s) except for radiolucent implants which should be used as follows:  in patients with primary or metastatic spinal tumours who would benefit from post-operative high dose high precision beam therapy upon appropriate and stringent patient selection;  Patient selection should be done via standardised assessment such as the neurological-oncological-mechanical systemic (NOMS) framework; and  The assessment should be carried out by a multidisciplinary team (MDT), which may be inclusive of, but not limited to, radiation oncologists, spine surgeons and interventional radiologists, among others.
Orthopaedics | Spine - Thoracolumbar (TL) and sacral surgery | TL and sacral fusion and fixation implant | TL pedicle screw - Shank, tulip | Highridge Medical | Vitality Uniplanar Screw, D4.5mm X 45mm | 706M4545 | Standalone | DE0505870 | As per HSA registered indication(s) except for radiolucent implants which should be used as follows:  in patients with primary or metastatic spinal tumours who would benefit from post-operative high dose high precision beam therapy upon appropriate and stringent patient selection;  Patient selection should be done via standardised assessment such as the neurological-oncological-mechanical systemic (NOMS) framework; and  The assessment should be carried out by a multidisciplinary team (MDT), which may be inclusive of, but not limited to, radiation oncologists, spine surgeons and interventional radiologists, among others.
Orthopaedics | Spine - Thoracolumbar (TL) and sacral surgery | TL and sacral fusion and fixation implant | TL pedicle screw - Shank, tulip | Highridge Medical | Vitality Uniplanar Screw, D5.0mm X 30mm | 706M5030 | Standalone | DE0505870 | As per HSA registered indication(s) except for radiolucent implants which should be used as follows:  in patients with primary or metastatic spinal tumours who would benefit from post-operative high dose high precision beam therapy upon appropriate and stringent patient selection;  Patient selection should be done via standardised assessment such as the neurological-oncological-mechanical systemic (NOMS) framework; and  The assessment should be carried out by a multidisciplinary team (MDT), which may be inclusive of, but not limited to, radiation oncologists, spine surgeons and interventional radiologists, among others.
Orthopaedics | Spine - Thoracolumbar (TL) and sacral surgery | TL and sacral fusion and fixation implant | TL pedicle screw - Shank, tulip | Highridge Medical | Vitality Uniplanar Screw, D5.0mm X 35mm | 706M5035 | Standalone | DE0505870 | As per HSA registered indication(s) except for radiolucent implants which should be used as follows:  in patients with primary or metastatic spinal tumours who would benefit from post-operative high dose high precision beam therapy upon appropriate and stringent patient selection;  Patient selection should be done via standardised assessment such as the neurological-oncological-mechanical systemic (NOMS) framework; and  The assessment should be carried out by a multidisciplinary team (MDT), which may be inclusive of, but not limited to, radiation oncologists, spine surgeons and interventional radiologists, among others.
Orthopaedics | Spine - Thoracolumbar (TL) and sacral surgery | TL and sacral fusion and fixation implant | TL pedicle screw - Shank, tulip | Highridge Medical | Vitality Uniplanar Screw, D5.0mm X 40mm | 706M5040 | Standalone | DE0505870 | As per HSA registered indication(s) except for radiolucent implants which should be used as follows:  in patients with primary or metastatic spinal tumours who would benefit from post-operative high dose high precision beam therapy upon appropriate and stringent patient selection;  Patient selection should be done via standardised assessment such as the neurological-oncological-mechanical systemic (NOMS) framework; and  The assessment should be carried out by a multidisciplinary team (MDT), which may be inclusive of, but not limited to, radiation oncologists, spine surgeons and interventional radiologists, among others.
Orthopaedics | Spine - Thoracolumbar (TL) and sacral surgery | TL and sacral fusion and fixation implant | TL pedicle screw - Shank, tulip | Highridge Medical | Vitality Uniplanar Screw, D5.0mm X 45mm | 706M5045 | Standalone | DE0505870 | As per HSA registered indication(s) except for radiolucent implants which should be used as follows:  in patients with primary or metastatic spinal tumours who would benefit from post-operative high dose high precision beam therapy upon appropriate and stringent patient selection;  Patient selection should be done via standardised assessment such as the neurological-oncological-mechanical systemic (NOMS) framework; and  The assessment should be carried out by a multidisciplinary team (MDT), which may be inclusive of, but not limited to, radiation oncologists, spine surgeons and interventional radiologists, among others.
Orthopaedics | Spine - Thoracolumbar (TL) and sacral surgery | TL and sacral fusion and fixation implant | TL pedicle screw - Shank, tulip | Highridge Medical | Vitality Uniplanar Screw, D5.0mm X 50mm | 706M5050 | Standalone | DE0505870 | As per HSA registered indication(s) except for radiolucent implants which should be used as follows:  in patients with primary or metastatic spinal tumours who would benefit from post-operative high dose high precision beam therapy upon appropriate and stringent patient selection;  Patient selection should be done via standardised assessment such as the neurological-oncological-mechanical systemic (NOMS) framework; and  The assessment should be carried out by a multidisciplinary team (MDT), which may be inclusive of, but not limited to, radiation oncologists, spine surgeons and interventional radiologists, among others.
Orthopaedics | Spine - Thoracolumbar (TL) and sacral surgery | TL and sacral fusion and fixation implant | TL pedicle screw - Shank, tulip | Highridge Medical | Vitality Uniplanar Screw, D5.5mm X 30mm | 706M5530 | Standalone | DE0505870 | As per HSA registered indication(s) except for radiolucent implants which should be used as follows:  in patients with primary or metastatic spinal tumours who would benefit from post-operative high dose high precision beam therapy upon appropriate and stringent patient selection;  Patient selection should be done via standardised assessment such as the neurological-oncological-mechanical systemic (NOMS) framework; and  The assessment should be carried out by a multidisciplinary team (MDT), which may be inclusive of, but not limited to, radiation oncologists, spine surgeons and interventional radiologists, among others.
Orthopaedics | Spine - Thoracolumbar (TL) and sacral surgery | TL and sacral fusion and fixation implant | TL pedicle screw - Shank, tulip | Highridge Medical | Vitality Uniplanar Screw, D5.5mm X 35mm | 706M5535 | Standalone | DE0505870 | As per HSA registered indication(s) except for radiolucent implants which should be used as follows:  in patients with primary or metastatic spinal tumours who would benefit from post-operative high dose high precision beam therapy upon appropriate and stringent patient selection;  Patient selection should be done via standardised assessment such as the neurological-oncological-mechanical systemic (NOMS) framework; and  The assessment should be carried out by a multidisciplinary team (MDT), which may be inclusive of, but not limited to, radiation oncologists, spine surgeons and interventional radiologists, among others.
Orthopaedics | Spine - Thoracolumbar (TL) and sacral surgery | TL and sacral fusion and fixation implant | TL pedicle screw - Shank, tulip | Highridge Medical | Vitality Uniplanar Screw, D5.5mm X 40mm | 706M5540 | Standalone | DE0505870 | As per HSA registered indication(s) except for radiolucent implants which should be used as follows:  in patients with primary or metastatic spinal tumours who would benefit from post-operative high dose high precision beam therapy upon appropriate and stringent patient selection;  Patient selection should be done via standardised assessment such as the neurological-oncological-mechanical systemic (NOMS) framework; and  The assessment should be carried out by a multidisciplinary team (MDT), which may be inclusive of, but not limited to, radiation oncologists, spine surgeons and interventional radiologists, among others.
Orthopaedics | Spine - Thoracolumbar (TL) and sacral surgery | TL and sacral fusion and fixation implant | TL pedicle screw - Shank, tulip | Highridge Medical | Vitality Uniplanar Screw, D5.5mm X 45mm | 706M5545 | Standalone | DE0505870 | As per HSA registered indication(s) except for radiolucent implants which should be used as follows:  in patients with primary or metastatic spinal tumours who would benefit from post-operative high dose high precision beam therapy upon appropriate and stringent patient selection;  Patient selection should be done via standardised assessment such as the neurological-oncological-mechanical systemic (NOMS) framework; and  The assessment should be carried out by a multidisciplinary team (MDT), which may be inclusive of, but not limited to, radiation oncologists, spine surgeons and interventional radiologists, among others.
Orthopaedics | Spine - Thoracolumbar (TL) and sacral surgery | TL and sacral fusion and fixation implant | TL pedicle screw - Shank, tulip | Highridge Medical | Vitality Uniplanar Screw, D5.5mm X 50mm | 706M5550 | Standalone | DE0505870 | As per HSA registered indication(s) except for radiolucent implants which should be used as follows:  in patients with primary or metastatic spinal tumours who would benefit from post-operative high dose high precision beam therapy upon appropriate and stringent patient selection;  Patient selection should be done via standardised assessment such as the neurological-oncological-mechanical systemic (NOMS) framework; and  The assessment should be carried out by a multidisciplinary team (MDT), which may be inclusive of, but not limited to, radiation oncologists, spine surgeons and interventional radiologists, among others.
Orthopaedics | Spine - Thoracolumbar (TL) and sacral surgery | TL and sacral fusion and fixation implant | TL pedicle screw - Shank, tulip | Highridge Medical | Vitality Uniplanar Screw, D6.0mm X 30mm | 706M6030 | Standalone | DE0505870 | As per HSA registered indication(s) except for radiolucent implants which should be used as follows:  in patients with primary or metastatic spinal tumours who would benefit from post-operative high dose high precision beam therapy upon appropriate and stringent patient selection;  Patient selection should be done via standardised assessment such as the neurological-oncological-mechanical systemic (NOMS) framework; and  The assessment should be carried out by a multidisciplinary team (MDT), which may be inclusive of, but not limited to, radiation oncologists, spine surgeons and interventional radiologists, among others.
Orthopaedics | Spine - Thoracolumbar (TL) and sacral surgery | TL and sacral fusion and fixation implant | TL pedicle screw - Shank, tulip | Highridge Medical | Vitality Uniplanar Screw, D6.0mm X 35mm | 706M6035 | Standalone | DE0505870 | As per HSA registered indication(s) except for radiolucent implants which should be used as follows:  in patients with primary or metastatic spinal tumours who would benefit from post-operative high dose high precision beam therapy upon appropriate and stringent patient selection;  Patient selection should be done via standardised assessment such as the neurological-oncological-mechanical systemic (NOMS) framework; and  The assessment should be carried out by a multidisciplinary team (MDT), which may be inclusive of, but not limited to, radiation oncologists, spine surgeons and interventional radiologists, among others.
Orthopaedics | Spine - Thoracolumbar (TL) and sacral surgery | TL and sacral fusion and fixation implant | TL pedicle screw - Shank, tulip | Highridge Medical | Vitality Uniplanar Screw, D6.0mm X 40mm | 706M6040 | Standalone | DE0505870 | As per HSA registered indication(s) except for radiolucent implants which should be used as follows:  in patients with primary or metastatic spinal tumours who would benefit from post-operative high dose high precision beam therapy upon appropriate and stringent patient selection;  Patient selection should be done via standardised assessment such as the neurological-oncological-mechanical systemic (NOMS) framework; and  The assessment should be carried out by a multidisciplinary team (MDT), which may be inclusive of, but not limited to, radiation oncologists, spine surgeons and interventional radiologists, among others.
Orthopaedics | Spine - Thoracolumbar (TL) and sacral surgery | TL and sacral fusion and fixation implant | TL pedicle screw - Shank, tulip | Highridge Medical | Vitality Uniplanar Screw, D6.0mm X 45mm | 706M6045 | Standalone | DE0505870 | As per HSA registered indication(s) except for radiolucent implants which should be used as follows:  in patients with primary or metastatic spinal tumours who would benefit from post-operative high dose high precision beam therapy upon appropriate and stringent patient selection;  Patient selection should be done via standardised assessment such as the neurological-oncological-mechanical systemic (NOMS) framework; and  The assessment should be carried out by a multidisciplinary team (MDT), which may be inclusive of, but not limited to, radiation oncologists, spine surgeons and interventional radiologists, among others.
Orthopaedics | Spine - Thoracolumbar (TL) and sacral surgery | TL and sacral fusion and fixation implant | TL pedicle screw - Shank, tulip | Highridge Medical | Vitality Uniplanar Screw, D6.0mm X 50mm | 706M6050 | Standalone | DE0505870 | As per HSA registered indication(s) except for radiolucent implants which should be used as follows:  in patients with primary or metastatic spinal tumours who would benefit from post-operative high dose high precision beam therapy upon appropriate and stringent patient selection;  Patient selection should be done via standardised assessment such as the neurological-oncological-mechanical systemic (NOMS) framework; and  The assessment should be carried out by a multidisciplinary team (MDT), which may be inclusive of, but not limited to, radiation oncologists, spine surgeons and interventional radiologists, among others.
Orthopaedics | Spine - Thoracolumbar (TL) and sacral surgery | TL and sacral fusion and fixation implant | TL pedicle screw - Shank, tulip | Highridge Medical | Vitality Uniplanar Screw, D6.5mm X 30mm | 706M6530 | Standalone | DE0505870 | As per HSA registered indication(s) except for radiolucent implants which should be used as follows:  in patients with primary or metastatic spinal tumours who would benefit from post-operative high dose high precision beam therapy upon appropriate and stringent patient selection;  Patient selection should be done via standardised assessment such as the neurological-oncological-mechanical systemic (NOMS) framework; and  The assessment should be carried out by a multidisciplinary team (MDT), which may be inclusive of, but not limited to, radiation oncologists, spine surgeons and interventional radiologists, among others.
Orthopaedics | Spine - Thoracolumbar (TL) and sacral surgery | TL and sacral fusion and fixation implant | TL pedicle screw - Shank, tulip | Highridge Medical | Vitality Uniplanar Screw, D6.5mm X 35mm | 706M6535 | Standalone | DE0505870 | As per HSA registered indication(s) except for radiolucent implants which should be used as follows:  in patients with primary or metastatic spinal tumours who would benefit from post-operative high dose high precision beam therapy upon appropriate and stringent patient selection;  Patient selection should be done via standardised assessment such as the neurological-oncological-mechanical systemic (NOMS) framework; and  The assessment should be carried out by a multidisciplinary team (MDT), which may be inclusive of, but not limited to, radiation oncologists, spine surgeons and interventional radiologists, among others.
Orthopaedics | Spine - Thoracolumbar (TL) and sacral surgery | TL and sacral fusion and fixation implant | TL pedicle screw - Shank, tulip | Highridge Medical | Vitality Uniplanar Screw, D6.5mm X 40mm | 706M6540 | Standalone | DE0505870 | As per HSA registered indication(s) except for radiolucent implants which should be used as follows:  in patients with primary or metastatic spinal tumours who would benefit from post-operative high dose high precision beam therapy upon appropriate and stringent patient selection;  Patient selection should be done via standardised assessment such as the neurological-oncological-mechanical systemic (NOMS) framework; and  The assessment should be carried out by a multidisciplinary team (MDT), which may be inclusive of, but not limited to, radiation oncologists, spine surgeons and interventional radiologists, among others.
Orthopaedics | Spine - Thoracolumbar (TL) and sacral surgery | TL and sacral fusion and fixation implant | TL pedicle screw - Shank, tulip | Highridge Medical | Vitality Uniplanar Screw, D6.5mm X 45mm | 706M6545 | Standalone | DE0505870 | As per HSA registered indication(s) except for radiolucent implants which should be used as follows:  in patients with primary or metastatic spinal tumours who would benefit from post-operative high dose high precision beam therapy upon appropriate and stringent patient selection;  Patient selection should be done via standardised assessment such as the neurological-oncological-mechanical systemic (NOMS) framework; and  The assessment should be carried out by a multidisciplinary team (MDT), which may be inclusive of, but not limited to, radiation oncologists, spine surgeons and interventional radiologists, among others.
Orthopaedics | Spine - Thoracolumbar (TL) and sacral surgery | TL and sacral fusion and fixation implant | TL pedicle screw - Shank, tulip | Highridge Medical | Vitality Uniplanar Screw, D6.5mm X 50mm | 706M6550 | Standalone | DE0505870 | As per HSA registered indication(s) except for radiolucent implants which should be used as follows:  in patients with primary or metastatic spinal tumours who would benefit from post-operative high dose high precision beam therapy upon appropriate and stringent patient selection;  Patient selection should be done via standardised assessment such as the neurological-oncological-mechanical systemic (NOMS) framework; and  The assessment should be carried out by a multidisciplinary team (MDT), which may be inclusive of, but not limited to, radiation oncologists, spine surgeons and interventional radiologists, among others.
Orthopaedics | Spine - Thoracolumbar (TL) and sacral surgery | TL and sacral fusion and fixation implant | TL pedicle screw - Shank, tulip | Highridge Medical | Vitality Uniplanar Screw, D7.5mm X 30mm | 706M7530 | Standalone | DE0505870 | As per HSA registered indication(s) except for radiolucent implants which should be used as follows:  in patients with primary or metastatic spinal tumours who would benefit from post-operative high dose high precision beam therapy upon appropriate and stringent patient selection;  Patient selection should be done via standardised assessment such as the neurological-oncological-mechanical systemic (NOMS) framework; and  The assessment should be carried out by a multidisciplinary team (MDT), which may be inclusive of, but not limited to, radiation oncologists, spine surgeons and interventional radiologists, among others.
Orthopaedics | Spine - Thoracolumbar (TL) and sacral surgery | TL and sacral fusion and fixation implant | TL pedicle screw - Shank, tulip | Highridge Medical | Vitality Uniplanar Screw, D7.5mm X 35mm | 706M7535 | Standalone | DE0505870 | As per HSA registered indication(s) except for radiolucent implants which should be used as follows:  in patients with primary or metastatic spinal tumours who would benefit from post-operative high dose high precision beam therapy upon appropriate and stringent patient selection;  Patient selection should be done via standardised assessment such as the neurological-oncological-mechanical systemic (NOMS) framework; and  The assessment should be carried out by a multidisciplinary team (MDT), which may be inclusive of, but not limited to, radiation oncologists, spine surgeons and interventional radiologists, among others.
Orthopaedics | Spine - Thoracolumbar (TL) and sacral surgery | TL and sacral fusion and fixation implant | TL pedicle screw - Shank, tulip | Highridge Medical | Vitality Uniplanar Screw, D7.5mm X 40mm | 706M7540 | Standalone | DE0505870 | As per HSA registered indication(s) except for radiolucent implants which should be used as follows:  in patients with primary or metastatic spinal tumours who would benefit from post-operative high dose high precision beam therapy upon appropriate and stringent patient selection;  Patient selection should be done via standardised assessment such as the neurological-oncological-mechanical systemic (NOMS) framework; and  The assessment should be carried out by a multidisciplinary team (MDT), which may be inclusive of, but not limited to, radiation oncologists, spine surgeons and interventional radiologists, among others.
Orthopaedics | Spine - Thoracolumbar (TL) and sacral surgery | TL and sacral fusion and fixation implant | TL pedicle screw - Shank, tulip | Highridge Medical | Vitality Uniplanar Screw, D7.5mm X 45mm | 706M7545 | Standalone | DE0505870 | As per HSA registered indication(s) except for radiolucent implants which should be used as follows:  in patients with primary or metastatic spinal tumours who would benefit from post-operative high dose high precision beam therapy upon appropriate and stringent patient selection;  Patient selection should be done via standardised assessment such as the neurological-oncological-mechanical systemic (NOMS) framework; and  The assessment should be carried out by a multidisciplinary team (MDT), which may be inclusive of, but not limited to, radiation oncologists, spine surgeons and interventional radiologists, among others.
Orthopaedics | Spine - Thoracolumbar (TL) and sacral surgery | TL and sacral fusion and fixation implant | TL pedicle screw - Shank, tulip | Highridge Medical | Vitality Uniplanar Screw, D7.5mm X 50mm | 706M7550 | Standalone | DE0505870 | As per HSA registered indication(s) except for radiolucent implants which should be used as follows:  in patients with primary or metastatic spinal tumours who would benefit from post-operative high dose high precision beam therapy upon appropriate and stringent patient selection;  Patient selection should be done via standardised assessment such as the neurological-oncological-mechanical systemic (NOMS) framework; and  The assessment should be carried out by a multidisciplinary team (MDT), which may be inclusive of, but not limited to, radiation oncologists, spine surgeons and interventional radiologists, among others.
Orthopaedics | Spine - Thoracolumbar (TL) and sacral surgery | TL and sacral fusion and fixation implant | TL pedicle screw - Shank, tulip | Highridge Medical | Vitality Monoaxial Screw, D4.0mm X 20mm | 708M4020 | Standalone | DE0505870 | As per HSA registered indication(s) except for radiolucent implants which should be used as follows:  in patients with primary or metastatic spinal tumours who would benefit from post-operative high dose high precision beam therapy upon appropriate and stringent patient selection;  Patient selection should be done via standardised assessment such as the neurological-oncological-mechanical systemic (NOMS) framework; and  The assessment should be carried out by a multidisciplinary team (MDT), which may be inclusive of, but not limited to, radiation oncologists, spine surgeons and interventional radiologists, among others.
Orthopaedics | Spine - Thoracolumbar (TL) and sacral surgery | TL and sacral fusion and fixation implant | TL pedicle screw - Shank, tulip | Highridge Medical | Vitality Monoaxial Screw, D4.0mm X 25mm | 708M4025 | Standalone | DE0505870 | As per HSA registered indication(s) except for radiolucent implants which should be used as follows:  in patients with primary or metastatic spinal tumours who would benefit from post-operative high dose high precision beam therapy upon appropriate and stringent patient selection;  Patient selection should be done via standardised assessment such as the neurological-oncological-mechanical systemic (NOMS) framework; and  The assessment should be carried out by a multidisciplinary team (MDT), which may be inclusive of, but not limited to, radiation oncologists, spine surgeons and interventional radiologists, among others.
Orthopaedics | Spine - Thoracolumbar (TL) and sacral surgery | TL and sacral fusion and fixation implant | TL pedicle screw - Shank, tulip | Highridge Medical | Vitality Monoaxial Screw, D4.0mm X 30mm | 708M4030 | Standalone | DE0505870 | As per HSA registered indication(s) except for radiolucent implants which should be used as follows:  in patients with primary or metastatic spinal tumours who would benefit from post-operative high dose high precision beam therapy upon appropriate and stringent patient selection;  Patient selection should be done via standardised assessment such as the neurological-oncological-mechanical systemic (NOMS) framework; and  The assessment should be carried out by a multidisciplinary team (MDT), which may be inclusive of, but not limited to, radiation oncologists, spine surgeons and interventional radiologists, among others.
Orthopaedics | Spine - Thoracolumbar (TL) and sacral surgery | TL and sacral fusion and fixation implant | TL pedicle screw - Shank, tulip | Highridge Medical | Vitality Monoaxial Screw, D4.0mm X 35mm | 708M4035 | Standalone | DE0505870 | As per HSA registered indication(s) except for radiolucent implants which should be used as follows:  in patients with primary or metastatic spinal tumours who would benefit from post-operative high dose high precision beam therapy upon appropriate and stringent patient selection;  Patient selection should be done via standardised assessment such as the neurological-oncological-mechanical systemic (NOMS) framework; and  The assessment should be carried out by a multidisciplinary team (MDT), which may be inclusive of, but not limited to, radiation oncologists, spine surgeons and interventional radiologists, among others.
Orthopaedics | Spine - Thoracolumbar (TL) and sacral surgery | TL and sacral fusion and fixation implant | TL pedicle screw - Shank, tulip | Highridge Medical | Vitality Monoaxial Screw, D4.0mm X 40mm | 708M4040 | Standalone | DE0505870 | As per HSA registered indication(s) except for radiolucent implants which should be used as follows:  in patients with primary or metastatic spinal tumours who would benefit from post-operative high dose high precision beam therapy upon appropriate and stringent patient selection;  Patient selection should be done via standardised assessment such as the neurological-oncological-mechanical systemic (NOMS) framework; and  The assessment should be carried out by a multidisciplinary team (MDT), which may be inclusive of, but not limited to, radiation oncologists, spine surgeons and interventional radiologists, among others.
Orthopaedics | Spine - Thoracolumbar (TL) and sacral surgery | TL and sacral fusion and fixation implant | TL pedicle screw - Shank, tulip | Highridge Medical | Vitality Monoaxial Screw, D4.0mm X 45mm | 708M4045 | Standalone | DE0505870 | As per HSA registered indication(s) except for radiolucent implants which should be used as follows:  in patients with primary or metastatic spinal tumours who would benefit from post-operative high dose high precision beam therapy upon appropriate and stringent patient selection;  Patient selection should be done via standardised assessment such as the neurological-oncological-mechanical systemic (NOMS) framework; and  The assessment should be carried out by a multidisciplinary team (MDT), which may be inclusive of, but not limited to, radiation oncologists, spine surgeons and interventional radiologists, among others.
Orthopaedics | Spine - Thoracolumbar (TL) and sacral surgery | TL and sacral fusion and fixation implant | TL pedicle screw - Shank, tulip | Highridge Medical | Vitality Monoaxial Screw, D4.5mm X 20mm | 708M4520 | Standalone | DE0505870 | As per HSA registered indication(s) except for radiolucent implants which should be used as follows:  in patients with primary or metastatic spinal tumours who would benefit from post-operative high dose high precision beam therapy upon appropriate and stringent patient selection;  Patient selection should be done via standardised assessment such as the neurological-oncological-mechanical systemic (NOMS) framework; and  The assessment should be carried out by a multidisciplinary team (MDT), which may be inclusive of, but not limited to, radiation oncologists, spine surgeons and interventional radiologists, among others.
Orthopaedics | Spine - Thoracolumbar (TL) and sacral surgery | TL and sacral fusion and fixation implant | TL pedicle screw - Shank, tulip | Highridge Medical | Vitality Monoaxial Screw, D4.5mm X 25mm | 708M4525 | Standalone | DE0505870 | As per HSA registered indication(s) except for radiolucent implants which should be used as follows:  in patients with primary or metastatic spinal tumours who would benefit from post-operative high dose high precision beam therapy upon appropriate and stringent patient selection;  Patient selection should be done via standardised assessment such as the neurological-oncological-mechanical systemic (NOMS) framework; and  The assessment should be carried out by a multidisciplinary team (MDT), which may be inclusive of, but not limited to, radiation oncologists, spine surgeons and interventional radiologists, among others.
Orthopaedics | Spine - Thoracolumbar (TL) and sacral surgery | TL and sacral fusion and fixation implant | TL pedicle screw - Shank, tulip | Highridge Medical | Vitality Monoaxial Screw, D4.5mm X 30mm | 708M4530 | Standalone | DE0505870 | As per HSA registered indication(s) except for radiolucent implants which should be used as follows:  in patients with primary or metastatic spinal tumours who would benefit from post-operative high dose high precision beam therapy upon appropriate and stringent patient selection;  Patient selection should be done via standardised assessment such as the neurological-oncological-mechanical systemic (NOMS) framework; and  The assessment should be carried out by a multidisciplinary team (MDT), which may be inclusive of, but not limited to, radiation oncologists, spine surgeons and interventional radiologists, among others.
Orthopaedics | Spine - Thoracolumbar (TL) and sacral surgery | TL and sacral fusion and fixation implant | TL pedicle screw - Shank, tulip | Highridge Medical | Vitality Monoaxial Screw, D4.5mm X 35mm | 708M4535 | Standalone | DE0505870 | As per HSA registered indication(s) except for radiolucent implants which should be used as follows:  in patients with primary or metastatic spinal tumours who would benefit from post-operative high dose high precision beam therapy upon appropriate and stringent patient selection;  Patient selection should be done via standardised assessment such as the neurological-oncological-mechanical systemic (NOMS) framework; and  The assessment should be carried out by a multidisciplinary team (MDT), which may be inclusive of, but not limited to, radiation oncologists, spine surgeons and interventional radiologists, among others.
Orthopaedics | Spine - Thoracolumbar (TL) and sacral surgery | TL and sacral fusion and fixation implant | TL pedicle screw - Shank, tulip | Highridge Medical | Vitality Monoaxial Screw, D4.5mm X 40mm | 708M4540 | Standalone | DE0505870 | As per HSA registered indication(s) except for radiolucent implants which should be used as follows:  in patients with primary or metastatic spinal tumours who would benefit from post-operative high dose high precision beam therapy upon appropriate and stringent patient selection;  Patient selection should be done via standardised assessment such as the neurological-oncological-mechanical systemic (NOMS) framework; and  The assessment should be carried out by a multidisciplinary team (MDT), which may be inclusive of, but not limited to, radiation oncologists, spine surgeons and interventional radiologists, among others.
Orthopaedics | Spine - Thoracolumbar (TL) and sacral surgery | TL and sacral fusion and fixation implant | TL pedicle screw - Shank, tulip | Highridge Medical | Vitality Monoaxial Screw, D4.5mm X 45mm | 708M4545 | Standalone | DE0505870 | As per HSA registered indication(s) except for radiolucent implants which should be used as follows:  in patients with primary or metastatic spinal tumours who would benefit from post-operative high dose high precision beam therapy upon appropriate and stringent patient selection;  Patient selection should be done via standardised assessment such as the neurological-oncological-mechanical systemic (NOMS) framework; and  The assessment should be carried out by a multidisciplinary team (MDT), which may be inclusive of, but not limited to, radiation oncologists, spine surgeons and interventional radiologists, among others.
Orthopaedics | Spine - Thoracolumbar (TL) and sacral surgery | TL and sacral fusion and fixation implant | TL pedicle screw - Shank, tulip | Highridge Medical | Vitality Monoaxial Screw, D5.5mm X 20mm | 708M5520 | Standalone | DE0505870 | As per HSA registered indication(s) except for radiolucent implants which should be used as follows:  in patients with primary or metastatic spinal tumours who would benefit from post-operative high dose high precision beam therapy upon appropriate and stringent patient selection;  Patient selection should be done via standardised assessment such as the neurological-oncological-mechanical systemic (NOMS) framework; and  The assessment should be carried out by a multidisciplinary team (MDT), which may be inclusive of, but not limited to, radiation oncologists, spine surgeons and interventional radiologists, among others.
Orthopaedics | Spine - Thoracolumbar (TL) and sacral surgery | TL and sacral fusion and fixation implant | TL pedicle screw - Shank, tulip | Highridge Medical | Vitality Monoaxial Screw, D5.5mm X 25mm | 708M5525 | Standalone | DE0505870 | As per HSA registered indication(s) except for radiolucent implants which should be used as follows:  in patients with primary or metastatic spinal tumours who would benefit from post-operative high dose high precision beam therapy upon appropriate and stringent patient selection;  Patient selection should be done via standardised assessment such as the neurological-oncological-mechanical systemic (NOMS) framework; and  The assessment should be carried out by a multidisciplinary team (MDT), which may be inclusive of, but not limited to, radiation oncologists, spine surgeons and interventional radiologists, among others.
Orthopaedics | Spine - Thoracolumbar (TL) and sacral surgery | TL and sacral fusion and fixation implant | TL pedicle screw - Shank, tulip | Highridge Medical | Vitality Monoaxial Screw, D5.5mm X 30mm | 708M5530 | Standalone | DE0505870 | As per HSA registered indication(s) except for radiolucent implants which should be used as follows:  in patients with primary or metastatic spinal tumours who would benefit from post-operative high dose high precision beam therapy upon appropriate and stringent patient selection;  Patient selection should be done via standardised assessment such as the neurological-oncological-mechanical systemic (NOMS) framework; and  The assessment should be carried out by a multidisciplinary team (MDT), which may be inclusive of, but not limited to, radiation oncologists, spine surgeons and interventional radiologists, among others.
Orthopaedics | Spine - Thoracolumbar (TL) and sacral surgery | TL and sacral fusion and fixation implant | TL pedicle screw - Shank, tulip | Highridge Medical | Vitality Monoaxial Screw, D5.5mm X 35mm | 708M5535 | Standalone | DE0505870 | As per HSA registered indication(s) except for radiolucent implants which should be used as follows:  in patients with primary or metastatic spinal tumours who would benefit from post-operative high dose high precision beam therapy upon appropriate and stringent patient selection;  Patient selection should be done via standardised assessment such as the neurological-oncological-mechanical systemic (NOMS) framework; and  The assessment should be carried out by a multidisciplinary team (MDT), which may be inclusive of, but not limited to, radiation oncologists, spine surgeons and interventional radiologists, among others.
Orthopaedics | Spine - Thoracolumbar (TL) and sacral surgery | TL and sacral fusion and fixation implant | TL pedicle screw - Shank, tulip | Highridge Medical | Vitality Monoaxial Screw, D5.5mm X 40mm | 708M5540 | Standalone | DE0505870 | As per HSA registered indication(s) except for radiolucent implants which should be used as follows:  in patients with primary or metastatic spinal tumours who would benefit from post-operative high dose high precision beam therapy upon appropriate and stringent patient selection;  Patient selection should be done via standardised assessment such as the neurological-oncological-mechanical systemic (NOMS) framework; and  The assessment should be carried out by a multidisciplinary team (MDT), which may be inclusive of, but not limited to, radiation oncologists, spine surgeons and interventional radiologists, among others.
Orthopaedics | Spine - Thoracolumbar (TL) and sacral surgery | TL and sacral fusion and fixation implant | TL pedicle screw - Shank, tulip | Highridge Medical | Vitality Monoaxial Screw, D5.5mm X 45mm | 708M5545 | Standalone | DE0505870 | As per HSA registered indication(s) except for radiolucent implants which should be used as follows:  in patients with primary or metastatic spinal tumours who would benefit from post-operative high dose high precision beam therapy upon appropriate and stringent patient selection;  Patient selection should be done via standardised assessment such as the neurological-oncological-mechanical systemic (NOMS) framework; and  The assessment should be carried out by a multidisciplinary team (MDT), which may be inclusive of, but not limited to, radiation oncologists, spine surgeons and interventional radiologists, among others.
Orthopaedics | Spine - Thoracolumbar (TL) and sacral surgery | TL and sacral fusion and fixation implant | TL pedicle screw - Shank, tulip | Highridge Medical | Vitality Monoaxial Screw, D6.5mm X 35mm | 708M6535 | Standalone | DE0505870 | As per HSA registered indication(s) except for radiolucent implants which should be used as follows:  in patients with primary or metastatic spinal tumours who would benefit from post-operative high dose high precision beam therapy upon appropriate and stringent patient selection;  Patient selection should be done via standardised assessment such as the neurological-oncological-mechanical systemic (NOMS) framework; and  The assessment should be carried out by a multidisciplinary team (MDT), which may be inclusive of, but not limited to, radiation oncologists, spine surgeons and interventional radiologists, among others.
Orthopaedics | Spine - Thoracolumbar (TL) and sacral surgery | TL and sacral fusion and fixation implant | TL pedicle screw - Shank, tulip | Highridge Medical | Vitality Monoaxial Screw, D6.5mm X 40mm | 708M6540 | Standalone | DE0505870 | As per HSA registered indication(s) except for radiolucent implants which should be used as follows:  in patients with primary or metastatic spinal tumours who would benefit from post-operative high dose high precision beam therapy upon appropriate and stringent patient selection;  Patient selection should be done via standardised assessment such as the neurological-oncological-mechanical systemic (NOMS) framework; and  The assessment should be carried out by a multidisciplinary team (MDT), which may be inclusive of, but not limited to, radiation oncologists, spine surgeons and interventional radiologists, among others.
Orthopaedics | Spine - Thoracolumbar (TL) and sacral surgery | TL and sacral fusion and fixation implant | TL pedicle screw - Shank, tulip | Highridge Medical | Vitality Monoaxial Screw, D6.5mm X 45mm | 708M6545 | Standalone | DE0505870 | As per HSA registered indication(s) except for radiolucent implants which should be used as follows:  in patients with primary or metastatic spinal tumours who would benefit from post-operative high dose high precision beam therapy upon appropriate and stringent patient selection;  Patient selection should be done via standardised assessment such as the neurological-oncological-mechanical systemic (NOMS) framework; and  The assessment should be carried out by a multidisciplinary team (MDT), which may be inclusive of, but not limited to, radiation oncologists, spine surgeons and interventional radiologists, among others.
Orthopaedics | Spine - Thoracolumbar (TL) and sacral surgery | TL and sacral fusion and fixation implant | TL pedicle screw - Shank, tulip | Highridge Medical | Vitality Monoaxial Screw, D6.5mm X 50mm | 708M6550 | Standalone | DE0505870 | As per HSA registered indication(s) except for radiolucent implants which should be used as follows:  in patients with primary or metastatic spinal tumours who would benefit from post-operative high dose high precision beam therapy upon appropriate and stringent patient selection;  Patient selection should be done via standardised assessment such as the neurological-oncological-mechanical systemic (NOMS) framework; and  The assessment should be carried out by a multidisciplinary team (MDT), which may be inclusive of, but not limited to, radiation oncologists, spine surgeons and interventional radiologists, among others.
Orthopaedics | Spine - Thoracolumbar (TL) and sacral surgery | TL and sacral fusion and fixation implant | TL pedicle screw - Shank, tulip | Highridge Medical | Vitality Monoaxial Screw, D6.5mm X 55mm | 708M6555 | Standalone | DE0505870 | As per HSA registered indication(s) except for radiolucent implants which should be used as follows:  in patients with primary or metastatic spinal tumours who would benefit from post-operative high dose high precision beam therapy upon appropriate and stringent patient selection;  Patient selection should be done via standardised assessment such as the neurological-oncological-mechanical systemic (NOMS) framework; and  The assessment should be carried out by a multidisciplinary team (MDT), which may be inclusive of, but not limited to, radiation oncologists, spine surgeons and interventional radiologists, among others.
Orthopaedics | Spine - Thoracolumbar (TL) and sacral surgery | TL and sacral fusion and fixation implant | TL pedicle screw - Shank, tulip | Highridge Medical | Vitality Monoaxial Screw, D7.5mm X 30mm | 708M7530 | Standalone | DE0505870 | As per HSA registered indication(s) except for radiolucent implants which should be used as follows:  in patients with primary or metastatic spinal tumours who would benefit from post-operative high dose high precision beam therapy upon appropriate and stringent patient selection;  Patient selection should be done via standardised assessment such as the neurological-oncological-mechanical systemic (NOMS) framework; and  The assessment should be carried out by a multidisciplinary team (MDT), which may be inclusive of, but not limited to, radiation oncologists, spine surgeons and interventional radiologists, among others.
Orthopaedics | Spine - Thoracolumbar (TL) and sacral surgery | TL and sacral fusion and fixation implant | TL pedicle screw - Shank, tulip | Highridge Medical | Vitality Monoaxial Screw, D7.5mm X 35mm | 708M7535 | Standalone | DE0505870 | As per HSA registered indication(s) except for radiolucent implants which should be used as follows:  in patients with primary or metastatic spinal tumours who would benefit from post-operative high dose high precision beam therapy upon appropriate and stringent patient selection;  Patient selection should be done via standardised assessment such as the neurological-oncological-mechanical systemic (NOMS) framework; and  The assessment should be carried out by a multidisciplinary team (MDT), which may be inclusive of, but not limited to, radiation oncologists, spine surgeons and interventional radiologists, among others.
Orthopaedics | Spine - Thoracolumbar (TL) and sacral surgery | TL and sacral fusion and fixation implant | TL pedicle screw - Shank, tulip | Highridge Medical | Vitality Monoaxial Screw, D7.5mm X 40mm | 708M7540 | Standalone | DE0505870 | As per HSA registered indication(s) except for radiolucent implants which should be used as follows:  in patients with primary or metastatic spinal tumours who would benefit from post-operative high dose high precision beam therapy upon appropriate and stringent patient selection;  Patient selection should be done via standardised assessment such as the neurological-oncological-mechanical systemic (NOMS) framework; and  The assessment should be carried out by a multidisciplinary team (MDT), which may be inclusive of, but not limited to, radiation oncologists, spine surgeons and interventional radiologists, among others.
Orthopaedics | Spine - Thoracolumbar (TL) and sacral surgery | TL and sacral fusion and fixation implant | TL pedicle screw - Shank, tulip | Highridge Medical | Vitality Monoaxial Screw, D7.5mm X 45mm | 708M7545 | Standalone | DE0505870 | As per HSA registered indication(s) except for radiolucent implants which should be used as follows:  in patients with primary or metastatic spinal tumours who would benefit from post-operative high dose high precision beam therapy upon appropriate and stringent patient selection;  Patient selection should be done via standardised assessment such as the neurological-oncological-mechanical systemic (NOMS) framework; and  The assessment should be carried out by a multidisciplinary team (MDT), which may be inclusive of, but not limited to, radiation oncologists, spine surgeons and interventional radiologists, among others.
Orthopaedics | Spine - Thoracolumbar (TL) and sacral surgery | TL and sacral fusion and fixation implant | TL pedicle screw - Shank, tulip | Highridge Medical | Vitality Monoaxial Screw, D7.5mm X 50mm | 708M7550 | Standalone | DE0505870 | As per HSA registered indication(s) except for radiolucent implants which should be used as follows:  in patients with primary or metastatic spinal tumours who would benefit from post-operative high dose high precision beam therapy upon appropriate and stringent patient selection;  Patient selection should be done via standardised assessment such as the neurological-oncological-mechanical systemic (NOMS) framework; and  The assessment should be carried out by a multidisciplinary team (MDT), which may be inclusive of, but not limited to, radiation oncologists, spine surgeons and interventional radiologists, among others.
Orthopaedics | Spine - Thoracolumbar (TL) and sacral surgery | TL and sacral fusion and fixation implant | TL pedicle screw - Shank, tulip | Highridge Medical | Vitality Polyaxial Reduction Screw, D4.5mm X 30mm | 703M4530 | Standalone | DE0505870 | As per HSA registered indication(s) except for radiolucent implants which should be used as follows:  in patients with primary or metastatic spinal tumours who would benefit from post-operative high dose high precision beam therapy upon appropriate and stringent patient selection;  Patient selection should be done via standardised assessment such as the neurological-oncological-mechanical systemic (NOMS) framework; and  The assessment should be carried out by a multidisciplinary team (MDT), which may be inclusive of, but not limited to, radiation oncologists, spine surgeons and interventional radiologists, among others.
Orthopaedics | Spine - Thoracolumbar (TL) and sacral surgery | TL and sacral fusion and fixation implant | TL pedicle screw - Shank, tulip | Highridge Medical | Vitality Polyaxial Reduction Screw, D4.5mm X 35mm | 703M4535 | Standalone | DE0505870 | As per HSA registered indication(s) except for radiolucent implants which should be used as follows:  in patients with primary or metastatic spinal tumours who would benefit from post-operative high dose high precision beam therapy upon appropriate and stringent patient selection;  Patient selection should be done via standardised assessment such as the neurological-oncological-mechanical systemic (NOMS) framework; and  The assessment should be carried out by a multidisciplinary team (MDT), which may be inclusive of, but not limited to, radiation oncologists, spine surgeons and interventional radiologists, among others.
Orthopaedics | Spine - Thoracolumbar (TL) and sacral surgery | TL and sacral fusion and fixation implant | TL pedicle screw - Shank, tulip | Highridge Medical | Vitality Polyaxial Reduction Screw, D4.5mm X 40mm | 703M4540 | Standalone | DE0505870 | As per HSA registered indication(s) except for radiolucent implants which should be used as follows:  in patients with primary or metastatic spinal tumours who would benefit from post-operative high dose high precision beam therapy upon appropriate and stringent patient selection;  Patient selection should be done via standardised assessment such as the neurological-oncological-mechanical systemic (NOMS) framework; and  The assessment should be carried out by a multidisciplinary team (MDT), which may be inclusive of, but not limited to, radiation oncologists, spine surgeons and interventional radiologists, among others.
Orthopaedics | Spine - Thoracolumbar (TL) and sacral surgery | TL and sacral fusion and fixation implant | TL pedicle screw - Shank, tulip | Highridge Medical | Vitality Polyaxial Reduction Screw, D4.5mm X 45mm | 703M4545 | Standalone | DE0505870 | As per HSA registered indication(s) except for radiolucent implants which should be used as follows:  in patients with primary or metastatic spinal tumours who would benefit from post-operative high dose high precision beam therapy upon appropriate and stringent patient selection;  Patient selection should be done via standardised assessment such as the neurological-oncological-mechanical systemic (NOMS) framework; and  The assessment should be carried out by a multidisciplinary team (MDT), which may be inclusive of, but not limited to, radiation oncologists, spine surgeons and interventional radiologists, among others.
Orthopaedics | Spine - Thoracolumbar (TL) and sacral surgery | TL and sacral fusion and fixation implant | TL pedicle screw - Shank, tulip | Highridge Medical | Vitality Polyaxial Reduction Screw, D5.0mm X 30mm | 703M5030 | Standalone | DE0505870 | As per HSA registered indication(s) except for radiolucent implants which should be used as follows:  in patients with primary or metastatic spinal tumours who would benefit from post-operative high dose high precision beam therapy upon appropriate and stringent patient selection;  Patient selection should be done via standardised assessment such as the neurological-oncological-mechanical systemic (NOMS) framework; and  The assessment should be carried out by a multidisciplinary team (MDT), which may be inclusive of, but not limited to, radiation oncologists, spine surgeons and interventional radiologists, among others.
Orthopaedics | Spine - Thoracolumbar (TL) and sacral surgery | TL and sacral fusion and fixation implant | TL pedicle screw - Shank, tulip | Highridge Medical | Vitality Polyaxial Reduction Screw, D5.0mm X 35mm | 703M5035 | Standalone | DE0505870 | As per HSA registered indication(s) except for radiolucent implants which should be used as follows:  in patients with primary or metastatic spinal tumours who would benefit from post-operative high dose high precision beam therapy upon appropriate and stringent patient selection;  Patient selection should be done via standardised assessment such as the neurological-oncological-mechanical systemic (NOMS) framework; and  The assessment should be carried out by a multidisciplinary team (MDT), which may be inclusive of, but not limited to, radiation oncologists, spine surgeons and interventional radiologists, among others.
Orthopaedics | Spine - Thoracolumbar (TL) and sacral surgery | TL and sacral fusion and fixation implant | TL pedicle screw - Shank, tulip | Highridge Medical | Vitality Polyaxial Reduction Screw, D5.0mm X 40mm | 703M5040 | Standalone | DE0505870 | As per HSA registered indication(s) except for radiolucent implants which should be used as follows:  in patients with primary or metastatic spinal tumours who would benefit from post-operative high dose high precision beam therapy upon appropriate and stringent patient selection;  Patient selection should be done via standardised assessment such as the neurological-oncological-mechanical systemic (NOMS) framework; and  The assessment should be carried out by a multidisciplinary team (MDT), which may be inclusive of, but not limited to, radiation oncologists, spine surgeons and interventional radiologists, among others.
Orthopaedics | Spine - Thoracolumbar (TL) and sacral surgery | TL and sacral fusion and fixation implant | TL pedicle screw - Shank, tulip | Highridge Medical | Vitality Polyaxial Reduction Screw, D5.0mm X 45mm | 703M5045 | Standalone | DE0505870 | As per HSA registered indication(s) except for radiolucent implants which should be used as follows:  in patients with primary or metastatic spinal tumours who would benefit from post-operative high dose high precision beam therapy upon appropriate and stringent patient selection;  Patient selection should be done via standardised assessment such as the neurological-oncological-mechanical systemic (NOMS) framework; and  The assessment should be carried out by a multidisciplinary team (MDT), which may be inclusive of, but not limited to, radiation oncologists, spine surgeons and interventional radiologists, among others.
Orthopaedics | Spine - Thoracolumbar (TL) and sacral surgery | TL and sacral fusion and fixation implant | TL pedicle screw - Shank, tulip | Highridge Medical | Vitality Polyaxial Reduction Screw, D5.0mm X 50mm | 703M5050 | Standalone | DE0505870 | As per HSA registered indication(s) except for radiolucent implants which should be used as follows:  in patients with primary or metastatic spinal tumours who would benefit from post-operative high dose high precision beam therapy upon appropriate and stringent patient selection;  Patient selection should be done via standardised assessment such as the neurological-oncological-mechanical systemic (NOMS) framework; and  The assessment should be carried out by a multidisciplinary team (MDT), which may be inclusive of, but not limited to, radiation oncologists, spine surgeons and interventional radiologists, among others.
Orthopaedics | Spine - Thoracolumbar (TL) and sacral surgery | TL and sacral fusion and fixation implant | TL pedicle screw - Shank, tulip | Highridge Medical | Vitality Polyaxial Reduction Screw, D6.0mm X 30mm | 703M6030 | Standalone | DE0505870 | As per HSA registered indication(s) except for radiolucent implants which should be used as follows:  in patients with primary or metastatic spinal tumours who would benefit from post-operative high dose high precision beam therapy upon appropriate and stringent patient selection;  Patient selection should be done via standardised assessment such as the neurological-oncological-mechanical systemic (NOMS) framework; and  The assessment should be carried out by a multidisciplinary team (MDT), which may be inclusive of, but not limited to, radiation oncologists, spine surgeons and interventional radiologists, among others.
Orthopaedics | Spine - Thoracolumbar (TL) and sacral surgery | TL and sacral fusion and fixation implant | TL pedicle screw - Shank, tulip | Highridge Medical | Vitality Polyaxial Reduction Screw, D6.0mm X 35mm | 703M6035 | Standalone | DE0505870 | As per HSA registered indication(s) except for radiolucent implants which should be used as follows:  in patients with primary or metastatic spinal tumours who would benefit from post-operative high dose high precision beam therapy upon appropriate and stringent patient selection;  Patient selection should be done via standardised assessment such as the neurological-oncological-mechanical systemic (NOMS) framework; and  The assessment should be carried out by a multidisciplinary team (MDT), which may be inclusive of, but not limited to, radiation oncologists, spine surgeons and interventional radiologists, among others.
Orthopaedics | Spine - Thoracolumbar (TL) and sacral surgery | TL and sacral fusion and fixation implant | TL pedicle screw - Shank, tulip | Highridge Medical | Vitality Polyaxial Reduction Screw, D6.0mm X 40mm | 703M6040 | Standalone | DE0505870 | As per HSA registered indication(s) except for radiolucent implants which should be used as follows:  in patients with primary or metastatic spinal tumours who would benefit from post-operative high dose high precision beam therapy upon appropriate and stringent patient selection;  Patient selection should be done via standardised assessment such as the neurological-oncological-mechanical systemic (NOMS) framework; and  The assessment should be carried out by a multidisciplinary team (MDT), which may be inclusive of, but not limited to, radiation oncologists, spine surgeons and interventional radiologists, among others.
Orthopaedics | Spine - Thoracolumbar (TL) and sacral surgery | TL and sacral fusion and fixation implant | TL pedicle screw - Shank, tulip | Highridge Medical | Vitality Polyaxial Reduction Screw, D6.0mm X 45mm | 703M6045 | Standalone | DE0505870 | As per HSA registered indication(s) except for radiolucent implants which should be used as follows:  in patients with primary or metastatic spinal tumours who would benefit from post-operative high dose high precision beam therapy upon appropriate and stringent patient selection;  Patient selection should be done via standardised assessment such as the neurological-oncological-mechanical systemic (NOMS) framework; and  The assessment should be carried out by a multidisciplinary team (MDT), which may be inclusive of, but not limited to, radiation oncologists, spine surgeons and interventional radiologists, among others.
Orthopaedics | Spine - Thoracolumbar (TL) and sacral surgery | TL and sacral fusion and fixation implant | TL pedicle screw - Shank, tulip | Highridge Medical | Vitality Polyaxial Reduction Screw, D6.0mm X 50mm | 703M6050 | Standalone | DE0505870 | As per HSA registered indication(s) except for radiolucent implants which should be used as follows:  in patients with primary or metastatic spinal tumours who would benefit from post-operative high dose high precision beam therapy upon appropriate and stringent patient selection;  Patient selection should be done via standardised assessment such as the neurological-oncological-mechanical systemic (NOMS) framework; and  The assessment should be carried out by a multidisciplinary team (MDT), which may be inclusive of, but not limited to, radiation oncologists, spine surgeons and interventional radiologists, among others.
Orthopaedics | Spine - Thoracolumbar (TL) and sacral surgery | TL and sacral fusion and fixation implant | TL pedicle screw - Shank, tulip | Highridge Medical | Vitality Polyaxial Reduction Screw, D7.0mm X 30mm | 703M7030 | Standalone | DE0505870 | As per HSA registered indication(s) except for radiolucent implants which should be used as follows:  in patients with primary or metastatic spinal tumours who would benefit from post-operative high dose high precision beam therapy upon appropriate and stringent patient selection;  Patient selection should be done via standardised assessment such as the neurological-oncological-mechanical systemic (NOMS) framework; and  The assessment should be carried out by a multidisciplinary team (MDT), which may be inclusive of, but not limited to, radiation oncologists, spine surgeons and interventional radiologists, among others.
Orthopaedics | Spine - Thoracolumbar (TL) and sacral surgery | TL and sacral fusion and fixation implant | TL pedicle screw - Shank, tulip | Highridge Medical | Vitality Polyaxial Reduction Screw, D7.0mm X 35mm | 703M7035 | Standalone | DE0505870 | As per HSA registered indication(s) except for radiolucent implants which should be used as follows:  in patients with primary or metastatic spinal tumours who would benefit from post-operative high dose high precision beam therapy upon appropriate and stringent patient selection;  Patient selection should be done via standardised assessment such as the neurological-oncological-mechanical systemic (NOMS) framework; and  The assessment should be carried out by a multidisciplinary team (MDT), which may be inclusive of, but not limited to, radiation oncologists, spine surgeons and interventional radiologists, among others.
Orthopaedics | Spine - Thoracolumbar (TL) and sacral surgery | TL and sacral fusion and fixation implant | TL pedicle screw - Shank, tulip | Highridge Medical | Vitality Polyaxial Reduction Screw, D7.0mm X 40mm | 703M7040 | Standalone | DE0505870 | As per HSA registered indication(s) except for radiolucent implants which should be used as follows:  in patients with primary or metastatic spinal tumours who would benefit from post-operative high dose high precision beam therapy upon appropriate and stringent patient selection;  Patient selection should be done via standardised assessment such as the neurological-oncological-mechanical systemic (NOMS) framework; and  The assessment should be carried out by a multidisciplinary team (MDT), which may be inclusive of, but not limited to, radiation oncologists, spine surgeons and interventional radiologists, among others.
Orthopaedics | Spine - Thoracolumbar (TL) and sacral surgery | TL and sacral fusion and fixation implant | TL pedicle screw - Shank, tulip | Highridge Medical | Vitality Polyaxial Reduction Screw, D7.0mm X 45mm | 703M7045 | Standalone | DE0505870 | As per HSA registered indication(s) except for radiolucent implants which should be used as follows:  in patients with primary or metastatic spinal tumours who would benefit from post-operative high dose high precision beam therapy upon appropriate and stringent patient selection;  Patient selection should be done via standardised assessment such as the neurological-oncological-mechanical systemic (NOMS) framework; and  The assessment should be carried out by a multidisciplinary team (MDT), which may be inclusive of, but not limited to, radiation oncologists, spine surgeons and interventional radiologists, among others.
Orthopaedics | Spine - Thoracolumbar (TL) and sacral surgery | TL and sacral fusion and fixation implant | TL pedicle screw - Shank, tulip | Highridge Medical | Vitality Polyaxial Reduction Screw, D7.0mm X 50mm | 703M7050 | Standalone | DE0505870 | As per HSA registered indication(s) except for radiolucent implants which should be used as follows:  in patients with primary or metastatic spinal tumours who would benefit from post-operative high dose high precision beam therapy upon appropriate and stringent patient selection;  Patient selection should be done via standardised assessment such as the neurological-oncological-mechanical systemic (NOMS) framework; and  The assessment should be carried out by a multidisciplinary team (MDT), which may be inclusive of, but not limited to, radiation oncologists, spine surgeons and interventional radiologists, among others.
Orthopaedics | Spine - Thoracolumbar (TL) and sacral surgery | TL and sacral fusion and fixation implant | TL pedicle screw - Shank, tulip | Highridge Medical | Vitality Polyaxial Reduction Screw, D8.5mm X 30mm | 702M8530 | Standalone | DE0505870 | As per HSA registered indication(s) except for radiolucent implants which should be used as follows:  in patients with primary or metastatic spinal tumours who would benefit from post-operative high dose high precision beam therapy upon appropriate and stringent patient selection;  Patient selection should be done via standardised assessment such as the neurological-oncological-mechanical systemic (NOMS) framework; and  The assessment should be carried out by a multidisciplinary team (MDT), which may be inclusive of, but not limited to, radiation oncologists, spine surgeons and interventional radiologists, among others.
Orthopaedics | Spine - Thoracolumbar (TL) and sacral surgery | TL and sacral fusion and fixation implant | TL pedicle screw - Shank, tulip | Highridge Medical | Vitality Polyaxial Reduction Screw, D8.5mm X 35mm | 702M8535 | Standalone | DE0505870 | As per HSA registered indication(s) except for radiolucent implants which should be used as follows:  in patients with primary or metastatic spinal tumours who would benefit from post-operative high dose high precision beam therapy upon appropriate and stringent patient selection;  Patient selection should be done via standardised assessment such as the neurological-oncological-mechanical systemic (NOMS) framework; and  The assessment should be carried out by a multidisciplinary team (MDT), which may be inclusive of, but not limited to, radiation oncologists, spine surgeons and interventional radiologists, among others.
Orthopaedics | Spine - Thoracolumbar (TL) and sacral surgery | TL and sacral fusion and fixation implant | TL pedicle screw - Shank, tulip | Highridge Medical | Vitality Polyaxial Reduction Screw, D8.5mm X 40mm | 702M8540 | Standalone | DE0505870 | As per HSA registered indication(s) except for radiolucent implants which should be used as follows:  in patients with primary or metastatic spinal tumours who would benefit from post-operative high dose high precision beam therapy upon appropriate and stringent patient selection;  Patient selection should be done via standardised assessment such as the neurological-oncological-mechanical systemic (NOMS) framework; and  The assessment should be carried out by a multidisciplinary team (MDT), which may be inclusive of, but not limited to, radiation oncologists, spine surgeons and interventional radiologists, among others.
Orthopaedics | Spine - Thoracolumbar (TL) and sacral surgery | TL and sacral fusion and fixation implant | TL pedicle screw - Shank, tulip | Highridge Medical | Vitality Polyaxial Reduction Screw, D8.5mm X 45mm | 702M8545 | Standalone | DE0505870 | As per HSA registered indication(s) except for radiolucent implants which should be used as follows:  in patients with primary or metastatic spinal tumours who would benefit from post-operative high dose high precision beam therapy upon appropriate and stringent patient selection;  Patient selection should be done via standardised assessment such as the neurological-oncological-mechanical systemic (NOMS) framework; and  The assessment should be carried out by a multidisciplinary team (MDT), which may be inclusive of, but not limited to, radiation oncologists, spine surgeons and interventional radiologists, among others.
Orthopaedics | Spine - Thoracolumbar (TL) and sacral surgery | TL and sacral fusion and fixation implant | TL pedicle screw - Shank, tulip | Highridge Medical | Vitality Polyaxial Reduction Screw, D8.5mm X 50mm | 702M8550 | Standalone | DE0505870 | As per HSA registered indication(s) except for radiolucent implants which should be used as follows:  in patients with primary or metastatic spinal tumours who would benefit from post-operative high dose high precision beam therapy upon appropriate and stringent patient selection;  Patient selection should be done via standardised assessment such as the neurological-oncological-mechanical systemic (NOMS) framework; and  The assessment should be carried out by a multidisciplinary team (MDT), which may be inclusive of, but not limited to, radiation oncologists, spine surgeons and interventional radiologists, among others.
Orthopaedics | Spine - Thoracolumbar (TL) and sacral surgery | TL and sacral fusion and fixation implant | TL pedicle screw - Shank, tulip | Highridge Medical | Vitality Uniplanar Reduction Screw, D4.5mm X 30mm | 707M4530 | Standalone | DE0505870 | As per HSA registered indication(s) except for radiolucent implants which should be used as follows:  in patients with primary or metastatic spinal tumours who would benefit from post-operative high dose high precision beam therapy upon appropriate and stringent patient selection;  Patient selection should be done via standardised assessment such as the neurological-oncological-mechanical systemic (NOMS) framework; and  The assessment should be carried out by a multidisciplinary team (MDT), which may be inclusive of, but not limited to, radiation oncologists, spine surgeons and interventional radiologists, among others.
Orthopaedics | Spine - Thoracolumbar (TL) and sacral surgery | TL and sacral fusion and fixation implant | TL pedicle screw - Shank, tulip | Highridge Medical | Vitality Uniplanar Reduction Screw, D4.5mm X 35mm | 707M4535 | Standalone | DE0505870 | As per HSA registered indication(s) except for radiolucent implants which should be used as follows:  in patients with primary or metastatic spinal tumours who would benefit from post-operative high dose high precision beam therapy upon appropriate and stringent patient selection;  Patient selection should be done via standardised assessment such as the neurological-oncological-mechanical systemic (NOMS) framework; and  The assessment should be carried out by a multidisciplinary team (MDT), which may be inclusive of, but not limited to, radiation oncologists, spine surgeons and interventional radiologists, among others.
Orthopaedics | Spine - Thoracolumbar (TL) and sacral surgery | TL and sacral fusion and fixation implant | TL pedicle screw - Shank, tulip | Highridge Medical | Vitality Uniplanar Reduction Screw, D4.5mm X 40mm | 707M4540 | Standalone | DE0505870 | As per HSA registered indication(s) except for radiolucent implants which should be used as follows:  in patients with primary or metastatic spinal tumours who would benefit from post-operative high dose high precision beam therapy upon appropriate and stringent patient selection;  Patient selection should be done via standardised assessment such as the neurological-oncological-mechanical systemic (NOMS) framework; and  The assessment should be carried out by a multidisciplinary team (MDT), which may be inclusive of, but not limited to, radiation oncologists, spine surgeons and interventional radiologists, among others.
Orthopaedics | Spine - Thoracolumbar (TL) and sacral surgery | TL and sacral fusion and fixation implant | TL pedicle screw - Shank, tulip | Highridge Medical | Vitality Uniplanar Reduction Screw, D4.5mm X 45mm | 707M4545 | Standalone | DE0505870 | As per HSA registered indication(s) except for radiolucent implants which should be used as follows:  in patients with primary or metastatic spinal tumours who would benefit from post-operative high dose high precision beam therapy upon appropriate and stringent patient selection;  Patient selection should be done via standardised assessment such as the neurological-oncological-mechanical systemic (NOMS) framework; and  The assessment should be carried out by a multidisciplinary team (MDT), which may be inclusive of, but not limited to, radiation oncologists, spine surgeons and interventional radiologists, among others.
Orthopaedics | Spine - Thoracolumbar (TL) and sacral surgery | TL and sacral fusion and fixation implant | TL pedicle screw - Shank, tulip | Highridge Medical | Vitality Uniplanar Reduction Screw, D5.0mm X 30mm | 707M5030 | Standalone | DE0505870 | As per HSA registered indication(s) except for radiolucent implants which should be used as follows:  in patients with primary or metastatic spinal tumours who would benefit from post-operative high dose high precision beam therapy upon appropriate and stringent patient selection;  Patient selection should be done via standardised assessment such as the neurological-oncological-mechanical systemic (NOMS) framework; and  The assessment should be carried out by a multidisciplinary team (MDT), which may be inclusive of, but not limited to, radiation oncologists, spine surgeons and interventional radiologists, among others.
Orthopaedics | Spine - Thoracolumbar (TL) and sacral surgery | TL and sacral fusion and fixation implant | TL pedicle screw - Shank, tulip | Highridge Medical | Vitality Uniplanar Reduction Screw, D5.0mm X 35mm | 707M5035 | Standalone | DE0505870 | As per HSA registered indication(s) except for radiolucent implants which should be used as follows:  in patients with primary or metastatic spinal tumours who would benefit from post-operative high dose high precision beam therapy upon appropriate and stringent patient selection;  Patient selection should be done via standardised assessment such as the neurological-oncological-mechanical systemic (NOMS) framework; and  The assessment should be carried out by a multidisciplinary team (MDT), which may be inclusive of, but not limited to, radiation oncologists, spine surgeons and interventional radiologists, among others.
Orthopaedics | Spine - Thoracolumbar (TL) and sacral surgery | TL and sacral fusion and fixation implant | TL pedicle screw - Shank, tulip | Highridge Medical | Vitality Uniplanar Reduction Screw, D5.0mm X 40mm | 707M5040 | Standalone | DE0505870 | As per HSA registered indication(s) except for radiolucent implants which should be used as follows:  in patients with primary or metastatic spinal tumours who would benefit from post-operative high dose high precision beam therapy upon appropriate and stringent patient selection;  Patient selection should be done via standardised assessment such as the neurological-oncological-mechanical systemic (NOMS) framework; and  The assessment should be carried out by a multidisciplinary team (MDT), which may be inclusive of, but not limited to, radiation oncologists, spine surgeons and interventional radiologists, among others.
Orthopaedics | Spine - Thoracolumbar (TL) and sacral surgery | TL and sacral fusion and fixation implant | TL pedicle screw - Shank, tulip | Highridge Medical | Vitality Uniplanar Reduction Screw, D5.0mm X 45mm | 707M5045 | Standalone | DE0505870 | As per HSA registered indication(s) except for radiolucent implants which should be used as follows:  in patients with primary or metastatic spinal tumours who would benefit from post-operative high dose high precision beam therapy upon appropriate and stringent patient selection;  Patient selection should be done via standardised assessment such as the neurological-oncological-mechanical systemic (NOMS) framework; and  The assessment should be carried out by a multidisciplinary team (MDT), which may be inclusive of, but not limited to, radiation oncologists, spine surgeons and interventional radiologists, among others.
Orthopaedics | Spine - Thoracolumbar (TL) and sacral surgery | TL and sacral fusion and fixation implant | TL pedicle screw - Shank, tulip | Highridge Medical | Vitality Uniplanar Reduction Screw, D5.0mm X 50mm | 707M5050 | Standalone | DE0505870 | As per HSA registered indication(s) except for radiolucent implants which should be used as follows:  in patients with primary or metastatic spinal tumours who would benefit from post-operative high dose high precision beam therapy upon appropriate and stringent patient selection;  Patient selection should be done via standardised assessment such as the neurological-oncological-mechanical systemic (NOMS) framework; and  The assessment should be carried out by a multidisciplinary team (MDT), which may be inclusive of, but not limited to, radiation oncologists, spine surgeons and interventional radiologists, among others.
Orthopaedics | Spine - Thoracolumbar (TL) and sacral surgery | TL and sacral fusion and fixation implant | TL pedicle screw - Shank, tulip | Highridge Medical | Vitality Uniplanar Reduction Screw, D5.5mm X 30mm | 707M5530 | Standalone | DE0505870 | As per HSA registered indication(s) except for radiolucent implants which should be used as follows:  in patients with primary or metastatic spinal tumours who would benefit from post-operative high dose high precision beam therapy upon appropriate and stringent patient selection;  Patient selection should be done via standardised assessment such as the neurological-oncological-mechanical systemic (NOMS) framework; and  The assessment should be carried out by a multidisciplinary team (MDT), which may be inclusive of, but not limited to, radiation oncologists, spine surgeons and interventional radiologists, among others.
Orthopaedics | Spine - Thoracolumbar (TL) and sacral surgery | TL and sacral fusion and fixation implant | TL pedicle screw - Shank, tulip | Highridge Medical | Vitality Uniplanar Reduction Screw, D5.5mm X 35mm | 707M5535 | Standalone | DE0505870 | As per HSA registered indication(s) except for radiolucent implants which should be used as follows:  in patients with primary or metastatic spinal tumours who would benefit from post-operative high dose high precision beam therapy upon appropriate and stringent patient selection;  Patient selection should be done via standardised assessment such as the neurological-oncological-mechanical systemic (NOMS) framework; and  The assessment should be carried out by a multidisciplinary team (MDT), which may be inclusive of, but not limited to, radiation oncologists, spine surgeons and interventional radiologists, among others.
Orthopaedics | Spine - Thoracolumbar (TL) and sacral surgery | TL and sacral fusion and fixation implant | TL pedicle screw - Shank, tulip | Highridge Medical | Vitality Uniplanar Reduction Screw, D5.5mm X 40mm | 707M5540 | Standalone | DE0505870 | As per HSA registered indication(s) except for radiolucent implants which should be used as follows:  in patients with primary or metastatic spinal tumours who would benefit from post-operative high dose high precision beam therapy upon appropriate and stringent patient selection;  Patient selection should be done via standardised assessment such as the neurological-oncological-mechanical systemic (NOMS) framework; and  The assessment should be carried out by a multidisciplinary team (MDT), which may be inclusive of, but not limited to, radiation oncologists, spine surgeons and interventional radiologists, among others.
Orthopaedics | Spine - Thoracolumbar (TL) and sacral surgery | TL and sacral fusion and fixation implant | TL pedicle screw - Shank, tulip | Highridge Medical | Vitality Uniplanar Reduction Screw, D5.5mm X 45mm | 707M5545 | Standalone | DE0505870 | As per HSA registered indication(s) except for radiolucent implants which should be used as follows:  in patients with primary or metastatic spinal tumours who would benefit from post-operative high dose high precision beam therapy upon appropriate and stringent patient selection;  Patient selection should be done via standardised assessment such as the neurological-oncological-mechanical systemic (NOMS) framework; and  The assessment should be carried out by a multidisciplinary team (MDT), which may be inclusive of, but not limited to, radiation oncologists, spine surgeons and interventional radiologists, among others.
Orthopaedics | Spine - Thoracolumbar (TL) and sacral surgery | TL and sacral fusion and fixation implant | TL pedicle screw - Shank, tulip | Highridge Medical | Vitality Uniplanar Reduction Screw, D5.5mm X 50mm | 707M5550 | Standalone | DE0505870 | As per HSA registered indication(s) except for radiolucent implants which should be used as follows:  in patients with primary or metastatic spinal tumours who would benefit from post-operative high dose high precision beam therapy upon appropriate and stringent patient selection;  Patient selection should be done via standardised assessment such as the neurological-oncological-mechanical systemic (NOMS) framework; and  The assessment should be carried out by a multidisciplinary team (MDT), which may be inclusive of, but not limited to, radiation oncologists, spine surgeons and interventional radiologists, among others.
Orthopaedics | Spine - Thoracolumbar (TL) and sacral surgery | TL and sacral fusion and fixation implant | TL pedicle screw - Shank, tulip | Highridge Medical | Vitality Uniplanar Reduction Screw, D6.0mm X 30mm | 707M6030 | Standalone | DE0505870 | As per HSA registered indication(s) except for radiolucent implants which should be used as follows:  in patients with primary or metastatic spinal tumours who would benefit from post-operative high dose high precision beam therapy upon appropriate and stringent patient selection;  Patient selection should be done via standardised assessment such as the neurological-oncological-mechanical systemic (NOMS) framework; and  The assessment should be carried out by a multidisciplinary team (MDT), which may be inclusive of, but not limited to, radiation oncologists, spine surgeons and interventional radiologists, among others.
Orthopaedics | Spine - Thoracolumbar (TL) and sacral surgery | TL and sacral fusion and fixation implant | TL pedicle screw - Shank, tulip | Highridge Medical | Vitality Uniplanar Reduction Screw, D6.0mm X 35mm | 707M6035 | Standalone | DE0505870 | As per HSA registered indication(s) except for radiolucent implants which should be used as follows:  in patients with primary or metastatic spinal tumours who would benefit from post-operative high dose high precision beam therapy upon appropriate and stringent patient selection;  Patient selection should be done via standardised assessment such as the neurological-oncological-mechanical systemic (NOMS) framework; and  The assessment should be carried out by a multidisciplinary team (MDT), which may be inclusive of, but not limited to, radiation oncologists, spine surgeons and interventional radiologists, among others.
Orthopaedics | Spine - Thoracolumbar (TL) and sacral surgery | TL and sacral fusion and fixation implant | TL pedicle screw - Shank, tulip | Highridge Medical | Vitality Uniplanar Reduction Screw, D6.0mm X 40mm | 707M6040 | Standalone | DE0505870 | As per HSA registered indication(s) except for radiolucent implants which should be used as follows:  in patients with primary or metastatic spinal tumours who would benefit from post-operative high dose high precision beam therapy upon appropriate and stringent patient selection;  Patient selection should be done via standardised assessment such as the neurological-oncological-mechanical systemic (NOMS) framework; and  The assessment should be carried out by a multidisciplinary team (MDT), which may be inclusive of, but not limited to, radiation oncologists, spine surgeons and interventional radiologists, among others.
Orthopaedics | Spine - Thoracolumbar (TL) and sacral surgery | TL and sacral fusion and fixation implant | TL pedicle screw - Shank, tulip | Highridge Medical | Vitality Uniplanar Reduction Screw, D6.0mm X 45mm | 707M6045 | Standalone | DE0505870 | As per HSA registered indication(s) except for radiolucent implants which should be used as follows:  in patients with primary or metastatic spinal tumours who would benefit from post-operative high dose high precision beam therapy upon appropriate and stringent patient selection;  Patient selection should be done via standardised assessment such as the neurological-oncological-mechanical systemic (NOMS) framework; and  The assessment should be carried out by a multidisciplinary team (MDT), which may be inclusive of, but not limited to, radiation oncologists, spine surgeons and interventional radiologists, among others.
Orthopaedics | Spine - Thoracolumbar (TL) and sacral surgery | TL and sacral fusion and fixation implant | TL pedicle screw - Shank, tulip | Highridge Medical | Vitality Uniplanar Reduction Screw, D6.0mm X 50mm | 707M6050 | Standalone | DE0505870 | As per HSA registered indication(s) except for radiolucent implants which should be used as follows:  in patients with primary or metastatic spinal tumours who would benefit from post-operative high dose high precision beam therapy upon appropriate and stringent patient selection;  Patient selection should be done via standardised assessment such as the neurological-oncological-mechanical systemic (NOMS) framework; and  The assessment should be carried out by a multidisciplinary team (MDT), which may be inclusive of, but not limited to, radiation oncologists, spine surgeons and interventional radiologists, among others.
Orthopaedics | Spine - Thoracolumbar (TL) and sacral surgery | TL and sacral fusion and fixation implant | TL pedicle screw - Shank, tulip | Highridge Medical | Vitality Uniplanar Reduction Screw, D6.5mm X 30mm | 707M6530 | Standalone | DE0505870 | As per HSA registered indication(s) except for radiolucent implants which should be used as follows:  in patients with primary or metastatic spinal tumours who would benefit from post-operative high dose high precision beam therapy upon appropriate and stringent patient selection;  Patient selection should be done via standardised assessment such as the neurological-oncological-mechanical systemic (NOMS) framework; and  The assessment should be carried out by a multidisciplinary team (MDT), which may be inclusive of, but not limited to, radiation oncologists, spine surgeons and interventional radiologists, among others.
Orthopaedics | Spine - Thoracolumbar (TL) and sacral surgery | TL and sacral fusion and fixation implant | TL pedicle screw - Shank, tulip | Highridge Medical | Vitality Uniplanar Reduction Screw, D6.5mm X 35mm | 707M6535 | Standalone | DE0505870 | As per HSA registered indication(s) except for radiolucent implants which should be used as follows:  in patients with primary or metastatic spinal tumours who would benefit from post-operative high dose high precision beam therapy upon appropriate and stringent patient selection;  Patient selection should be done via standardised assessment such as the neurological-oncological-mechanical systemic (NOMS) framework; and  The assessment should be carried out by a multidisciplinary team (MDT), which may be inclusive of, but not limited to, radiation oncologists, spine surgeons and interventional radiologists, among others.
Orthopaedics | Spine - Thoracolumbar (TL) and sacral surgery | TL and sacral fusion and fixation implant | TL pedicle screw - Shank, tulip | Highridge Medical | Vitality Uniplanar Reduction Screw, D6.5mm X 40mm | 707M6540 | Standalone | DE0505870 | As per HSA registered indication(s) except for radiolucent implants which should be used as follows:  in patients with primary or metastatic spinal tumours who would benefit from post-operative high dose high precision beam therapy upon appropriate and stringent patient selection;  Patient selection should be done via standardised assessment such as the neurological-oncological-mechanical systemic (NOMS) framework; and  The assessment should be carried out by a multidisciplinary team (MDT), which may be inclusive of, but not limited to, radiation oncologists, spine surgeons and interventional radiologists, among others.
Orthopaedics | Spine - Thoracolumbar (TL) and sacral surgery | TL and sacral fusion and fixation implant | TL pedicle screw - Shank, tulip | Highridge Medical | Vitality Uniplanar Reduction Screw, D6.5mm X 45mm | 707M6545 | Standalone | DE0505870 | As per HSA registered indication(s) except for radiolucent implants which should be used as follows:  in patients with primary or metastatic spinal tumours who would benefit from post-operative high dose high precision beam therapy upon appropriate and stringent patient selection;  Patient selection should be done via standardised assessment such as the neurological-oncological-mechanical systemic (NOMS) framework; and  The assessment should be carried out by a multidisciplinary team (MDT), which may be inclusive of, but not limited to, radiation oncologists, spine surgeons and interventional radiologists, among others.
Orthopaedics | Spine - Thoracolumbar (TL) and sacral surgery | TL and sacral fusion and fixation implant | TL pedicle screw - Shank, tulip | Highridge Medical | Vitality Uniplanar Reduction Screw, D6.5mm X 50mm | 707M6550 | Standalone | DE0505870 | As per HSA registered indication(s) except for radiolucent implants which should be used as follows:  in patients with primary or metastatic spinal tumours who would benefit from post-operative high dose high precision beam therapy upon appropriate and stringent patient selection;  Patient selection should be done via standardised assessment such as the neurological-oncological-mechanical systemic (NOMS) framework; and  The assessment should be carried out by a multidisciplinary team (MDT), which may be inclusive of, but not limited to, radiation oncologists, spine surgeons and interventional radiologists, among others.
Orthopaedics | Spine - Thoracolumbar (TL) and sacral surgery | TL and sacral fusion and fixation implant | TL pedicle screw - Shank, tulip | Highridge Medical | Vitality Closed Iliac Screw, D7.5mm X 70mm | 705M7570 | Standalone | DE0505870 | As per HSA registered indication(s) except for radiolucent implants which should be used as follows:  in patients with primary or metastatic spinal tumours who would benefit from post-operative high dose high precision beam therapy upon appropriate and stringent patient selection;  Patient selection should be done via standardised assessment such as the neurological-oncological-mechanical systemic (NOMS) framework; and  The assessment should be carried out by a multidisciplinary team (MDT), which may be inclusive of, but not limited to, radiation oncologists, spine surgeons and interventional radiologists, among others.
Orthopaedics | Spine - Thoracolumbar (TL) and sacral surgery | TL and sacral fusion and fixation implant | TL pedicle screw - Shank, tulip | Highridge Medical | Vitality Closed Iliac Screw, D7.5mm X 80mm | 705M7580 | Standalone | DE0505870 | As per HSA registered indication(s) except for radiolucent implants which should be used as follows:  in patients with primary or metastatic spinal tumours who would benefit from post-operative high dose high precision beam therapy upon appropriate and stringent patient selection;  Patient selection should be done via standardised assessment such as the neurological-oncological-mechanical systemic (NOMS) framework; and  The assessment should be carried out by a multidisciplinary team (MDT), which may be inclusive of, but not limited to, radiation oncologists, spine surgeons and interventional radiologists, among others.
Orthopaedics | Spine - Thoracolumbar (TL) and sacral surgery | TL and sacral fusion and fixation implant | TL pedicle screw - Shank, tulip | Highridge Medical | Vitality Closed Iliac Screw, D7.5mm X 90mm | 705M7590 | Standalone | DE0505870 | As per HSA registered indication(s) except for radiolucent implants which should be used as follows:  in patients with primary or metastatic spinal tumours who would benefit from post-operative high dose high precision beam therapy upon appropriate and stringent patient selection;  Patient selection should be done via standardised assessment such as the neurological-oncological-mechanical systemic (NOMS) framework; and  The assessment should be carried out by a multidisciplinary team (MDT), which may be inclusive of, but not limited to, radiation oncologists, spine surgeons and interventional radiologists, among others.
Orthopaedics | Spine - Thoracolumbar (TL) and sacral surgery | TL and sacral fusion and fixation implant | TL pedicle screw - Shank, tulip | Highridge Medical | Vitality Closed Iliac Screw, D7.5mm X 100mm | 705M7500 | Standalone | DE0505870 | As per HSA registered indication(s) except for radiolucent implants which should be used as follows:  in patients with primary or metastatic spinal tumours who would benefit from post-operative high dose high precision beam therapy upon appropriate and stringent patient selection;  Patient selection should be done via standardised assessment such as the neurological-oncological-mechanical systemic (NOMS) framework; and  The assessment should be carried out by a multidisciplinary team (MDT), which may be inclusive of, but not limited to, radiation oncologists, spine surgeons and interventional radiologists, among others.
Orthopaedics | Spine - Thoracolumbar (TL) and sacral surgery | TL and sacral fusion and fixation implant | TL pedicle screw - Shank, tulip | Highridge Medical | Vitality Closed Iliac Screw, D7.5mm X 110mm | 705M7510 | Standalone | DE0505870 | As per HSA registered indication(s) except for radiolucent implants which should be used as follows:  in patients with primary or metastatic spinal tumours who would benefit from post-operative high dose high precision beam therapy upon appropriate and stringent patient selection;  Patient selection should be done via standardised assessment such as the neurological-oncological-mechanical systemic (NOMS) framework; and  The assessment should be carried out by a multidisciplinary team (MDT), which may be inclusive of, but not limited to, radiation oncologists, spine surgeons and interventional radiologists, among others.
Orthopaedics | Spine - Thoracolumbar (TL) and sacral surgery | TL and sacral fusion and fixation implant | TL pedicle screw - Shank, tulip | Highridge Medical | Vitality Closed Iliac Screw, D7.5mm X 120mm | 705M7521 | Standalone | DE0505870 | As per HSA registered indication(s) except for radiolucent implants which should be used as follows:  in patients with primary or metastatic spinal tumours who would benefit from post-operative high dose high precision beam therapy upon appropriate and stringent patient selection;  Patient selection should be done via standardised assessment such as the neurological-oncological-mechanical systemic (NOMS) framework; and  The assessment should be carried out by a multidisciplinary team (MDT), which may be inclusive of, but not limited to, radiation oncologists, spine surgeons and interventional radiologists, among others.
Orthopaedics | Spine - Thoracolumbar (TL) and sacral surgery | TL and sacral fusion and fixation implant | TL pedicle screw - Shank, tulip | Highridge Medical | Vitality Closed Iliac Screw, D8.5mm X 70mm | 705M8570 | Standalone | DE0505870 | As per HSA registered indication(s) except for radiolucent implants which should be used as follows:  in patients with primary or metastatic spinal tumours who would benefit from post-operative high dose high precision beam therapy upon appropriate and stringent patient selection;  Patient selection should be done via standardised assessment such as the neurological-oncological-mechanical systemic (NOMS) framework; and  The assessment should be carried out by a multidisciplinary team (MDT), which may be inclusive of, but not limited to, radiation oncologists, spine surgeons and interventional radiologists, among others.
Orthopaedics | Spine - Thoracolumbar (TL) and sacral surgery | TL and sacral fusion and fixation implant | TL pedicle screw - Shank, tulip | Highridge Medical | Vitality Closed Iliac Screw, D8.5mm X 80mm | 705M8580 | Standalone | DE0505870 | As per HSA registered indication(s) except for radiolucent implants which should be used as follows:  in patients with primary or metastatic spinal tumours who would benefit from post-operative high dose high precision beam therapy upon appropriate and stringent patient selection;  Patient selection should be done via standardised assessment such as the neurological-oncological-mechanical systemic (NOMS) framework; and  The assessment should be carried out by a multidisciplinary team (MDT), which may be inclusive of, but not limited to, radiation oncologists, spine surgeons and interventional radiologists, among others.
Orthopaedics | Spine - Thoracolumbar (TL) and sacral surgery | TL and sacral fusion and fixation implant | TL pedicle screw - Shank, tulip | Highridge Medical | Vitality Closed Iliac Screw, D8.5mm X 90mm | 705M8590 | Standalone | DE0505870 | As per HSA registered indication(s) except for radiolucent implants which should be used as follows:  in patients with primary or metastatic spinal tumours who would benefit from post-operative high dose high precision beam therapy upon appropriate and stringent patient selection;  Patient selection should be done via standardised assessment such as the neurological-oncological-mechanical systemic (NOMS) framework; and  The assessment should be carried out by a multidisciplinary team (MDT), which may be inclusive of, but not limited to, radiation oncologists, spine surgeons and interventional radiologists, among others.
Orthopaedics | Spine - Thoracolumbar (TL) and sacral surgery | TL and sacral fusion and fixation implant | TL pedicle screw - Shank, tulip | Highridge Medical | Vitality Closed Iliac Screw, D8.5mm X 100mm | 705M8500 | Standalone | DE0505870 | As per HSA registered indication(s) except for radiolucent implants which should be used as follows:  in patients with primary or metastatic spinal tumours who would benefit from post-operative high dose high precision beam therapy upon appropriate and stringent patient selection;  Patient selection should be done via standardised assessment such as the neurological-oncological-mechanical systemic (NOMS) framework; and  The assessment should be carried out by a multidisciplinary team (MDT), which may be inclusive of, but not limited to, radiation oncologists, spine surgeons and interventional radiologists, among others.
Orthopaedics | Spine - Thoracolumbar (TL) and sacral surgery | TL and sacral fusion and fixation implant | TL pedicle screw - Shank, tulip | Highridge Medical | Vitality Closed Iliac Screw, D8.5mm X 110mm | 705M8510 | Standalone | DE0505870 | As per HSA registered indication(s) except for radiolucent implants which should be used as follows:  in patients with primary or metastatic spinal tumours who would benefit from post-operative high dose high precision beam therapy upon appropriate and stringent patient selection;  Patient selection should be done via standardised assessment such as the neurological-oncological-mechanical systemic (NOMS) framework; and  The assessment should be carried out by a multidisciplinary team (MDT), which may be inclusive of, but not limited to, radiation oncologists, spine surgeons and interventional radiologists, among others.
Orthopaedics | Spine - Thoracolumbar (TL) and sacral surgery | TL and sacral fusion and fixation implant | TL pedicle screw - Shank, tulip | Highridge Medical | Vitality Closed Iliac Screw, D8.5mm X 120mm | 705M8521 | Standalone | DE0505870 | As per HSA registered indication(s) except for radiolucent implants which should be used as follows:  in patients with primary or metastatic spinal tumours who would benefit from post-operative high dose high precision beam therapy upon appropriate and stringent patient selection;  Patient selection should be done via standardised assessment such as the neurological-oncological-mechanical systemic (NOMS) framework; and  The assessment should be carried out by a multidisciplinary team (MDT), which may be inclusive of, but not limited to, radiation oncologists, spine surgeons and interventional radiologists, among others.
Orthopaedics | Spine - Thoracolumbar (TL) and sacral surgery | TL and sacral fusion and fixation implant | TL pedicle screw - Shank, tulip | Highridge Medical | Vitality Closed Iliac Screw, D9.5mm X 70mm | 705M9570 | Standalone | DE0505870 | As per HSA registered indication(s) except for radiolucent implants which should be used as follows:  in patients with primary or metastatic spinal tumours who would benefit from post-operative high dose high precision beam therapy upon appropriate and stringent patient selection;  Patient selection should be done via standardised assessment such as the neurological-oncological-mechanical systemic (NOMS) framework; and  The assessment should be carried out by a multidisciplinary team (MDT), which may be inclusive of, but not limited to, radiation oncologists, spine surgeons and interventional radiologists, among others.
Orthopaedics | Spine - Thoracolumbar (TL) and sacral surgery | TL and sacral fusion and fixation implant | TL pedicle screw - Shank, tulip | Highridge Medical | Vitality Closed Iliac Screw, D9.5mm X 80mm | 705M9580 | Standalone | DE0505870 | As per HSA registered indication(s) except for radiolucent implants which should be used as follows:  in patients with primary or metastatic spinal tumours who would benefit from post-operative high dose high precision beam therapy upon appropriate and stringent patient selection;  Patient selection should be done via standardised assessment such as the neurological-oncological-mechanical systemic (NOMS) framework; and  The assessment should be carried out by a multidisciplinary team (MDT), which may be inclusive of, but not limited to, radiation oncologists, spine surgeons and interventional radiologists, among others.
Orthopaedics | Spine - Thoracolumbar (TL) and sacral surgery | TL and sacral fusion and fixation implant | TL pedicle screw - Shank, tulip | Highridge Medical | Vitality Closed Iliac Screw, D9.5mm X 90mm | 705M9590 | Standalone | DE0505870 | As per HSA registered indication(s) except for radiolucent implants which should be used as follows:  in patients with primary or metastatic spinal tumours who would benefit from post-operative high dose high precision beam therapy upon appropriate and stringent patient selection;  Patient selection should be done via standardised assessment such as the neurological-oncological-mechanical systemic (NOMS) framework; and  The assessment should be carried out by a multidisciplinary team (MDT), which may be inclusive of, but not limited to, radiation oncologists, spine surgeons and interventional radiologists, among others.
Orthopaedics | Spine - Thoracolumbar (TL) and sacral surgery | TL and sacral fusion and fixation implant | TL pedicle screw - Shank, tulip | Highridge Medical | Vitality Closed Iliac Screw, D9.5mm X 100mm | 705M9500 | Standalone | DE0505870 | As per HSA registered indication(s) except for radiolucent implants which should be used as follows:  in patients with primary or metastatic spinal tumours who would benefit from post-operative high dose high precision beam therapy upon appropriate and stringent patient selection;  Patient selection should be done via standardised assessment such as the neurological-oncological-mechanical systemic (NOMS) framework; and  The assessment should be carried out by a multidisciplinary team (MDT), which may be inclusive of, but not limited to, radiation oncologists, spine surgeons and interventional radiologists, among others.
Orthopaedics | Spine - Thoracolumbar (TL) and sacral surgery | TL and sacral fusion and fixation implant | TL pedicle screw - Shank, tulip | Highridge Medical | Vitality Closed Iliac Screw, D9.5mm X 110mm | 705M9510 | Standalone | DE0505870 | As per HSA registered indication(s) except for radiolucent implants which should be used as follows:  in patients with primary or metastatic spinal tumours who would benefit from post-operative high dose high precision beam therapy upon appropriate and stringent patient selection;  Patient selection should be done via standardised assessment such as the neurological-oncological-mechanical systemic (NOMS) framework; and  The assessment should be carried out by a multidisciplinary team (MDT), which may be inclusive of, but not limited to, radiation oncologists, spine surgeons and interventional radiologists, among others.
Orthopaedics | Spine - Thoracolumbar (TL) and sacral surgery | TL and sacral fusion and fixation implant | TL pedicle screw - Shank, tulip | Highridge Medical | Vitality Closed Iliac Screw, D9.5mm X 120mm | 705M9521 | Standalone | DE0505870 | As per HSA registered indication(s) except for radiolucent implants which should be used as follows:  in patients with primary or metastatic spinal tumours who would benefit from post-operative high dose high precision beam therapy upon appropriate and stringent patient selection;  Patient selection should be done via standardised assessment such as the neurological-oncological-mechanical systemic (NOMS) framework; and  The assessment should be carried out by a multidisciplinary team (MDT), which may be inclusive of, but not limited to, radiation oncologists, spine surgeons and interventional radiologists, among others.
Orthopaedics | Spine - Thoracolumbar (TL) and sacral surgery | TL and sacral fusion and fixation implant | TL pedicle screw - Shank, tulip | Highridge Medical | Vitality Closed Iliac Screw, D10.5mm X 70mm | 705M1570 | Standalone | DE0505870 | As per HSA registered indication(s) except for radiolucent implants which should be used as follows:  in patients with primary or metastatic spinal tumours who would benefit from post-operative high dose high precision beam therapy upon appropriate and stringent patient selection;  Patient selection should be done via standardised assessment such as the neurological-oncological-mechanical systemic (NOMS) framework; and  The assessment should be carried out by a multidisciplinary team (MDT), which may be inclusive of, but not limited to, radiation oncologists, spine surgeons and interventional radiologists, among others.
Orthopaedics | Spine - Thoracolumbar (TL) and sacral surgery | TL and sacral fusion and fixation implant | TL pedicle screw - Shank, tulip | Highridge Medical | Vitality Closed Iliac Screw, D10.5mm X 80mm | 705M1580 | Standalone | DE0505870 | As per HSA registered indication(s) except for radiolucent implants which should be used as follows:  in patients with primary or metastatic spinal tumours who would benefit from post-operative high dose high precision beam therapy upon appropriate and stringent patient selection;  Patient selection should be done via standardised assessment such as the neurological-oncological-mechanical systemic (NOMS) framework; and  The assessment should be carried out by a multidisciplinary team (MDT), which may be inclusive of, but not limited to, radiation oncologists, spine surgeons and interventional radiologists, among others.
Orthopaedics | Spine - Thoracolumbar (TL) and sacral surgery | TL and sacral fusion and fixation implant | TL pedicle screw - Shank, tulip | Highridge Medical | Vitality Closed Iliac Screw, D10.5mm X 90mm | 705M1590 | Standalone | DE0505870 | As per HSA registered indication(s) except for radiolucent implants which should be used as follows:  in patients with primary or metastatic spinal tumours who would benefit from post-operative high dose high precision beam therapy upon appropriate and stringent patient selection;  Patient selection should be done via standardised assessment such as the neurological-oncological-mechanical systemic (NOMS) framework; and  The assessment should be carried out by a multidisciplinary team (MDT), which may be inclusive of, but not limited to, radiation oncologists, spine surgeons and interventional radiologists, among others.
Orthopaedics | Spine - Thoracolumbar (TL) and sacral surgery | TL and sacral fusion and fixation implant | TL pedicle screw - Shank, tulip | Highridge Medical | Vitality Closed Iliac Screw, D10.5mm X 100mm | 705M1500 | Standalone | DE0505870 | As per HSA registered indication(s) except for radiolucent implants which should be used as follows:  in patients with primary or metastatic spinal tumours who would benefit from post-operative high dose high precision beam therapy upon appropriate and stringent patient selection;  Patient selection should be done via standardised assessment such as the neurological-oncological-mechanical systemic (NOMS) framework; and  The assessment should be carried out by a multidisciplinary team (MDT), which may be inclusive of, but not limited to, radiation oncologists, spine surgeons and interventional radiologists, among others.
Orthopaedics | Spine - Thoracolumbar (TL) and sacral surgery | TL and sacral fusion and fixation implant | TL pedicle screw - Shank, tulip | Highridge Medical | Vitality Closed Iliac Screw, D10.5mm X 110mm | 705M1510 | Standalone | DE0505870 | As per HSA registered indication(s) except for radiolucent implants which should be used as follows:  in patients with primary or metastatic spinal tumours who would benefit from post-operative high dose high precision beam therapy upon appropriate and stringent patient selection;  Patient selection should be done via standardised assessment such as the neurological-oncological-mechanical systemic (NOMS) framework; and  The assessment should be carried out by a multidisciplinary team (MDT), which may be inclusive of, but not limited to, radiation oncologists, spine surgeons and interventional radiologists, among others.
Orthopaedics | Spine - Thoracolumbar (TL) and sacral surgery | TL and sacral fusion and fixation implant | TL pedicle screw - Shank, tulip | Highridge Medical | Vitality Closed Iliac Screw, D10.5mm X 120mm | 705M1521 | Standalone | DE0505870 | As per HSA registered indication(s) except for radiolucent implants which should be used as follows:  in patients with primary or metastatic spinal tumours who would benefit from post-operative high dose high precision beam therapy upon appropriate and stringent patient selection;  Patient selection should be done via standardised assessment such as the neurological-oncological-mechanical systemic (NOMS) framework; and  The assessment should be carried out by a multidisciplinary team (MDT), which may be inclusive of, but not limited to, radiation oncologists, spine surgeons and interventional radiologists, among others.
Orthopaedics | Spine - Thoracolumbar (TL) and sacral surgery | TL and sacral fusion and fixation implant | TL rod connector system excluding locking screw | Highridge Medical | Vitality Transverse Connector, Fixed, 21mm Wide X D5.5mm | 07.02048.001 | Standalone | DE0505870 | As per HSA registered indication(s)
Orthopaedics | Spine - Thoracolumbar (TL) and sacral surgery | TL and sacral fusion and fixation implant | TL rod connector system excluding locking screw | Highridge Medical | Vitality Transverse Connector, Fixed, 23mm Wide X D5.5mm | 07.02048.002 | Standalone | DE0505870 | As per HSA registered indication(s)
Orthopaedics | Spine - Thoracolumbar (TL) and sacral surgery | TL and sacral fusion and fixation implant | TL rod connector system excluding locking screw | Highridge Medical | Vitality Transverse Connector, Fixed, 25mm Wide X D5.5mm | 07.02048.003 | Standalone | DE0505870 | As per HSA registered indication(s)
Orthopaedics | Spine - Thoracolumbar (TL) and sacral surgery | TL and sacral fusion and fixation implant | TL rod connector system excluding locking screw | Highridge Medical | Vitality Transverse Connector, Fixed, 27mm Wide X D5.5mm | 07.02048.004 | Standalone | DE0505870 | As per HSA registered indication(s)
Orthopaedics | Spine - Thoracolumbar (TL) and sacral surgery | TL and sacral fusion and fixation implant | TL rod connector system excluding locking screw | Highridge Medical | Vitality Transverse Connector, Fixed, 29mm Wide X D5.5mm | 07.02048.005 | Standalone | DE0505870 | As per HSA registered indication(s)
Orthopaedics | Spine - Thoracolumbar (TL) and sacral surgery | TL and sacral fusion and fixation implant | TL rod connector system excluding locking screw | Highridge Medical | Vitality Transverse Connector, Fixed, 31mm Wide X D5.5mm | 07.02048.006 | Standalone | DE0505870 | As per HSA registered indication(s)
Orthopaedics | Spine - Thoracolumbar (TL) and sacral surgery | TL and sacral fusion and fixation implant | TL rod connector system excluding locking screw | Highridge Medical | Vitality Transverse Connector, Fixed, 21mm Wide X D6.0mm | 07.02048.017 | Standalone | DE0505870 | As per HSA registered indication(s)
Orthopaedics | Spine - Thoracolumbar (TL) and sacral surgery | TL and sacral fusion and fixation implant | TL rod connector system excluding locking screw | Highridge Medical | Vitality Transverse Connector, Fixed, 23mm Wide X D6.0mm | 07.02048.018 | Standalone | DE0505870 | As per HSA registered indication(s)
Orthopaedics | Spine - Thoracolumbar (TL) and sacral surgery | TL and sacral fusion and fixation implant | TL rod connector system excluding locking screw | Highridge Medical | Vitality Transverse Connector, Fixed, 25mm Wide X D6.0mm | 07.02048.019 | Standalone | DE0505870 | As per HSA registered indication(s)
Orthopaedics | Spine - Thoracolumbar (TL) and sacral surgery | TL and sacral fusion and fixation implant | TL rod connector system excluding locking screw | Highridge Medical | Vitality Transverse Connector, Fixed, 27mm Wide X D6.0mm | 07.02048.020 | Standalone | DE0505870 | As per HSA registered indication(s)
Orthopaedics | Spine - Thoracolumbar (TL) and sacral surgery | TL and sacral fusion and fixation implant | TL rod connector system excluding locking screw | Highridge Medical | Vitality Transverse Connector, Fixed, 29mm Wide X D6.0mm | 07.02048.021 | Standalone | DE0505870 | As per HSA registered indication(s)
Orthopaedics | Spine - Thoracolumbar (TL) and sacral surgery | TL and sacral fusion and fixation implant | TL rod connector system excluding locking screw | Highridge Medical | Vitality Transverse Connector, Fixed, 31mm Wide X D6.0mm | 07.02048.022 | Standalone | DE0505870 | As per HSA registered indication(s)
Orthopaedics | Spine - Thoracolumbar (TL) and sacral surgery | TL and sacral fusion and fixation implant | TL rod | Highridge Medical | Vitality Rod, Ti D5.5 x 30mm, Straight | 07.02014.003 | Standalone | DE0505870 | As per HSA registered indication(s) except for radiolucent implants which should be used as follows:  in patients with primary or metastatic spinal tumours who would benefit from post-operative high dose high precision beam therapy upon appropriate and stringent patient selection;  Patient selection should be done via standardised assessment such as the neurological-oncological-mechanical systemic (NOMS) framework; and  The assessment should be carried out by a multidisciplinary team (MDT), which may be inclusive of, but not limited to, radiation oncologists, spine surgeons and interventional radiologists, among others.
Orthopaedics | Spine - Thoracolumbar (TL) and sacral surgery | TL and sacral fusion and fixation implant | TL rod | Highridge Medical | Vitality Rod, Ti D5.5 x 35mm, Straight | 07.02014.004 | Standalone | DE0505870 | As per HSA registered indication(s) except for radiolucent implants which should be used as follows:  in patients with primary or metastatic spinal tumours who would benefit from post-operative high dose high precision beam therapy upon appropriate and stringent patient selection;  Patient selection should be done via standardised assessment such as the neurological-oncological-mechanical systemic (NOMS) framework; and  The assessment should be carried out by a multidisciplinary team (MDT), which may be inclusive of, but not limited to, radiation oncologists, spine surgeons and interventional radiologists, among others.
Orthopaedics | Spine - Thoracolumbar (TL) and sacral surgery | TL and sacral fusion and fixation implant | TL rod | Highridge Medical | Vitality Rod, Ti D5.5 x 40mm, Straight | 07.02014.005 | Standalone | DE0505870 | As per HSA registered indication(s) except for radiolucent implants which should be used as follows:  in patients with primary or metastatic spinal tumours who would benefit from post-operative high dose high precision beam therapy upon appropriate and stringent patient selection;  Patient selection should be done via standardised assessment such as the neurological-oncological-mechanical systemic (NOMS) framework; and  The assessment should be carried out by a multidisciplinary team (MDT), which may be inclusive of, but not limited to, radiation oncologists, spine surgeons and interventional radiologists, among others.
Orthopaedics | Spine - Thoracolumbar (TL) and sacral surgery | TL and sacral fusion and fixation implant | TL rod | Highridge Medical | Vitality Rod, Ti D5.5 x 45mm, Straight | 07.02014.006 | Standalone | DE0505870 | As per HSA registered indication(s) except for radiolucent implants which should be used as follows:  in patients with primary or metastatic spinal tumours who would benefit from post-operative high dose high precision beam therapy upon appropriate and stringent patient selection;  Patient selection should be done via standardised assessment such as the neurological-oncological-mechanical systemic (NOMS) framework; and  The assessment should be carried out by a multidisciplinary team (MDT), which may be inclusive of, but not limited to, radiation oncologists, spine surgeons and interventional radiologists, among others.
Orthopaedics | Spine - Thoracolumbar (TL) and sacral surgery | TL and sacral fusion and fixation implant | TL rod | Highridge Medical | Vitality Rod, Ti D6.0 x 30mm, Straight | 07.02020.003 | Standalone | DE0505870 | As per HSA registered indication(s) except for radiolucent implants which should be used as follows:  in patients with primary or metastatic spinal tumours who would benefit from post-operative high dose high precision beam therapy upon appropriate and stringent patient selection;  Patient selection should be done via standardised assessment such as the neurological-oncological-mechanical systemic (NOMS) framework; and  The assessment should be carried out by a multidisciplinary team (MDT), which may be inclusive of, but not limited to, radiation oncologists, spine surgeons and interventional radiologists, among others.
Orthopaedics | Spine - Thoracolumbar (TL) and sacral surgery | TL and sacral fusion and fixation implant | TL rod | Highridge Medical | Vitality Rod, Ti D6.0 x 35mm, Straight | 07.02020.004 | Standalone | DE0505870 | As per HSA registered indication(s) except for radiolucent implants which should be used as follows:  in patients with primary or metastatic spinal tumours who would benefit from post-operative high dose high precision beam therapy upon appropriate and stringent patient selection;  Patient selection should be done via standardised assessment such as the neurological-oncological-mechanical systemic (NOMS) framework; and  The assessment should be carried out by a multidisciplinary team (MDT), which may be inclusive of, but not limited to, radiation oncologists, spine surgeons and interventional radiologists, among others.
Orthopaedics | Spine - Thoracolumbar (TL) and sacral surgery | TL and sacral fusion and fixation implant | TL rod | Highridge Medical | Vitality Rod, Ti D6.0 x 40mm, Straight | 07.02020.005 | Standalone | DE0505870 | As per HSA registered indication(s) except for radiolucent implants which should be used as follows:  in patients with primary or metastatic spinal tumours who would benefit from post-operative high dose high precision beam therapy upon appropriate and stringent patient selection;  Patient selection should be done via standardised assessment such as the neurological-oncological-mechanical systemic (NOMS) framework; and  The assessment should be carried out by a multidisciplinary team (MDT), which may be inclusive of, but not limited to, radiation oncologists, spine surgeons and interventional radiologists, among others.
Orthopaedics | Spine - Thoracolumbar (TL) and sacral surgery | TL and sacral fusion and fixation implant | TL rod | Highridge Medical | Vitality Rod, Ti D6.0 x 45mm, Straight | 07.02020.006 | Standalone | DE0505870 | As per HSA registered indication(s) except for radiolucent implants which should be used as follows:  in patients with primary or metastatic spinal tumours who would benefit from post-operative high dose high precision beam therapy upon appropriate and stringent patient selection;  Patient selection should be done via standardised assessment such as the neurological-oncological-mechanical systemic (NOMS) framework; and  The assessment should be carried out by a multidisciplinary team (MDT), which may be inclusive of, but not limited to, radiation oncologists, spine surgeons and interventional radiologists, among others.
Orthopaedics | Spine - Thoracolumbar (TL) and sacral surgery | TL and sacral fusion and fixation implant | TL rod | Highridge Medical | Vitality Rod, Ti D5.5 x 85mm, Curved | 07.02015.014 | Standalone | DE0505870 | As per HSA registered indication(s) except for radiolucent implants which should be used as follows:  in patients with primary or metastatic spinal tumours who would benefit from post-operative high dose high precision beam therapy upon appropriate and stringent patient selection;  Patient selection should be done via standardised assessment such as the neurological-oncological-mechanical systemic (NOMS) framework; and  The assessment should be carried out by a multidisciplinary team (MDT), which may be inclusive of, but not limited to, radiation oncologists, spine surgeons and interventional radiologists, among others.
Orthopaedics | Spine - Thoracolumbar (TL) and sacral surgery | TL and sacral fusion and fixation implant | TL rod | Highridge Medical | Vitality Rod, Ti D5.5 x 95mm, Curved | 07.02015.016 | Standalone | DE0505870 | As per HSA registered indication(s) except for radiolucent implants which should be used as follows:  in patients with primary or metastatic spinal tumours who would benefit from post-operative high dose high precision beam therapy upon appropriate and stringent patient selection;  Patient selection should be done via standardised assessment such as the neurological-oncological-mechanical systemic (NOMS) framework; and  The assessment should be carried out by a multidisciplinary team (MDT), which may be inclusive of, but not limited to, radiation oncologists, spine surgeons and interventional radiologists, among others.
Orthopaedics | Spine - Thoracolumbar (TL) and sacral surgery | TL and sacral fusion and fixation implant | TL rod | Highridge Medical | Vitality Rod, Ti D5.5 x 105mm, Curved | 07.02015.018 | Standalone | DE0505870 | As per HSA registered indication(s) except for radiolucent implants which should be used as follows:  in patients with primary or metastatic spinal tumours who would benefit from post-operative high dose high precision beam therapy upon appropriate and stringent patient selection;  Patient selection should be done via standardised assessment such as the neurological-oncological-mechanical systemic (NOMS) framework; and  The assessment should be carried out by a multidisciplinary team (MDT), which may be inclusive of, but not limited to, radiation oncologists, spine surgeons and interventional radiologists, among others.
Orthopaedics | Spine - Thoracolumbar (TL) and sacral surgery | TL and sacral fusion and fixation implant | TL rod | Highridge Medical | Vitality Rod, Ti D5.5 x 115mm, Curved | 07.02015.020 | Standalone | DE0505870 | As per HSA registered indication(s) except for radiolucent implants which should be used as follows:  in patients with primary or metastatic spinal tumours who would benefit from post-operative high dose high precision beam therapy upon appropriate and stringent patient selection;  Patient selection should be done via standardised assessment such as the neurological-oncological-mechanical systemic (NOMS) framework; and  The assessment should be carried out by a multidisciplinary team (MDT), which may be inclusive of, but not limited to, radiation oncologists, spine surgeons and interventional radiologists, among others.
Orthopaedics | Spine - Thoracolumbar (TL) and sacral surgery | TL and sacral fusion and fixation implant | TL rod | Highridge Medical | Vitality Rod, Ti D6.0 x 85mm, Curved | 07.02021.014 | Standalone | DE0505870 | As per HSA registered indication(s) except for radiolucent implants which should be used as follows:  in patients with primary or metastatic spinal tumours who would benefit from post-operative high dose high precision beam therapy upon appropriate and stringent patient selection;  Patient selection should be done via standardised assessment such as the neurological-oncological-mechanical systemic (NOMS) framework; and  The assessment should be carried out by a multidisciplinary team (MDT), which may be inclusive of, but not limited to, radiation oncologists, spine surgeons and interventional radiologists, among others.
Orthopaedics | Spine - Thoracolumbar (TL) and sacral surgery | TL and sacral fusion and fixation implant | TL rod | Highridge Medical | Vitality Rod, Ti D6.0 x 90mm, Curved | 07.02021.015 | Standalone | DE0505870 | As per HSA registered indication(s) except for radiolucent implants which should be used as follows:  in patients with primary or metastatic spinal tumours who would benefit from post-operative high dose high precision beam therapy upon appropriate and stringent patient selection;  Patient selection should be done via standardised assessment such as the neurological-oncological-mechanical systemic (NOMS) framework; and  The assessment should be carried out by a multidisciplinary team (MDT), which may be inclusive of, but not limited to, radiation oncologists, spine surgeons and interventional radiologists, among others.
Orthopaedics | Spine - Thoracolumbar (TL) and sacral surgery | TL and sacral fusion and fixation implant | TL rod | Highridge Medical | Vitality Rod, Ti D6.0 x 95mm, Curved | 07.02021.016 | Standalone | DE0505870 | As per HSA registered indication(s) except for radiolucent implants which should be used as follows:  in patients with primary or metastatic spinal tumours who would benefit from post-operative high dose high precision beam therapy upon appropriate and stringent patient selection;  Patient selection should be done via standardised assessment such as the neurological-oncological-mechanical systemic (NOMS) framework; and  The assessment should be carried out by a multidisciplinary team (MDT), which may be inclusive of, but not limited to, radiation oncologists, spine surgeons and interventional radiologists, among others.
Orthopaedics | Spine - Thoracolumbar (TL) and sacral surgery | TL and sacral fusion and fixation implant | TL rod | Highridge Medical | Vitality Rod, Ti D6.0 x 100mm, Curved | 07.02021.017 | Standalone | DE0505870 | As per HSA registered indication(s) except for radiolucent implants which should be used as follows:  in patients with primary or metastatic spinal tumours who would benefit from post-operative high dose high precision beam therapy upon appropriate and stringent patient selection;  Patient selection should be done via standardised assessment such as the neurological-oncological-mechanical systemic (NOMS) framework; and  The assessment should be carried out by a multidisciplinary team (MDT), which may be inclusive of, but not limited to, radiation oncologists, spine surgeons and interventional radiologists, among others.
Orthopaedics | Spine - Thoracolumbar (TL) and sacral surgery | TL and sacral fusion and fixation implant | TL rod | Highridge Medical | Vitality Rod, Ti D6.0 x 105mm, Curved | 07.02021.018 | Standalone | DE0505870 | As per HSA registered indication(s) except for radiolucent implants which should be used as follows:  in patients with primary or metastatic spinal tumours who would benefit from post-operative high dose high precision beam therapy upon appropriate and stringent patient selection;  Patient selection should be done via standardised assessment such as the neurological-oncological-mechanical systemic (NOMS) framework; and  The assessment should be carried out by a multidisciplinary team (MDT), which may be inclusive of, but not limited to, radiation oncologists, spine surgeons and interventional radiologists, among others.
Orthopaedics | Spine - Thoracolumbar (TL) and sacral surgery | TL and sacral fusion and fixation implant | TL rod | Highridge Medical | Vitality Rod, Ti D6.0 x 110mm, Curved | 07.02021.019 | Standalone | DE0505870 | As per HSA registered indication(s) except for radiolucent implants which should be used as follows:  in patients with primary or metastatic spinal tumours who would benefit from post-operative high dose high precision beam therapy upon appropriate and stringent patient selection;  Patient selection should be done via standardised assessment such as the neurological-oncological-mechanical systemic (NOMS) framework; and  The assessment should be carried out by a multidisciplinary team (MDT), which may be inclusive of, but not limited to, radiation oncologists, spine surgeons and interventional radiologists, among others.
Orthopaedics | Spine - Thoracolumbar (TL) and sacral surgery | TL and sacral fusion and fixation implant | TL rod | Highridge Medical | Vitality Rod, Ti D6.0 x 115mm, Curved | 07.02021.020 | Standalone | DE0505870 | As per HSA registered indication(s) except for radiolucent implants which should be used as follows:  in patients with primary or metastatic spinal tumours who would benefit from post-operative high dose high precision beam therapy upon appropriate and stringent patient selection;  Patient selection should be done via standardised assessment such as the neurological-oncological-mechanical systemic (NOMS) framework; and  The assessment should be carried out by a multidisciplinary team (MDT), which may be inclusive of, but not limited to, radiation oncologists, spine surgeons and interventional radiologists, among others.
Orthopaedics | Spine - Thoracolumbar (TL) and sacral surgery | TL and sacral fusion and fixation implant | TL rod | Highridge Medical | Vitality Rod, Ti D6.0 x 120mm, Curved | 07.02021.021 | Standalone | DE0505870 | As per HSA registered indication(s) except for radiolucent implants which should be used as follows:  in patients with primary or metastatic spinal tumours who would benefit from post-operative high dose high precision beam therapy upon appropriate and stringent patient selection;  Patient selection should be done via standardised assessment such as the neurological-oncological-mechanical systemic (NOMS) framework; and  The assessment should be carried out by a multidisciplinary team (MDT), which may be inclusive of, but not limited to, radiation oncologists, spine surgeons and interventional radiologists, among others.
Orthopaedics | Spine - Thoracolumbar (TL) and sacral surgery | TL and sacral fusion and fixation implant | TL rod connector system excluding locking screw | Highridge Medical | Vitality Lateral Offset Connector - Open, L15DEG, 20mm | 07.02025.025 | Standalone | DE0505870 | As per HSA registered indication(s)
Orthopaedics | Spine - Thoracolumbar (TL) and sacral surgery | TL and sacral fusion and fixation implant | TL rod connector system excluding locking screw | Highridge Medical | Vitality Lateral Offset Connector - Open, L15DEG, 30mm | 07.02025.027 | Standalone | DE0505870 | As per HSA registered indication(s)
Orthopaedics | Spine - Thoracolumbar (TL) and sacral surgery | TL and sacral fusion and fixation implant | TL rod connector system excluding locking screw | Highridge Medical | Vitality Lateral Offset Connector - Open, L15DEG, 50mm | 07.02025.031 | Standalone | DE0505870 | As per HSA registered indication(s)
Orthopaedics | Spine - Thoracolumbar (TL) and sacral surgery | TL and sacral fusion and fixation implant | TL rod connector system excluding locking screw | Highridge Medical | Vitality Lateral Offset Connector - Open, R15DEG, 20mm | 07.02025.047 | Standalone | DE0505870 | As per HSA registered indication(s)
Orthopaedics | Spine - Thoracolumbar (TL) and sacral surgery | TL and sacral fusion and fixation implant | TL rod connector system excluding locking screw | Highridge Medical | Vitality Lateral Offset Connector - Open, R15DEG, 30mm | 07.02025.049 | Standalone | DE0505870 | As per HSA registered indication(s)
Orthopaedics | Spine - Thoracolumbar (TL) and sacral surgery | TL and sacral fusion and fixation implant | TL rod connector system excluding locking screw | Highridge Medical | Vitality Lateral Offset Connector - Open, R15DEG, 50mm | 07.02025.053 | Standalone | DE0505870 | As per HSA registered indication(s)
Orthopaedics | Spine - Thoracolumbar (TL) and sacral surgery | TL and sacral fusion and fixation implant | TL rod connector system excluding locking screw | Highridge Medical | Vitality Lateral Offset Connector - Open, L25DEG, 20mm | 07.02025.069 | Standalone | DE0505870 | As per HSA registered indication(s)
Orthopaedics | Spine - Thoracolumbar (TL) and sacral surgery | TL and sacral fusion and fixation implant | TL rod connector system excluding locking screw | Highridge Medical | Vitality Lateral Offset Connector - Open, L25DEG, 30mm | 07.02025.071 | Standalone | DE0505870 | As per HSA registered indication(s)
Orthopaedics | Spine - Thoracolumbar (TL) and sacral surgery | TL and sacral fusion and fixation implant | TL rod connector system excluding locking screw | Highridge Medical | Vitality Lateral Offset Connector - Open, L25DEG, 50mm | 07.02025.075 | Standalone | DE0505870 | As per HSA registered indication(s)
Orthopaedics | Spine - Thoracolumbar (TL) and sacral surgery | TL and sacral fusion and fixation implant | TL rod connector system excluding locking screw | Highridge Medical | Vitality Lateral Offset Connector - Open, R25DEG, 20mm | 07.02025.091 | Standalone | DE0505870 | As per HSA registered indication(s)
Orthopaedics | Spine - Thoracolumbar (TL) and sacral surgery | TL and sacral fusion and fixation implant | TL rod connector system excluding locking screw | Highridge Medical | Vitality Lateral Offset Connector - Open, R25DEG, 30mm | 07.02025.093 | Standalone | DE0505870 | As per HSA registered indication(s)
Orthopaedics | Spine - Thoracolumbar (TL) and sacral surgery | TL and sacral fusion and fixation implant | TL rod connector system excluding locking screw | Highridge Medical | Vitality Lateral Offset Connector - Open, R25DEG, 50mm | 07.02025.097 | Standalone | DE0505870 | As per HSA registered indication(s)
Orthopaedics | Spine - Thoracolumbar (TL) and sacral surgery | TL and sacral fusion and fixation implant | TL rod connector system excluding locking screw | Highridge Medical | Vitality Lateral Offset Connector - Closed, S00DEG, 20mm | 07.02026.003 | Standalone | DE0505870 | As per HSA registered indication(s)
Orthopaedics | Spine - Thoracolumbar (TL) and sacral surgery | TL and sacral fusion and fixation implant | TL rod connector system excluding locking screw | Highridge Medical | Vitality Lateral Offset Connector - Closed, S00DEG, 30mm | 07.02026.005 | Standalone | DE0505870 | As per HSA registered indication(s)
Orthopaedics | Spine - Thoracolumbar (TL) and sacral surgery | TL and sacral fusion and fixation implant | TL rod connector system excluding locking screw | Highridge Medical | Vitality Lateral Offset Connector - Closed, S00DEG, 50mm | 07.02026.009 | Standalone | DE0505870 | As per HSA registered indication(s)
Orthopaedics | Spine - Thoracolumbar (TL) and sacral surgery | TL and sacral fusion and fixation implant | TL rod connector system excluding locking screw | Highridge Medical | Vitality Lateral Offset Connector - Closed, L15DEG, 20mm | 07.02026.025 | Standalone | DE0505870 | As per HSA registered indication(s)
Orthopaedics | Spine - Thoracolumbar (TL) and sacral surgery | TL and sacral fusion and fixation implant | TL rod connector system excluding locking screw | Highridge Medical | Vitality Lateral Offset Connector - Closed, L15DEG, 30mm | 07.02026.027 | Standalone | DE0505870 | As per HSA registered indication(s)
Orthopaedics | Spine - Thoracolumbar (TL) and sacral surgery | TL and sacral fusion and fixation implant | TL rod connector system excluding locking screw | Highridge Medical | Vitality Lateral Offset Connector - Closed, L15DEG, 50mm | 07.02026.031 | Standalone | DE0505870 | As per HSA registered indication(s)
Orthopaedics | Spine - Thoracolumbar (TL) and sacral surgery | TL and sacral fusion and fixation implant | TL rod connector system excluding locking screw | Highridge Medical | Vitality Lateral Offset Connector - Closed, R15DEG, 20mm | 07.02026.047 | Standalone | DE0505870 | As per HSA registered indication(s)
Orthopaedics | Spine - Thoracolumbar (TL) and sacral surgery | TL and sacral fusion and fixation implant | TL rod connector system excluding locking screw | Highridge Medical | Vitality Lateral Offset Connector - Closed, R15DEG, 30mm | 07.02026.049 | Standalone | DE0505870 | As per HSA registered indication(s)
Orthopaedics | Spine - Thoracolumbar (TL) and sacral surgery | TL and sacral fusion and fixation implant | TL rod connector system excluding locking screw | Highridge Medical | Vitality Lateral Offset Connector - Closed, R15DEG, 50mm | 07.02026.053 | Standalone | DE0505870 | As per HSA registered indication(s)
Orthopaedics | Spine - Thoracolumbar (TL) and sacral surgery | TL and sacral fusion and fixation implant | TL rod connector system excluding locking screw | Highridge Medical | Vitality Lateral Offset Connector - Closed, L25DEG, 20mm | 07.02026.069 | Standalone | DE0505870 | As per HSA registered indication(s)
Orthopaedics | Spine - Thoracolumbar (TL) and sacral surgery | TL and sacral fusion and fixation implant | TL rod connector system excluding locking screw | Highridge Medical | Vitality Lateral Offset Connector - Closed, L25DEG, 30mm | 07.02026.071 | Standalone | DE0505870 | As per HSA registered indication(s)
Orthopaedics | Spine - Thoracolumbar (TL) and sacral surgery | TL and sacral fusion and fixation implant | TL rod connector system excluding locking screw | Highridge Medical | Vitality Lateral Offset Connector - Closed, L25DEG, 50mm | 07.02026.075 | Standalone | DE0505870 | As per HSA registered indication(s)
Orthopaedics | Spine - Thoracolumbar (TL) and sacral surgery | TL and sacral fusion and fixation implant | TL rod connector system excluding locking screw | Highridge Medical | Vitality Lateral Offset Connector - Closed, R25DEG, 20mm | 07.02026.091 | Standalone | DE0505870 | As per HSA registered indication(s)
Orthopaedics | Spine - Thoracolumbar (TL) and sacral surgery | TL and sacral fusion and fixation implant | TL rod connector system excluding locking screw | Highridge Medical | Vitality Lateral Offset Connector - Closed, R25DEG, 30mm | 07.02026.093 | Standalone | DE0505870 | As per HSA registered indication(s)
Orthopaedics | Spine - Thoracolumbar (TL) and sacral surgery | TL and sacral fusion and fixation implant | TL rod connector system excluding locking screw | Highridge Medical | Vitality Lateral Offset Connector - Closed, R25DEG, 50mm | 07.02026.097 | Standalone | DE0505870 | As per HSA registered indication(s)
Orthopaedics | Spine - Thoracolumbar (TL) and sacral surgery | TL and sacral fusion and fixation implant | TL rod connector system excluding locking screw | Highridge Medical | Vitality Transverse Connector, Adjustable, 33- 36mm Wide X D6.0mm | 07.02030.006 | Standalone | DE0505870 | As per HSA registered indication(s)
Orthopaedics | Spine - Thoracolumbar (TL) and sacral surgery | TL and sacral fusion and fixation implant | TL rod connector system excluding locking screw | Highridge Medical | Vitality Transverse Connector, Adjustable, 36- 41mm Wide X D6.0mm | 07.02030.007 | Standalone | DE0505870 | As per HSA registered indication(s)
Orthopaedics | Spine - Thoracolumbar (TL) and sacral surgery | TL and sacral fusion and fixation implant | TL rod connector system excluding locking screw | Highridge Medical | Vitality Transverse Connector, Adjustable, 41- 51mm Wide X D6.0mm | 07.02030.008 | Standalone | DE0505870 | As per HSA registered indication(s)
Orthopaedics | Spine - Thoracolumbar (TL) and sacral surgery | TL and sacral fusion and fixation implant | TL rod connector system excluding locking screw | Highridge Medical | Vitality Transverse Connector, Adjustable, 51- 70mm Wide X D6.0mm | 07.02030.009 | Standalone | DE0505870 | As per HSA registered indication(s)
Orthopaedics | Spine - Thoracolumbar (TL) and sacral surgery | TL and sacral fusion and fixation implant | TL rod connector system excluding locking screw | Highridge Medical | Vitality Transverse Connector, Adjustable. 70- 90mm Wide X D6.0mm | 07.02030.010 | Standalone | DE0505870 | As per HSA registered indication(s)
Orthopaedics | Spine - Thoracolumbar (TL) and sacral surgery | TL and sacral fusion and fixation implant | TL rod | Highridge Medical | Vitality Rod, Ti D6.0 x 30mm, Curved | 07.02021.003 | Standalone | DE0505870 | As per HSA registered indication(s) except for radiolucent implants which should be used as follows:  in patients with primary or metastatic spinal tumours who would benefit from post-operative high dose high precision beam therapy upon appropriate and stringent patient selection;  Patient selection should be done via standardised assessment such as the neurological-oncological-mechanical systemic (NOMS) framework; and  The assessment should be carried out by a multidisciplinary team (MDT), which may be inclusive of, but not limited to, radiation oncologists, spine surgeons and interventional radiologists, among others.
Orthopaedics | Spine - Thoracolumbar (TL) and sacral surgery | TL and sacral fusion and fixation implant | TL rod | Highridge Medical | Vitality Rod, Ti D6.0 x 35mm, Curved | 07.02021.004 | Standalone | DE0505870 | As per HSA registered indication(s) except for radiolucent implants which should be used as follows:  in patients with primary or metastatic spinal tumours who would benefit from post-operative high dose high precision beam therapy upon appropriate and stringent patient selection;  Patient selection should be done via standardised assessment such as the neurological-oncological-mechanical systemic (NOMS) framework; and  The assessment should be carried out by a multidisciplinary team (MDT), which may be inclusive of, but not limited to, radiation oncologists, spine surgeons and interventional radiologists, among others.
Orthopaedics | Spine - Thoracolumbar (TL) and sacral surgery | TL and sacral fusion and fixation implant | TL rod | Highridge Medical | Vitality Rod, Ti D6.0 x 40mm, Curved | 07.02021.005 | Standalone | DE0505870 | As per HSA registered indication(s) except for radiolucent implants which should be used as follows:  in patients with primary or metastatic spinal tumours who would benefit from post-operative high dose high precision beam therapy upon appropriate and stringent patient selection;  Patient selection should be done via standardised assessment such as the neurological-oncological-mechanical systemic (NOMS) framework; and  The assessment should be carried out by a multidisciplinary team (MDT), which may be inclusive of, but not limited to, radiation oncologists, spine surgeons and interventional radiologists, among others.
Orthopaedics | Spine - Thoracolumbar (TL) and sacral surgery | TL and sacral fusion and fixation implant | TL rod | Highridge Medical | Vitality Rod, Ti D6.0 x 45mm, Curved | 07.02021.006 | Standalone | DE0505870 | As per HSA registered indication(s) except for radiolucent implants which should be used as follows:  in patients with primary or metastatic spinal tumours who would benefit from post-operative high dose high precision beam therapy upon appropriate and stringent patient selection;  Patient selection should be done via standardised assessment such as the neurological-oncological-mechanical systemic (NOMS) framework; and  The assessment should be carried out by a multidisciplinary team (MDT), which may be inclusive of, but not limited to, radiation oncologists, spine surgeons and interventional radiologists, among others.
Orthopaedics | Spine - Thoracolumbar (TL) and sacral surgery | TL and sacral fusion and fixation implant | TL rod | Highridge Medical | Vitality Rod, Ti D6.0 x 50mm, Curved | 07.02021.007 | Standalone | DE0505870 | As per HSA registered indication(s) except for radiolucent implants which should be used as follows:  in patients with primary or metastatic spinal tumours who would benefit from post-operative high dose high precision beam therapy upon appropriate and stringent patient selection;  Patient selection should be done via standardised assessment such as the neurological-oncological-mechanical systemic (NOMS) framework; and  The assessment should be carried out by a multidisciplinary team (MDT), which may be inclusive of, but not limited to, radiation oncologists, spine surgeons and interventional radiologists, among others.
Orthopaedics | Spine - Thoracolumbar (TL) and sacral surgery | TL and sacral fusion and fixation implant | TL rod | Highridge Medical | Vitality Rod, Ti D6.0 x 55mm, Curved | 07.02021.008 | Standalone | DE0505870 | As per HSA registered indication(s) except for radiolucent implants which should be used as follows:  in patients with primary or metastatic spinal tumours who would benefit from post-operative high dose high precision beam therapy upon appropriate and stringent patient selection;  Patient selection should be done via standardised assessment such as the neurological-oncological-mechanical systemic (NOMS) framework; and  The assessment should be carried out by a multidisciplinary team (MDT), which may be inclusive of, but not limited to, radiation oncologists, spine surgeons and interventional radiologists, among others.
Orthopaedics | Spine - Thoracolumbar (TL) and sacral surgery | TL and sacral fusion and fixation implant | TL rod | Highridge Medical | Vitality Rod, Ti D6.0 x 60mm, Curved | 07.02021.009 | Standalone | DE0505870 | As per HSA registered indication(s) except for radiolucent implants which should be used as follows:  in patients with primary or metastatic spinal tumours who would benefit from post-operative high dose high precision beam therapy upon appropriate and stringent patient selection;  Patient selection should be done via standardised assessment such as the neurological-oncological-mechanical systemic (NOMS) framework; and  The assessment should be carried out by a multidisciplinary team (MDT), which may be inclusive of, but not limited to, radiation oncologists, spine surgeons and interventional radiologists, among others.
Orthopaedics | Spine - Thoracolumbar (TL) and sacral surgery | TL and sacral fusion and fixation implant | TL rod | Highridge Medical | Vitality Rod, Ti D6.0 x 65mm, Curved | 07.02021.010 | Standalone | DE0505870 | As per HSA registered indication(s) except for radiolucent implants which should be used as follows:  in patients with primary or metastatic spinal tumours who would benefit from post-operative high dose high precision beam therapy upon appropriate and stringent patient selection;  Patient selection should be done via standardised assessment such as the neurological-oncological-mechanical systemic (NOMS) framework; and  The assessment should be carried out by a multidisciplinary team (MDT), which may be inclusive of, but not limited to, radiation oncologists, spine surgeons and interventional radiologists, among others.
Orthopaedics | Spine - Thoracolumbar (TL) and sacral surgery | TL and sacral fusion and fixation implant | TL rod | Highridge Medical | Vitality Rod, Ti D6.0 x 70mm, Curved | 07.02021.011 | Standalone | DE0505870 | As per HSA registered indication(s) except for radiolucent implants which should be used as follows:  in patients with primary or metastatic spinal tumours who would benefit from post-operative high dose high precision beam therapy upon appropriate and stringent patient selection;  Patient selection should be done via standardised assessment such as the neurological-oncological-mechanical systemic (NOMS) framework; and  The assessment should be carried out by a multidisciplinary team (MDT), which may be inclusive of, but not limited to, radiation oncologists, spine surgeons and interventional radiologists, among others.
Orthopaedics | Spine - Thoracolumbar (TL) and sacral surgery | TL and sacral fusion and fixation implant | TL rod | Highridge Medical | Vitality Rod, Ti D6.0 x 75mm, Curved | 07.02021.012 | Standalone | DE0505870 | As per HSA registered indication(s) except for radiolucent implants which should be used as follows:  in patients with primary or metastatic spinal tumours who would benefit from post-operative high dose high precision beam therapy upon appropriate and stringent patient selection;  Patient selection should be done via standardised assessment such as the neurological-oncological-mechanical systemic (NOMS) framework; and  The assessment should be carried out by a multidisciplinary team (MDT), which may be inclusive of, but not limited to, radiation oncologists, spine surgeons and interventional radiologists, among others.
Orthopaedics | Spine - Thoracolumbar (TL) and sacral surgery | TL and sacral fusion and fixation implant | TL rod | Highridge Medical | Vitality Rod, Ti D6.0 x 80mm, Curved | 07.02021.013 | Standalone | DE0505870 | As per HSA registered indication(s) except for radiolucent implants which should be used as follows:  in patients with primary or metastatic spinal tumours who would benefit from post-operative high dose high precision beam therapy upon appropriate and stringent patient selection;  Patient selection should be done via standardised assessment such as the neurological-oncological-mechanical systemic (NOMS) framework; and  The assessment should be carried out by a multidisciplinary team (MDT), which may be inclusive of, but not limited to, radiation oncologists, spine surgeons and interventional radiologists, among others.
Orthopaedics | Spine - Thoracolumbar (TL) and sacral surgery | TL and sacral fusion and fixation implant | TL rod connector system excluding locking screw | Highridge Medical | Vitality Rod Connector - Lateral,Open, 2 Screw, 3.5mm | 07.02027.002 | Standalone | DE0505870 | As per HSA registered indication(s)
Orthopaedics | Spine - Thoracolumbar (TL) and sacral surgery | TL and sacral fusion and fixation implant | TL rod connector system excluding locking screw | Highridge Medical | Vitality Rod Connector - Lateral,Closed, 4 Screw, 3.5mm | 07.02028.002 | Standalone | DE0505870 | As per HSA registered indication(s)
Orthopaedics | Spine - Thoracolumbar (TL) and sacral surgery | TL and sacral fusion and fixation implant | TL rod connector system excluding locking screw | Highridge Medical | Vitality Rod Connector - Axial, Closed, 3.5mm | 07.02029.002 | Standalone | DE0505870 | As per HSA registered indication(s)
Orthopaedics | Spine - Thoracolumbar (TL) and sacral surgery | TL and sacral fusion and fixation implant | TL rod connector system excluding locking screw | Highridge Medical | Vitality Rod Connector, Lateral, Closed, 2 Screw, 5.5/6.0mm X 3.5mm | 07.02032.002 | Standalone | DE0505870 | As per HSA registered indication(s)
Orthopaedics | Spine - Thoracolumbar (TL) and sacral surgery | TL and sacral fusion and fixation implant | TL rod connector system excluding locking screw | Highridge Medical | Vitality Rod Connector, Lateral, Hybrid, 2 Screw, 5.5/6.0mm X 3.5mm | 07.02033.002 | Standalone | DE0505870 | As per HSA registered indication(s)
Orthopaedics | Spine - Thoracolumbar (TL) and sacral surgery | TL and sacral fusion and fixation implant | TL rod connector system excluding locking screw | Highridge Medical | Vitality Rod Connector, Side- Side, Four Screw, Hybrid, 3.5mm | 07.02034.002 | Standalone | DE0505870 | As per HSA registered indication(s)
Orthopaedics | Spine - Thoracolumbar (TL) and sacral surgery | TL and sacral fusion and fixation implant | TL rod connector system excluding locking screw | Highridge Medical | Vitality Rod Connector - Lateral,Open, 2 Screw, 5.5/6.0mm | 07.02027.001 | Standalone | DE0505870 | As per HSA registered indication(s)
Orthopaedics | Spine - Thoracolumbar (TL) and sacral surgery | TL and sacral fusion and fixation implant | TL rod connector system excluding locking screw | Highridge Medical | Vitality Rod Connector - Lateral,Closed, 4 Screw, 5.5/6.0mm | 07.02028.001 | Standalone | DE0505870 | As per HSA registered indication(s)
Orthopaedics | Spine - Thoracolumbar (TL) and sacral surgery | TL and sacral fusion and fixation implant | TL rod connector system excluding locking screw | Highridge Medical | Vitality Rod Connector - Axial, Closed, 5.5/6.0mm | 07.02029.001 | Standalone | DE0505870 | As per HSA registered indication(s)
Orthopaedics | Spine - Thoracolumbar (TL) and sacral surgery | TL and sacral fusion and fixation implant | TL rod connector system excluding locking screw | Highridge Medical | Vitality Rod Connector, Lateral, Closed, 2 Screw, 5.5/6.0mm X 5.5/6.0mm | 07.02032.001 | Standalone | DE0505870 | As per HSA registered indication(s)
Orthopaedics | Spine - Thoracolumbar (TL) and sacral surgery | TL and sacral fusion and fixation implant | TL rod connector system excluding locking screw | Highridge Medical | Vitality Rod Connector, Lateral, Hybrid, 2 Screw, 5.5/6.0mm X 5.5/6.0mm | 07.02033.001 | Standalone | DE0505870 | As per HSA registered indication(s)
Orthopaedics | Spine - Thoracolumbar (TL) and sacral surgery | TL and sacral fusion and fixation implant | TL rod connector system excluding locking screw | Highridge Medical | Vitality Rod Connector, Side-Side, Four Screw, Hybrid, 5.5/6.0mm X 5.5/6.0mm | 07.02034.001 | Standalone | DE0505870 | As per HSA registered indication(s)
Orthopaedics | Spine - Thoracolumbar (TL) and sacral surgery | TL and sacral fusion and fixation implant | TL rod connector system excluding locking screw | Highridge Medical | Vitality Rod Connector, Lateral, Channel | 07.02035.001 | Standalone | DE0505870 | As per HSA registered indication(s)
Orthopaedics | Spine - Thoracolumbar (TL) and sacral surgery | TL and sacral fusion and fixation implant | TL hook set, clamp, staple, staple locking screw | Highridge Medical | Vitality Pedicle Hook, X Small, 5.0mm | 720M0150 | Standalone | DE0505870 | As per HSA registered indication(s)
Orthopaedics | Spine - Thoracolumbar (TL) and sacral surgery | TL and sacral fusion and fixation implant | TL hook set, clamp, staple, staple locking screw | Highridge Medical | Vitality Pedicle Hook, Medium, 7.5mm | 720M0175 | Standalone | DE0505870 | As per HSA registered indication(s)
Orthopaedics | Spine - Thoracolumbar (TL) and sacral surgery | TL and sacral fusion and fixation implant | TL hook set, clamp, staple, staple locking screw | Highridge Medical | Vitality Angled Hook, Left, Medium, 7.5mm | 720M3075 | Standalone | DE0505870 | As per HSA registered indication(s)
Orthopaedics | Spine - Thoracolumbar (TL) and sacral surgery | TL and sacral fusion and fixation implant | TL hook set, clamp, staple, staple locking screw | Highridge Medical | Vitality Angled Hook, Right, Small, 6.0mm | 720M3160 | Standalone | DE0505870 | As per HSA registered indication(s)
Orthopaedics | Spine - Thoracolumbar (TL) and sacral surgery | TL and sacral fusion and fixation implant | TL hook set, clamp, staple, staple locking screw | Highridge Medical | Vitality Angled Hook, Right, Large, 9.0mm | 720M3190 | Standalone | DE0505870 | As per HSA registered indication(s)
Orthopaedics | Spine - Thoracolumbar (TL) and sacral surgery | TL and sacral fusion and fixation implant | TL hook set, clamp, staple, staple locking screw | Highridge Medical | Vitality Laminar Hook, Small, 6.0mm | 720M0460 | Standalone | DE0505870 | As per HSA registered indication(s)
Orthopaedics | Spine - Thoracolumbar (TL) and sacral surgery | TL and sacral fusion and fixation implant | TL hook set, clamp, staple, staple locking screw | Highridge Medical | Vitality Laminar Hook, Large, 9.0mm | 720M0490 | Standalone | DE0505870 | As per HSA registered indication(s)
Orthopaedics | Spine - Thoracolumbar (TL) and sacral surgery | TL and sacral fusion and fixation implant | TL hook set, clamp, staple, staple locking screw | Highridge Medical | Vitality Narrow Laminar Hook, Medium, 7.5mm | 720M0575 | Standalone | DE0505870 | As per HSA registered indication(s)
Orthopaedics | Spine - Thoracolumbar (TL) and sacral surgery | TL and sacral fusion and fixation implant | TL hook set, clamp, staple, staple locking screw | Highridge Medical | Vitality Narrow Laminar Hook, Large, 9.0mm | 720M0590 | Standalone | DE0505870 | As per HSA registered indication(s)
Orthopaedics | Spine - Thoracolumbar (TL) and sacral surgery | TL and sacral fusion and fixation implant | TL hook set, clamp, staple, staple locking screw | Highridge Medical | Vitality Narrow Reduced Laminar Hook, Medium, 7.5mm | 720M0675 | Standalone | DE0505870 | As per HSA registered indication(s)
Orthopaedics | Spine - Thoracolumbar (TL) and sacral surgery | TL and sacral fusion and fixation implant | TL hook set, clamp, staple, staple locking screw | Highridge Medical | Vitality Narrow Reduced Laminar Hook, Large, 9.0mm | 720M0690 | Standalone | DE0505870 | As per HSA registered indication(s)
Orthopaedics | Spine - Thoracolumbar (TL) and sacral surgery | TL and sacral fusion and fixation implant | TL hook set, clamp, staple, staple locking screw | Highridge Medical | Vitality Offset Hook, Left, Small, 6.0mm | 720M2060 | Standalone | DE0505870 | As per HSA registered indication(s)
Orthopaedics | Spine - Thoracolumbar (TL) and sacral surgery | TL and sacral fusion and fixation implant | TL hook set, clamp, staple, staple locking screw | Highridge Medical | Vitality Offset Hook, Left, Large, 9.0mm | 720M2090 | Standalone | DE0505870 | As per HSA registered indication(s)
Orthopaedics | Spine - Thoracolumbar (TL) and sacral surgery | TL and sacral fusion and fixation implant | TL hook set, clamp, staple, staple locking screw | Highridge Medical | Vitality Offset Hook, Right, Medium, 7.5mm | 720M2175 | Standalone | DE0505870 | As per HSA registered indication(s)
Orthopaedics | Spine - Thoracolumbar (TL) and sacral surgery | TL and sacral fusion and fixation implant | TL hook set, clamp, staple, staple locking screw | Highridge Medical | Vitality Offset Hook, Right, Large, 9.0mm | 720M2190 | Standalone | DE0505870 | As per HSA registered indication(s)
Orthopaedics | Spine - Thoracolumbar (TL) and sacral surgery | TL and sacral fusion and fixation implant | TL hook set, clamp, staple, staple locking screw | Highridge Medical | Vitality Angled Blade Hook, Medium, 7.5mm | 720M0975 | Standalone | DE0505870 | As per HSA registered indication(s)
Orthopaedics | Spine - Thoracolumbar (TL) and sacral surgery | TL and sacral fusion and fixation implant | TL hook set, clamp, staple, staple locking screw | Highridge Medical | Vitality Angled Blade Hook, Large, 9.0mm | 720M0990 | Standalone | DE0505870 | As per HSA registered indication(s)
Orthopaedics | Spine - Thoracolumbar (TL) and sacral surgery | TL and sacral fusion and fixation implant | TL hook set, clamp, staple, staple locking screw | Highridge Medical | Vitality Extended Laminar Hook, Medium, 7.5mm | 720M1075 | Standalone | DE0505870 | As per HSA registered indication(s)
Orthopaedics | Spine - Thoracolumbar (TL) and sacral surgery | TL and sacral fusion and fixation implant | TL hook set, clamp, staple, staple locking screw | Highridge Medical | Vitality Transverse Process Hook, Left, Small, 6.0mm | 720M7060 | Standalone | DE0505870 | As per HSA registered indication(s)
Orthopaedics | Spine - Thoracolumbar (TL) and sacral surgery | TL and sacral fusion and fixation implant | TL hook set, clamp, staple, staple locking screw | Highridge Medical | Vitality Transverse Process Hook, Left, Medium, 7.5mm | 720M7075 | Standalone | DE0505870 | As per HSA registered indication(s)
Orthopaedics | Spine - Thoracolumbar (TL) and sacral surgery | TL and sacral fusion and fixation implant | TL hook set, clamp, staple, staple locking screw | Highridge Medical | Vitality Transverse Process Hook, Left, Large, 9.0mm | 720M7090 | Standalone | DE0505870 | As per HSA registered indication(s)
Orthopaedics | Spine - Thoracolumbar (TL) and sacral surgery | TL and sacral fusion and fixation implant | TL hook set, clamp, staple, staple locking screw | Highridge Medical | Vitality Transverse Process Hook, Right, Small, 6.0mm | 720M7160 | Standalone | DE0505870 | As per HSA registered indication(s)
Orthopaedics | Spine - Thoracolumbar (TL) and sacral surgery | TL and sacral fusion and fixation implant | TL hook set, clamp, staple, staple locking screw | Highridge Medical | Vitality Transverse Process Hook, Right, Medium, 7.5mm | 720M7175 | Standalone | DE0505870 | As per HSA registered indication(s)
Orthopaedics | Spine - Thoracolumbar (TL) and sacral surgery | TL and sacral fusion and fixation implant | TL hook set, clamp, staple, staple locking screw | Highridge Medical | Vitality Transverse Process Hook, Right, Large, 9.0mm | 720M7190 | Standalone | DE0505870 | As per HSA registered indication(s)
Orthopaedics | Spine - Thoracolumbar (TL) and sacral surgery | TL interbody cage | TL interbody core - Non-integrated | Highridge Medical | Zyston Curve, Curve Spacer 7Hx27L 0 Deg , PEEK Parallel | 14-533107 | Standalone | DE0506076 | As per HSA registered indication(s)
Orthopaedics | Spine - Thoracolumbar (TL) and sacral surgery | TL interbody cage | TL interbody core - Non-integrated | Highridge Medical | Zyston Curve, Curve Spacer 8Hx27L 0 Deg , PEEK Parallel | 14-533108 | Standalone | DE0506076 | As per HSA registered indication(s)
Orthopaedics | Spine - Thoracolumbar (TL) and sacral surgery | TL interbody cage | TL interbody core - Non-integrated | Highridge Medical | Zyston Curve, Curve Spacer 9Hx27L 0 Deg , PEEK Parallel | 14-533109 | Standalone | DE0506076 | As per HSA registered indication(s)
Orthopaedics | Spine - Thoracolumbar (TL) and sacral surgery | TL interbody cage | TL interbody core - Non-integrated | Highridge Medical | Zyston Curve, Curve Spacer 10Hx27L 0 Deg , PEEK Parallel | 14-533110 | Standalone | DE0506076 | As per HSA registered indication(s)
Orthopaedics | Spine - Thoracolumbar (TL) and sacral surgery | TL interbody cage | TL interbody core - Non-integrated | Highridge Medical | Zyston Curve, Curve Spacer 11Hx27L 0 Deg , PEEK Parallel | 14-533111 | Standalone | DE0506076 | As per HSA registered indication(s)
Orthopaedics | Spine - Thoracolumbar (TL) and sacral surgery | TL interbody cage | TL interbody core - Non-integrated | Highridge Medical | Zyston Curve, Curve Spacer 12Hx27L 0 Deg , PEEK Parallel | 14-533112 | Standalone | DE0506076 | As per HSA registered indication(s)
Orthopaedics | Spine - Thoracolumbar (TL) and sacral surgery | TL interbody cage | TL interbody core - Non-integrated | Highridge Medical | Zyston Curve, Curve Spacer 13Hx27L 0 Deg , PEEK Parallel | 14-533113 | Standalone | DE0506076 | As per HSA registered indication(s)
Orthopaedics | Spine - Thoracolumbar (TL) and sacral surgery | TL interbody cage | TL interbody core - Non-integrated | Highridge Medical | Zyston Curve, Curve Spacer 14Hx27L 0 Deg , PEEK Parallel | 14-533114 | Standalone | DE0506076 | As per HSA registered indication(s)
Orthopaedics | Spine - Thoracolumbar (TL) and sacral surgery | TL interbody cage | TL interbody core - Non-integrated | Highridge Medical | Zyston Curve, Curve Spacer 15Hx27L 0 Deg , PEEK Parallel | 14-533115 | Standalone | DE0506076 | As per HSA registered indication(s)
Orthopaedics | Spine - Thoracolumbar (TL) and sacral surgery | TL interbody cage | TL interbody core - Non-integrated | Highridge Medical | Zyston Curve, Curve Spacer 16Hx27L 0 Deg , PEEK Parallel | 14-533116 | Standalone | DE0506076 | As per HSA registered indication(s)
Orthopaedics | Spine - Thoracolumbar (TL) and sacral surgery | TL interbody cage | TL interbody core - Non-integrated | Highridge Medical | Zyston Curve, Curve Spacer 17Hx27L 0 Deg , PEEK Parallel | 14-533117 | Standalone | DE0506076 | As per HSA registered indication(s)
Orthopaedics | Spine - Thoracolumbar (TL) and sacral surgery | TL interbody cage | TL interbody core - Non-integrated | Highridge Medical | Zyston Curve, Curve Spacer 18Hx27L 0 Deg , PEEK Parallel | 14-533118 | Standalone | DE0506076 | As per HSA registered indication(s)
Orthopaedics | Spine - Thoracolumbar (TL) and sacral surgery | TL interbody cage | TL interbody core - Non-integrated | Highridge Medical | Zyston Curve, Curve Spacer 7Hx32L 0 Deg , PEEK Parallel | 14-533147 | Standalone | DE0506076 | As per HSA registered indication(s)
Orthopaedics | Spine - Thoracolumbar (TL) and sacral surgery | TL interbody cage | TL interbody core - Non-integrated | Highridge Medical | Zyston Curve, Curve Spacer 8Hx32L 0 Deg , PEEK Parallel | 14-533148 | Standalone | DE0506076 | As per HSA registered indication(s)
Orthopaedics | Spine - Thoracolumbar (TL) and sacral surgery | TL interbody cage | TL interbody core - Non-integrated | Highridge Medical | Zyston Curve, Curve Spacer 9Hx32L 0 Deg , PEEK Parallel | 14-533149 | Standalone | DE0506076 | As per HSA registered indication(s)
Orthopaedics | Spine - Thoracolumbar (TL) and sacral surgery | TL interbody cage | TL interbody core - Non-integrated | Highridge Medical | Zyston Curve, Curve Spacer 10Hx32L 0 Deg , PEEK Parallel | 14-533150 | Standalone | DE0506076 | As per HSA registered indication(s)
Orthopaedics | Spine - Thoracolumbar (TL) and sacral surgery | TL interbody cage | TL interbody core - Non-integrated | Highridge Medical | Zyston Curve, Curve Spacer 11Hx32L 0 Deg , PEEK Parallel | 14-533151 | Standalone | DE0506076 | As per HSA registered indication(s)
Orthopaedics | Spine - Thoracolumbar (TL) and sacral surgery | TL interbody cage | TL interbody core - Non-integrated | Highridge Medical | Zyston Curve, Curve Spacer 12Hx32L 0 Deg , PEEK Parallel | 14-533152 | Standalone | DE0506076 | As per HSA registered indication(s)
Orthopaedics | Spine - Thoracolumbar (TL) and sacral surgery | TL interbody cage | TL interbody core - Non-integrated | Highridge Medical | Zyston Curve, Curve Spacer 13Hx32L 0 Deg , PEEK Parallel | 14-533153 | Standalone | DE0506076 | As per HSA registered indication(s)
Orthopaedics | Spine - Thoracolumbar (TL) and sacral surgery | TL interbody cage | TL interbody core - Non-integrated | Highridge Medical | Zyston Curve, Curve Spacer 14Hx32L 0 Deg , PEEK Parallel | 14-533154 | Standalone | DE0506076 | As per HSA registered indication(s)
Orthopaedics | Spine - Thoracolumbar (TL) and sacral surgery | TL interbody cage | TL interbody core - Non-integrated | Highridge Medical | Zyston Curve, Curve Spacer 15Hx32L 0 Deg , PEEK Parallel | 14-533155 | Standalone | DE0506076 | As per HSA registered indication(s)
Orthopaedics | Spine - Thoracolumbar (TL) and sacral surgery | TL interbody cage | TL interbody core - Non-integrated | Highridge Medical | Zyston Curve, Curve Spacer 16Hx32L 0 Deg , PEEK Parallel | 14-533156 | Standalone | DE0506076 | As per HSA registered indication(s)
Orthopaedics | Spine - Thoracolumbar (TL) and sacral surgery | TL interbody cage | TL interbody core - Non-integrated | Highridge Medical | Zyston Curve, Curve Spacer 17Hx32L 0 Deg , PEEK Parallel | 14-533157 | Standalone | DE0506076 | As per HSA registered indication(s)
Orthopaedics | Spine - Thoracolumbar (TL) and sacral surgery | TL interbody cage | TL interbody core - Non-integrated | Highridge Medical | Zyston Curve, Curve Spacer 18Hx32L 0 Deg , PEEK Parallel | 14-533158 | Standalone | DE0506076 | As per HSA registered indication(s)
Orthopaedics | Spine - Thoracolumbar (TL) and sacral surgery | TL interbody cage | TL interbody core - Non-integrated | Highridge Medical | Zyston Curve, Curve Spacer 7Hx27L 6 Deg , PEEK Lordotic | 14-533127 | Standalone | DE0506076 | As per HSA registered indication(s)
Orthopaedics | Spine - Thoracolumbar (TL) and sacral surgery | TL interbody cage | TL interbody core - Non-integrated | Highridge Medical | Zyston Curve, Curve Spacer 8Hx27L 6 Deg , PEEK Lordotic | 14-533128 | Standalone | DE0506076 | As per HSA registered indication(s)
Orthopaedics | Spine - Thoracolumbar (TL) and sacral surgery | TL interbody cage | TL interbody core - Non-integrated | Highridge Medical | Zyston Curve, Curve Spacer 9Hx27L 6 Deg , PEEK Lordotic | 14-533129 | Standalone | DE0506076 | As per HSA registered indication(s)
Orthopaedics | Spine - Thoracolumbar (TL) and sacral surgery | TL interbody cage | TL interbody core - Non-integrated | Highridge Medical | Zyston Curve, Curve Spacer 10Hx27L 6 Deg , PEEK Lordotic | 14-533130 | Standalone | DE0506076 | As per HSA registered indication(s)
Orthopaedics | Spine - Thoracolumbar (TL) and sacral surgery | TL interbody cage | TL interbody core - Non-integrated | Highridge Medical | Zyston Curve, Curve Spacer 11Hx27L 6 Deg , PEEK Lordotic | 14-533131 | Standalone | DE0506076 | As per HSA registered indication(s)
Orthopaedics | Spine - Thoracolumbar (TL) and sacral surgery | TL interbody cage | TL interbody core - Non-integrated | Highridge Medical | Zyston Curve, Curve Spacer 12Hx27L 6 Deg , PEEK Lordotic | 14-533132 | Standalone | DE0506076 | As per HSA registered indication(s)
Orthopaedics | Spine - Thoracolumbar (TL) and sacral surgery | TL interbody cage | TL interbody core - Non-integrated | Highridge Medical | Zyston Curve, Curve Spacer 13Hx27L 6 Deg , PEEK Lordotic | 14-533133 | Standalone | DE0506076 | As per HSA registered indication(s)
Orthopaedics | Spine - Thoracolumbar (TL) and sacral surgery | TL interbody cage | TL interbody core - Non-integrated | Highridge Medical | Zyston Curve, Curve Spacer 14Hx27L 6 Deg , PEEK Lordotic | 14-533134 | Standalone | DE0506076 | As per HSA registered indication(s)
Orthopaedics | Spine - Thoracolumbar (TL) and sacral surgery | TL interbody cage | TL interbody core - Non-integrated | Highridge Medical | Zyston Curve, Curve Spacer 15Hx27L 6 Deg , PEEK Lordotic | 14-533135 | Standalone | DE0506076 | As per HSA registered indication(s)
Orthopaedics | Spine - Thoracolumbar (TL) and sacral surgery | TL interbody cage | TL interbody core - Non-integrated | Highridge Medical | Zyston Curve, Curve Spacer 16Hx27L 6 Deg , PEEK Lordotic | 14-533136 | Standalone | DE0506076 | As per HSA registered indication(s)
Orthopaedics | Spine - Thoracolumbar (TL) and sacral surgery | TL interbody cage | TL interbody core - Non-integrated | Highridge Medical | Zyston Curve, Curve Spacer 17Hx27L 6 Deg , PEEK Lordotic | 14-533137 | Standalone | DE0506076 | As per HSA registered indication(s)
Orthopaedics | Spine - Thoracolumbar (TL) and sacral surgery | TL interbody cage | TL interbody core - Non-integrated | Highridge Medical | Zyston Curve, Curve Spacer 18Hx27L 6 Deg , PEEK Lordotic | 14-533138 | Standalone | DE0506076 | As per HSA registered indication(s)
Orthopaedics | Spine - Thoracolumbar (TL) and sacral surgery | TL interbody cage | TL interbody core - Non-integrated | Highridge Medical | Zyston Curve, Curve Spacer 7Hx32L 6 Deg , PEEK Lordotic | 14-533167 | Standalone | DE0506076 | As per HSA registered indication(s)
Orthopaedics | Spine - Thoracolumbar (TL) and sacral surgery | TL interbody cage | TL interbody core - Non-integrated | Highridge Medical | Zyston Curve, Curve Spacer 8Hx32L 6 Deg , PEEK Lordotic | 14-533168 | Standalone | DE0506076 | As per HSA registered indication(s)
Orthopaedics | Spine - Thoracolumbar (TL) and sacral surgery | TL interbody cage | TL interbody core - Non-integrated | Highridge Medical | Zyston Curve, Curve Spacer 9Hx32L 6 Deg , PEEK Lordotic | 14-533169 | Standalone | DE0506076 | As per HSA registered indication(s)
Orthopaedics | Spine - Thoracolumbar (TL) and sacral surgery | TL interbody cage | TL interbody core - Non-integrated | Highridge Medical | Zyston Curve, Curve Spacer 10Hx32L 6 Deg , PEEK Lordotic | 14-533170 | Standalone | DE0506076 | As per HSA registered indication(s)
Orthopaedics | Spine - Thoracolumbar (TL) and sacral surgery | TL interbody cage | TL interbody core - Non-integrated | Highridge Medical | Zyston Curve, Curve Spacer 11Hx32L 6 Deg , PEEK Lordotic | 14-533171 | Standalone | DE0506076 | As per HSA registered indication(s)
Orthopaedics | Spine - Thoracolumbar (TL) and sacral surgery | TL interbody cage | TL interbody core - Non-integrated | Highridge Medical | Zyston Curve, Curve Spacer 12Hx32L 6 Deg , PEEK Lordotic | 14-533172 | Standalone | DE0506076 | As per HSA registered indication(s)
Orthopaedics | Spine - Thoracolumbar (TL) and sacral surgery | TL interbody cage | TL interbody core - Non-integrated | Highridge Medical | Zyston Curve, Curve Spacer 13Hx32L 6 Deg , PEEK Lordotic | 14-533173 | Standalone | DE0506076 | As per HSA registered indication(s)
Orthopaedics | Spine - Thoracolumbar (TL) and sacral surgery | TL interbody cage | TL interbody core - Non-integrated | Highridge Medical | Zyston Curve, Curve Spacer 14Hx32L 6 Deg , PEEK Lordotic | 14-533174 | Standalone | DE0506076 | As per HSA registered indication(s)
Orthopaedics | Spine - Thoracolumbar (TL) and sacral surgery | TL interbody cage | TL interbody core - Non-integrated | Highridge Medical | Zyston Curve, Curve Spacer 15Hx32L 6 Deg , PEEK Lordotic | 14-533175 | Standalone | DE0506076 | As per HSA registered indication(s)
Orthopaedics | Spine - Thoracolumbar (TL) and sacral surgery | TL interbody cage | TL interbody core - Non-integrated | Highridge Medical | Zyston Curve, Curve Spacer 16Hx32L 6 Deg , PEEK Lordotic | 14-533176 | Standalone | DE0506076 | As per HSA registered indication(s)
Orthopaedics | Spine - Thoracolumbar (TL) and sacral surgery | TL interbody cage | TL interbody core - Non-integrated | Highridge Medical | Zyston Curve, Curve Spacer 17Hx32L 6 Deg , PEEK Lordotic | 14-533177 | Standalone | DE0506076 | As per HSA registered indication(s)
Orthopaedics | Spine - Thoracolumbar (TL) and sacral surgery | TL interbody cage | TL interbody core - Non-integrated | Highridge Medical | Zyston Curve, Curve Spacer 18Hx32L 6 Deg , PEEK Lordotic | 14-533178 | Standalone | DE0506076 | As per HSA registered indication(s)
Orthopaedics | Spine - Occipito-cervical (OC) surgery | OC fusion and fixation implant | Fixation screw for plates | Highridge Medical | Virage Occipital Screw (D4.5 mm X 8 mm L) | 07.01696.003 | Standalone | DE0506515 | As per HSA registered indication(s)
Orthopaedics | Spine - Occipito-cervical (OC) surgery | OC fusion and fixation implant | Fixation screw for plates | Highridge Medical | Virage Occipital Screw (D4.5 mm X 10 mm L) | 07.01696.005 | Standalone | DE0506515 | As per HSA registered indication(s)
Orthopaedics | Spine - Occipito-cervical (OC) surgery | OC fusion and fixation implant | OC hook set, clamp, staple, staple locking screw | Highridge Medical | Virage Laminar Hook (6 mm) | 07.01697.002 | Standalone | DE0506515 | As per HSA registered indication(s)
Orthopaedics | Spine - Occipito-cervical (OC) surgery | OC fusion and fixation implant | OC hook set, clamp, staple, staple locking screw | Highridge Medical | Virage Laminar Hook (8 mm) | 07.01697.004 | Standalone | DE0506515 | As per HSA registered indication(s)
Orthopaedics | Spine - Occipito-cervical (OC) surgery | OC fusion and fixation implant | OC hook set, clamp, staple, staple locking screw | Highridge Medical | Virage Offset Laminar Hook, Left (6 mm) | 07.01698.002 | Standalone | DE0506515 | As per HSA registered indication(s)
Orthopaedics | Spine - Occipito-cervical (OC) surgery | OC fusion and fixation implant | OC hook set, clamp, staple, staple locking screw | Highridge Medical | Virage Offset Laminar Hook, Left (8 mm) | 07.01698.004 | Standalone | DE0506515 | As per HSA registered indication(s)
Orthopaedics | Spine - Occipito-cervical (OC) surgery | OC fusion and fixation implant | OC hook set, clamp, staple, staple locking screw | Highridge Medical | Virage Offset Laminar Hook, Right (6 mm) | 07.01699.002 | Standalone | DE0506515 | As per HSA registered indication(s)
Orthopaedics | Spine - Occipito-cervical (OC) surgery | OC fusion and fixation implant | OC hook set, clamp, staple, staple locking screw | Highridge Medical | Virage Offset Laminar Hook, Right (8 mm) | 07.01699.004 | Standalone | DE0506515 | As per HSA registered indication(s)
Orthopaedics | Spine - Occipito-cervical (OC) surgery | OC fusion and fixation implant | OC hook set, clamp, staple, staple locking screw | Highridge Medical | Virage Cable Connector | 07.01700.001 | Standalone | DE0506515 | As per HSA registered indication(s)
Orthopaedics | Spine - Occipito-cervical (OC) surgery | OC fusion and fixation implant | OC rod connector system excluding locking screw | Highridge Medical | Virage Rod Connector (D3.5mm / D5.5mm) | 07.01725.001 | Standalone | DE0506515 | As per HSA registered indication(s)
Orthopaedics | Spine - Occipito-cervical (OC) surgery | OC fusion and fixation implant | Occipital plate | Highridge Medical | Virage Occipital Plate, Short (24 mm - 33 mm W) | 07.01693.007 | Standalone | DE0506515 | As per HSA registered indication(s)
Orthopaedics | Spine - Occipito-cervical (OC) surgery | OC fusion and fixation implant | Occipital plate | Highridge Medical | Virage Occipital Plate, Short (32 mm - 41mm W) | 07.01693.008 | Standalone | DE0506515 | As per HSA registered indication(s)
Orthopaedics | Spine - Occipito-cervical (OC) surgery | OC fusion and fixation implant | Occipital plate | Highridge Medical | Virage Occipital Plate, Short (40 mm - 49 mm W) | 07.01693.009 | Standalone | DE0506515 | As per HSA registered indication(s)
Orthopaedics | Spine - Occipito-cervical (OC) surgery | OC fusion and fixation implant | Fixation screw for plates | Highridge Medical | Virage Occipital Screw (D4.5 mm X 7 mm L) | 07.01696.002 | Standalone | DE0506515 | As per HSA registered indication(s)
Orthopaedics | Spine - Occipito-cervical (OC) surgery | OC fusion and fixation implant | Fixation screw for plates | Highridge Medical | Virage Occipital Screw (D4.5 mm X 11 mm L) | 07.01696.006 | Standalone | DE0506515 | As per HSA registered indication(s)
Orthopaedics | Spine - Occipito-cervical (OC) surgery | OC fusion and fixation implant | Fixation screw for plates | Highridge Medical | Virage Occipital Screw (D4.5 mm X 13 mm L) | 07.01696.008 | Standalone | DE0506515 | As per HSA registered indication(s)
Orthopaedics | Spine - Occipito-cervical (OC) surgery | OC fusion and fixation implant | Fixation screw for plates | Highridge Medical | Virage Occipital Screw (D4.5 mm X 15 mm L) | 07.01696.010 | Standalone | DE0506515 | As per HSA registered indication(s)
Orthopaedics | Spine - Occipito-cervical (OC) surgery | OC fusion and fixation implant | Fixation screw for plates | Highridge Medical | Virage Occipital Screw (D4.5 mm X 17 mm L) | 07.01696.012 | Standalone | DE0506515 | As per HSA registered indication(s)
Orthopaedics | Spine - Occipito-cervical (OC) surgery | OC fusion and fixation implant | Fixation screw for plates | Highridge Medical | Virage Occipital Screw (D4.5 mm X 18 mm L) | 07.01696.013 | Standalone | DE0506515 | As per HSA registered indication(s)
Orthopaedics | Spine - Occipito-cervical (OC) surgery | OC fusion and fixation implant | Fixation screw for plates | Highridge Medical | Virage Occipital Screw (D5.25 mm X 7 mm L) | 07.01696.015 | Standalone | DE0506515 | As per HSA registered indication(s)
Orthopaedics | Spine - Occipito-cervical (OC) surgery | OC fusion and fixation implant | Fixation screw for plates | Highridge Medical | Virage Occipital Screw (D5.25 mm X 9 mm L) | 07.01696.017 | Standalone | DE0506515 | As per HSA registered indication(s)
Orthopaedics | Spine - Occipito-cervical (OC) surgery | OC fusion and fixation implant | Fixation screw for plates | Highridge Medical | Virage Occipital Screw (D5.25 mm X 11 mm L) | 07.01696.019 | Standalone | DE0506515 | As per HSA registered indication(s)
Orthopaedics | Spine - Occipito-cervical (OC) surgery | OC fusion and fixation implant | Fixation screw for plates | Highridge Medical | Virage Occipital Screw (D5.25 mm X 13 mm L) | 07.01696.021 | Standalone | DE0506515 | As per HSA registered indication(s)
Orthopaedics | Spine - Occipito-cervical (OC) surgery | OC fusion and fixation implant | Fixation screw for plates | Highridge Medical | Virage Occipital Screw (D5.25 mm X 15 mm L) | 07.01696.023 | Standalone | DE0506515 | As per HSA registered indication(s)
Orthopaedics | Spine - Occipito-cervical (OC) surgery | OC fusion and fixation implant | Fixation screw for plates | Highridge Medical | Virage Occipital Screw (D5.25 mm X 17 mm L) | 07.01696.025 | Standalone | DE0506515 | As per HSA registered indication(s)
Orthopaedics | Spine - Occipito-cervical (OC) surgery | OC fusion and fixation implant | Fixation screw for plates | Highridge Medical | Virage Occipital Screw (D5.25 mm X 18 mm L) | 07.01696.026 | Standalone | DE0506515 | As per HSA registered indication(s)
Orthopaedics | Spine - Occipito-cervical (OC) surgery | OC fusion and fixation implant | OC hook set, clamp, staple, staple locking screw | Highridge Medical | Virage Laminar Hook (5 mm) | 07.01697.001 | Standalone | DE0506515 | As per HSA registered indication(s)
Orthopaedics | Spine - Occipito-cervical (OC) surgery | OC fusion and fixation implant | OC hook set, clamp, staple, staple locking screw | Highridge Medical | Virage Laminar Hook (7 mm) | 07.01697.003 | Standalone | DE0506515 | As per HSA registered indication(s)
Orthopaedics | Spine - Occipito-cervical (OC) surgery | OC fusion and fixation implant | OC hook set, clamp, staple, staple locking screw | Highridge Medical | Virage Offset Laminar Hook, Left (5 mm) | 07.01698.001 | Standalone | DE0506515 | As per HSA registered indication(s)
Orthopaedics | Spine - Occipito-cervical (OC) surgery | OC fusion and fixation implant | OC hook set, clamp, staple, staple locking screw | Highridge Medical | Virage Offset Laminar Hook, Left (7 mm) | 07.01698.003 | Standalone | DE0506515 | As per HSA registered indication(s)
Orthopaedics | Spine - Occipito-cervical (OC) surgery | OC fusion and fixation implant | OC hook set, clamp, staple, staple locking screw | Highridge Medical | Virage Offset Laminar Hook, Right (5 mm) | 07.01699.001 | Standalone | DE0506515 | As per HSA registered indication(s)
Orthopaedics | Spine - Occipito-cervical (OC) surgery | OC fusion and fixation implant | OC hook set, clamp, staple, staple locking screw | Highridge Medical | Virage Offset Laminar Hook, Right (7 mm) | 07.01699.003 | Standalone | DE0506515 | As per HSA registered indication(s)
Orthopaedics | Spine - Occipito-cervical (OC) surgery | OC fusion and fixation implant | Cervical pedicle/lateral mass screw - Shank, tulip | Highridge Medical | Virage Polyaxial Screw (D3.5 mm X 8 mm L) | 07.01702.001 | Standalone | DE0506515 | As per HSA registered indication(s)
Orthopaedics | Spine - Occipito-cervical (OC) surgery | OC fusion and fixation implant | Cervical pedicle/lateral mass screw - Shank, tulip | Highridge Medical | Virage Polyaxial Screw (D3.5 mm X 9 mm L) | 07.01702.002 | Standalone | DE0506515 | As per HSA registered indication(s)
Orthopaedics | Spine - Occipito-cervical (OC) surgery | OC fusion and fixation implant | Cervical pedicle/lateral mass screw - Shank, tulip | Highridge Medical | Virage Polyaxial Screw (D3.5 mm X 11 mm L) | 07.01702.004 | Standalone | DE0506515 | As per HSA registered indication(s)
Orthopaedics | Spine - Occipito-cervical (OC) surgery | OC fusion and fixation implant | Cervical pedicle/lateral mass screw - Shank, tulip | Highridge Medical | Virage Polyaxial Screw (D3.5 mm X 13 mm L) | 07.01702.006 | Standalone | DE0506515 | As per HSA registered indication(s)
Orthopaedics | Spine - Occipito-cervical (OC) surgery | OC fusion and fixation implant | Cervical pedicle/lateral mass screw - Shank, tulip | Highridge Medical | Virage Polyaxial Screw (D3.5 mm X 15 mm L) | 07.01702.008 | Standalone | DE0506515 | As per HSA registered indication(s)
Orthopaedics | Spine - Occipito-cervical (OC) surgery | OC fusion and fixation implant | Cervical pedicle/lateral mass screw - Shank, tulip | Highridge Medical | Virage Polyaxial Screw (D3.5 mm X 17 mm L) | 07.01702.010 | Standalone | DE0506515 | As per HSA registered indication(s)
Orthopaedics | Spine - Occipito-cervical (OC) surgery | OC fusion and fixation implant | Cervical pedicle/lateral mass screw - Shank, tulip | Highridge Medical | Virage Polyaxial Screw (D3.5 mm X 19 mm L) | 07.01702.012 | Standalone | DE0506515 | As per HSA registered indication(s)
Orthopaedics | Spine - Occipito-cervical (OC) surgery | OC fusion and fixation implant | Cervical pedicle/lateral mass screw - Shank, tulip | Highridge Medical | Virage Polyaxial Screw (D3.5 mm X 21 mm L) | 07.01702.014 | Standalone | DE0506515 | As per HSA registered indication(s)
Orthopaedics | Spine - Occipito-cervical (OC) surgery | OC fusion and fixation implant | Cervical pedicle/lateral mass screw - Shank, tulip | Highridge Medical | Virage Polyaxial Screw (D3.5 mm X 23 mm L) | 07.01702.016 | Standalone | DE0506515 | As per HSA registered indication(s)
Orthopaedics | Spine - Occipito-cervical (OC) surgery | OC fusion and fixation implant | Cervical pedicle/lateral mass screw - Shank, tulip | Highridge Medical | Virage Polyaxial Screw (D3.5 mm X 25 mm L) | 07.01702.018 | Standalone | DE0506515 | As per HSA registered indication(s)
Orthopaedics | Spine - Occipito-cervical (OC) surgery | OC fusion and fixation implant | Cervical pedicle/lateral mass screw - Shank, tulip | Highridge Medical | Virage Polyaxial Screw (D3.5 mm X 27 mm L) | 07.01702.020 | Standalone | DE0506515 | As per HSA registered indication(s)
Orthopaedics | Spine - Occipito-cervical (OC) surgery | OC fusion and fixation implant | Cervical pedicle/lateral mass screw - Shank, tulip | Highridge Medical | Virage Polyaxial Screw (D3.5 mm X 29 mm L) | 07.01702.022 | Standalone | DE0506515 | As per HSA registered indication(s)
Orthopaedics | Spine - Occipito-cervical (OC) surgery | OC fusion and fixation implant | Cervical pedicle/lateral mass screw - Shank, tulip | Highridge Medical | Virage Polyaxial Screw (D3.5 mm X 31 mm L) | 07.01702.024 | Standalone | DE0506515 | As per HSA registered indication(s)
Orthopaedics | Spine - Occipito-cervical (OC) surgery | OC fusion and fixation implant | Cervical pedicle/lateral mass screw - Shank, tulip | Highridge Medical | Virage Polyaxial Screw (D3.5 mm X 33 mm L) | 07.01702.026 | Standalone | DE0506515 | As per HSA registered indication(s)
Orthopaedics | Spine - Occipito-cervical (OC) surgery | OC fusion and fixation implant | Cervical pedicle/lateral mass screw - Shank, tulip | Highridge Medical | Virage Polyaxial Screw (D3.5 mm X 35 mm L) | 07.01702.028 | Standalone | DE0506515 | As per HSA registered indication(s)
Orthopaedics | Spine - Occipito-cervical (OC) surgery | OC fusion and fixation implant | Cervical pedicle/lateral mass screw - Shank, tulip | Highridge Medical | Virage Polyaxial Screw (D3.5 mm X 36 mm L) | 07.01702.029 | Standalone | DE0506515 | As per HSA registered indication(s)
Orthopaedics | Spine - Occipito-cervical (OC) surgery | OC fusion and fixation implant | Cervical pedicle/lateral mass screw - Shank, tulip | Highridge Medical | Virage Polyaxial Screw (D3.5 mm X 37 mm L) | 07.01702.030 | Standalone | DE0506515 | As per HSA registered indication(s)
Orthopaedics | Spine - Occipito-cervical (OC) surgery | OC fusion and fixation implant | Cervical pedicle/lateral mass screw - Shank, tulip | Highridge Medical | Virage Polyaxial Screw (D3.5 mm X 38 mm L) | 07.01702.031 | Standalone | DE0506515 | As per HSA registered indication(s)
Orthopaedics | Spine - Occipito-cervical (OC) surgery | OC fusion and fixation implant | Cervical pedicle/lateral mass screw - Shank, tulip | Highridge Medical | Virage Polyaxial Screw (D3.5 mm X 39 mm L) | 07.01702.032 | Standalone | DE0506515 | As per HSA registered indication(s)
Orthopaedics | Spine - Occipito-cervical (OC) surgery | OC fusion and fixation implant | Cervical pedicle/lateral mass screw - Shank, tulip | Highridge Medical | Virage Polyaxial Screw (D3.5 mm X 40 mm L) | 07.01702.033 | Standalone | DE0506515 | As per HSA registered indication(s)
Orthopaedics | Spine - Occipito-cervical (OC) surgery | OC fusion and fixation implant | Cervical pedicle/lateral mass screw - Shank, tulip | Highridge Medical | Virage Polyaxial Screw (D3.5 mm X 41 mm L) | 07.01702.034 | Standalone | DE0506515 | As per HSA registered indication(s)
Orthopaedics | Spine - Occipito-cervical (OC) surgery | OC fusion and fixation implant | Cervical pedicle/lateral mass screw - Shank, tulip | Highridge Medical | Virage Polyaxial Screw (D3.5 mm X 42 mm L) | 07.01702.035 | Standalone | DE0506515 | As per HSA registered indication(s)
Orthopaedics | Spine - Occipito-cervical (OC) surgery | OC fusion and fixation implant | Cervical pedicle/lateral mass screw - Shank, tulip | Highridge Medical | Virage Polyaxial Screw (D3.5 mm X 43 mm L) | 07.01702.036 | Standalone | DE0506515 | As per HSA registered indication(s)
Orthopaedics | Spine - Occipito-cervical (OC) surgery | OC fusion and fixation implant | Cervical pedicle/lateral mass screw - Shank, tulip | Highridge Medical | Virage Polyaxial Screw (D3.5 mm X 44 mm L) | 07.01702.037 | Standalone | DE0506515 | As per HSA registered indication(s)
Orthopaedics | Spine - Occipito-cervical (OC) surgery | OC fusion and fixation implant | Cervical pedicle/lateral mass screw - Shank, tulip | Highridge Medical | Virage Polyaxial Screw (D3.5 mm X 45 mm L) | 07.01702.038 | Standalone | DE0506515 | As per HSA registered indication(s)
Orthopaedics | Spine - Occipito-cervical (OC) surgery | OC fusion and fixation implant | Cervical pedicle/lateral mass screw - Shank, tulip | Highridge Medical | Virage Polyaxial Screw (D3.5 mm X 46 mm L) | 07.01702.039 | Standalone | DE0506515 | As per HSA registered indication(s)
Orthopaedics | Spine - Occipito-cervical (OC) surgery | OC fusion and fixation implant | Cervical pedicle/lateral mass screw - Shank, tulip | Highridge Medical | Virage Polyaxial Screw (D3.5 mm X 47 mm L) | 07.01702.040 | Standalone | DE0506515 | As per HSA registered indication(s)
Orthopaedics | Spine - Occipito-cervical (OC) surgery | OC fusion and fixation implant | Cervical pedicle/lateral mass screw - Shank, tulip | Highridge Medical | Virage Polyaxial Screw (D3.5 mm X 48 mm L) | 07.01702.041 | Standalone | DE0506515 | As per HSA registered indication(s)
Orthopaedics | Spine - Occipito-cervical (OC) surgery | OC fusion and fixation implant | Cervical pedicle/lateral mass screw - Shank, tulip | Highridge Medical | Virage Polyaxial Screw (D3.5 mm X 49 mm L) | 07.01702.042 | Standalone | DE0506515 | As per HSA registered indication(s)
Orthopaedics | Spine - Occipito-cervical (OC) surgery | OC fusion and fixation implant | Cervical pedicle/lateral mass screw - Shank, tulip | Highridge Medical | Virage Polyaxial Screw (D3.5 mm X 50 mm L) | 07.01702.043 | Standalone | DE0506515 | As per HSA registered indication(s)
Orthopaedics | Spine - Occipito-cervical (OC) surgery | OC fusion and fixation implant | Cervical pedicle/lateral mass screw - Shank, tulip | Highridge Medical | Virage Polyaxial Screw (D4.0 mm X 8 mm L) | 07.01702.044 | Standalone | DE0506515 | As per HSA registered indication(s)
Orthopaedics | Spine - Occipito-cervical (OC) surgery | OC fusion and fixation implant | Cervical pedicle/lateral mass screw - Shank, tulip | Highridge Medical | Virage Polyaxial Screw (D4.0 mm X 9 mm L) | 07.01702.045 | Standalone | DE0506515 | As per HSA registered indication(s)
Orthopaedics | Spine - Occipito-cervical (OC) surgery | OC fusion and fixation implant | Cervical pedicle/lateral mass screw - Shank, tulip | Highridge Medical | Virage Polyaxial Screw (D4.0 mm X 11 mm L) | 07.01702.047 | Standalone | DE0506515 | As per HSA registered indication(s)
Orthopaedics | Spine - Occipito-cervical (OC) surgery | OC fusion and fixation implant | Cervical pedicle/lateral mass screw - Shank, tulip | Highridge Medical | Virage Polyaxial Screw (D4.0 mm X 13 mm L) | 07.01702.049 | Standalone | DE0506515 | As per HSA registered indication(s)
Orthopaedics | Spine - Occipito-cervical (OC) surgery | OC fusion and fixation implant | Cervical pedicle/lateral mass screw - Shank, tulip | Highridge Medical | Virage Polyaxial Screw (D4.0 mm X 15 mm L) | 07.01702.051 | Standalone | DE0506515 | As per HSA registered indication(s)
Orthopaedics | Spine - Occipito-cervical (OC) surgery | OC fusion and fixation implant | Cervical pedicle/lateral mass screw - Shank, tulip | Highridge Medical | Virage Polyaxial Screw (D4.0 mm X 17 mm L) | 07.01702.053 | Standalone | DE0506515 | As per HSA registered indication(s)
Orthopaedics | Spine - Occipito-cervical (OC) surgery | OC fusion and fixation implant | Cervical pedicle/lateral mass screw - Shank, tulip | Highridge Medical | Virage Polyaxial Screw (D4.0 mm X 19 mm L) | 07.01702.055 | Standalone | DE0506515 | As per HSA registered indication(s)
Orthopaedics | Spine - Occipito-cervical (OC) surgery | OC fusion and fixation implant | Cervical pedicle/lateral mass screw - Shank, tulip | Highridge Medical | Virage Polyaxial Screw (D4.0 mm X 21 mm L) | 07.01702.057 | Standalone | DE0506515 | As per HSA registered indication(s)
Orthopaedics | Spine - Occipito-cervical (OC) surgery | OC fusion and fixation implant | Cervical pedicle/lateral mass screw - Shank, tulip | Highridge Medical | Virage Polyaxial Screw (D4.0 mm X 23 mm L) | 07.01702.059 | Standalone | DE0506515 | As per HSA registered indication(s)
Orthopaedics | Spine - Occipito-cervical (OC) surgery | OC fusion and fixation implant | Cervical pedicle/lateral mass screw - Shank, tulip | Highridge Medical | Virage Polyaxial Screw (D4.0 mm X 25 mm L) | 07.01702.061 | Standalone | DE0506515 | As per HSA registered indication(s)
Orthopaedics | Spine - Occipito-cervical (OC) surgery | OC fusion and fixation implant | Cervical pedicle/lateral mass screw - Shank, tulip | Highridge Medical | Virage Polyaxial Screw (D4.0 mm X 27 mm L) | 07.01702.063 | Standalone | DE0506515 | As per HSA registered indication(s)
Orthopaedics | Spine - Occipito-cervical (OC) surgery | OC fusion and fixation implant | Cervical pedicle/lateral mass screw - Shank, tulip | Highridge Medical | Virage Polyaxial Screw (D4.0 mm X 29 mm L) | 07.01702.065 | Standalone | DE0506515 | As per HSA registered indication(s)
Orthopaedics | Spine - Occipito-cervical (OC) surgery | OC fusion and fixation implant | Cervical pedicle/lateral mass screw - Shank, tulip | Highridge Medical | Virage Polyaxial Screw (D4.0 mm X 31 mm L) | 07.01702.067 | Standalone | DE0506515 | As per HSA registered indication(s)
Orthopaedics | Spine - Occipito-cervical (OC) surgery | OC fusion and fixation implant | Cervical pedicle/lateral mass screw - Shank, tulip | Highridge Medical | Virage Polyaxial Screw (D4.0 mm X 33 mm L) | 07.01702.069 | Standalone | DE0506515 | As per HSA registered indication(s)
Orthopaedics | Spine - Occipito-cervical (OC) surgery | OC fusion and fixation implant | Cervical pedicle/lateral mass screw - Shank, tulip | Highridge Medical | Virage Polyaxial Screw (D4.0 mm X 35 mm L) | 07.01702.071 | Standalone | DE0506515 | As per HSA registered indication(s)
Orthopaedics | Spine - Occipito-cervical (OC) surgery | OC fusion and fixation implant | Cervical pedicle/lateral mass screw - Shank, tulip | Highridge Medical | Virage Polyaxial Screw (D4.0 mm X 36 mm L) | 07.01702.072 | Standalone | DE0506515 | As per HSA registered indication(s)
Orthopaedics | Spine - Occipito-cervical (OC) surgery | OC fusion and fixation implant | Cervical pedicle/lateral mass screw - Shank, tulip | Highridge Medical | Virage Polyaxial Screw (D4.0 mm X 37 mm L) | 07.01702.073 | Standalone | DE0506515 | As per HSA registered indication(s)
Orthopaedics | Spine - Occipito-cervical (OC) surgery | OC fusion and fixation implant | Cervical pedicle/lateral mass screw - Shank, tulip | Highridge Medical | Virage Polyaxial Screw (D4.0 mm X 38 mm L) | 07.01702.074 | Standalone | DE0506515 | As per HSA registered indication(s)
Orthopaedics | Spine - Occipito-cervical (OC) surgery | OC fusion and fixation implant | Cervical pedicle/lateral mass screw - Shank, tulip | Highridge Medical | Virage Polyaxial Screw (D4.0 mm X 39 mm L) | 07.01702.075 | Standalone | DE0506515 | As per HSA registered indication(s)
Orthopaedics | Spine - Occipito-cervical (OC) surgery | OC fusion and fixation implant | Cervical pedicle/lateral mass screw - Shank, tulip | Highridge Medical | Virage Polyaxial Screw (D4.0 mm X 40 mm L) | 07.01702.076 | Standalone | DE0506515 | As per HSA registered indication(s)
Orthopaedics | Spine - Occipito-cervical (OC) surgery | OC fusion and fixation implant | Cervical pedicle/lateral mass screw - Shank, tulip | Highridge Medical | Virage Polyaxial Screw (D4.0 mm X 41 mm L) | 07.01702.077 | Standalone | DE0506515 | As per HSA registered indication(s)
Orthopaedics | Spine - Occipito-cervical (OC) surgery | OC fusion and fixation implant | Cervical pedicle/lateral mass screw - Shank, tulip | Highridge Medical | Virage Polyaxial Screw (D4.0 mm X 42 mm L) | 07.01702.078 | Standalone | DE0506515 | As per HSA registered indication(s)
Orthopaedics | Spine - Occipito-cervical (OC) surgery | OC fusion and fixation implant | Cervical pedicle/lateral mass screw - Shank, tulip | Highridge Medical | Virage Polyaxial Screw (D4.0 mm X 43 mm L) | 07.01702.079 | Standalone | DE0506515 | As per HSA registered indication(s)
Orthopaedics | Spine - Occipito-cervical (OC) surgery | OC fusion and fixation implant | Cervical pedicle/lateral mass screw - Shank, tulip | Highridge Medical | Virage Polyaxial Screw (D4.0 mm X 44 mm L) | 07.01702.080 | Standalone | DE0506515 | As per HSA registered indication(s)
Orthopaedics | Spine - Occipito-cervical (OC) surgery | OC fusion and fixation implant | Cervical pedicle/lateral mass screw - Shank, tulip | Highridge Medical | Virage Polyaxial Screw (D4.0 mm X 45 mm L) | 07.01702.081 | Standalone | DE0506515 | As per HSA registered indication(s)
Orthopaedics | Spine - Occipito-cervical (OC) surgery | OC fusion and fixation implant | Cervical pedicle/lateral mass screw - Shank, tulip | Highridge Medical | Virage Polyaxial Screw (D4.0 mm X 46 mm L) | 07.01702.082 | Standalone | DE0506515 | As per HSA registered indication(s)
Orthopaedics | Spine - Occipito-cervical (OC) surgery | OC fusion and fixation implant | Cervical pedicle/lateral mass screw - Shank, tulip | Highridge Medical | Virage Polyaxial Screw (D4.0 mm X 47 mm L) | 07.01702.083 | Standalone | DE0506515 | As per HSA registered indication(s)
Orthopaedics | Spine - Occipito-cervical (OC) surgery | OC fusion and fixation implant | Cervical pedicle/lateral mass screw - Shank, tulip | Highridge Medical | Virage Polyaxial Screw (D4.0 mm X 48 mm L) | 07.01702.084 | Standalone | DE0506515 | As per HSA registered indication(s)
Orthopaedics | Spine - Occipito-cervical (OC) surgery | OC fusion and fixation implant | Cervical pedicle/lateral mass screw - Shank, tulip | Highridge Medical | Virage Polyaxial Screw (D4.0 mm X 49 mm L) | 07.01702.085 | Standalone | DE0506515 | As per HSA registered indication(s)
Orthopaedics | Spine - Occipito-cervical (OC) surgery | OC fusion and fixation implant | Cervical pedicle/lateral mass screw - Shank, tulip | Highridge Medical | Virage Polyaxial Screw (D4.0 mm X 50 mm L) | 07.01702.086 | Standalone | DE0506515 | As per HSA registered indication(s)
Orthopaedics | Spine - Occipito-cervical (OC) surgery | OC fusion and fixation implant | Cervical pedicle/lateral mass screw - Shank, tulip | Highridge Medical | Virage Polyaxial Smooth Shank Screw (D3.5 mm X 23 mm L) | 07.01707.002 | Standalone | DE0506515 | As per HSA registered indication(s)
Orthopaedics | Spine - Occipito-cervical (OC) surgery | OC fusion and fixation implant | Cervical pedicle/lateral mass screw - Shank, tulip | Highridge Medical | Virage Polyaxial Smooth Shank Screw (D3.5 mm X 25 mm L) | 07.01707.004 | Standalone | DE0506515 | As per HSA registered indication(s)
Orthopaedics | Spine - Occipito-cervical (OC) surgery | OC fusion and fixation implant | Cervical pedicle/lateral mass screw - Shank, tulip | Highridge Medical | Virage Polyaxial Smooth Shank Screw (D3.5 mm X 27 mm L) | 07.01707.006 | Standalone | DE0506515 | As per HSA registered indication(s)
Orthopaedics | Spine - Occipito-cervical (OC) surgery | OC fusion and fixation implant | Cervical pedicle/lateral mass screw - Shank, tulip | Highridge Medical | Virage Polyaxial Smooth Shank Screw (D3.5 mm X 29 mm L) | 07.01707.008 | Standalone | DE0506515 | As per HSA registered indication(s)
Orthopaedics | Spine - Occipito-cervical (OC) surgery | OC fusion and fixation implant | Cervical pedicle/lateral mass screw - Shank, tulip | Highridge Medical | Virage Polyaxial Smooth Shank Screw (D3.5 mm X 31 mm L) | 07.01707.010 | Standalone | DE0506515 | As per HSA registered indication(s)
Orthopaedics | Spine - Occipito-cervical (OC) surgery | OC fusion and fixation implant | Cervical pedicle/lateral mass screw - Shank, tulip | Highridge Medical | Virage Polyaxial Smooth Shank Screw (D3.5 mm X 33 mm L) | 07.01707.012 | Standalone | DE0506515 | As per HSA registered indication(s)
Orthopaedics | Spine - Occipito-cervical (OC) surgery | OC fusion and fixation implant | Cervical pedicle/lateral mass screw - Shank, tulip | Highridge Medical | Virage Polyaxial Smooth Shank Screw (D3.5 mm X 35 mm L) | 07.01707.014 | Standalone | DE0506515 | As per HSA registered indication(s)
Orthopaedics | Spine - Occipito-cervical (OC) surgery | OC fusion and fixation implant | Cervical pedicle/lateral mass screw - Shank, tulip | Highridge Medical | Virage Polyaxial Smooth Shank Screw (D3.5 mm X 37 mm L) | 07.01707.016 | Standalone | DE0506515 | As per HSA registered indication(s)
Orthopaedics | Spine - Occipito-cervical (OC) surgery | OC fusion and fixation implant | Cervical pedicle/lateral mass screw - Shank, tulip | Highridge Medical | Virage Polyaxial Smooth Shank Screw (D3.5 mm X 39 mm L) | 07.01707.018 | Standalone | DE0506515 | As per HSA registered indication(s)
Orthopaedics | Spine - Occipito-cervical (OC) surgery | OC fusion and fixation implant | Cervical pedicle/lateral mass screw - Shank, tulip | Highridge Medical | Virage Polyaxial Smooth Shank Screw (D4.0 mm X 23 mm L) | 07.01707.021 | Standalone | DE0506515 | As per HSA registered indication(s)
Orthopaedics | Spine - Occipito-cervical (OC) surgery | OC fusion and fixation implant | Cervical pedicle/lateral mass screw - Shank, tulip | Highridge Medical | Virage Polyaxial Smooth Shank Screw (D4.0 mm X 25 mm L) | 07.01707.023 | Standalone | DE0506515 | As per HSA registered indication(s)
Orthopaedics | Spine - Occipito-cervical (OC) surgery | OC fusion and fixation implant | Cervical pedicle/lateral mass screw - Shank, tulip | Highridge Medical | Virage Polyaxial Smooth Shank Screw (D4.0 mm X 27 mm L) | 07.01707.025 | Standalone | DE0506515 | As per HSA registered indication(s)
Orthopaedics | Spine - Occipito-cervical (OC) surgery | OC fusion and fixation implant | Cervical pedicle/lateral mass screw - Shank, tulip | Highridge Medical | Virage Polyaxial Smooth Shank Screw (D4.0 mm X 29 mm L) | 07.01707.027 | Standalone | DE0506515 | As per HSA registered indication(s)
Orthopaedics | Spine - Occipito-cervical (OC) surgery | OC fusion and fixation implant | Cervical pedicle/lateral mass screw - Shank, tulip | Highridge Medical | Virage Polyaxial Smooth Shank Screw (D4.0 mm X 31 mm L) | 07.01707.029 | Standalone | DE0506515 | As per HSA registered indication(s)
Orthopaedics | Spine - Occipito-cervical (OC) surgery | OC fusion and fixation implant | Cervical pedicle/lateral mass screw - Shank, tulip | Highridge Medical | Virage Polyaxial Smooth Shank Screw (D4.0 mm X 33 mm L) | 07.01707.031 | Standalone | DE0506515 | As per HSA registered indication(s)
Orthopaedics | Spine - Occipito-cervical (OC) surgery | OC fusion and fixation implant | Cervical pedicle/lateral mass screw - Shank, tulip | Highridge Medical | Virage Polyaxial Smooth Shank Screw (D4.0 mm X 35 mm L) | 07.01707.033 | Standalone | DE0506515 | As per HSA registered indication(s)
Orthopaedics | Spine - Occipito-cervical (OC) surgery | OC fusion and fixation implant | Cervical pedicle/lateral mass screw - Shank, tulip | Highridge Medical | Virage Polyaxial Smooth Shank Screw (D4.0 mm X 37 mm L) | 07.01707.035 | Standalone | DE0506515 | As per HSA registered indication(s)
Orthopaedics | Spine - Occipito-cervical (OC) surgery | OC fusion and fixation implant | Cervical pedicle/lateral mass screw - Shank, tulip | Highridge Medical | Virage Polyaxial Smooth Shank Screw (D4.0 mm X 39 mm L) | 07.01707.037 | Standalone | DE0506515 | As per HSA registered indication(s)
Orthopaedics | Spine - Occipito-cervical (OC) surgery | OC fusion and fixation implant | Cervical pedicle/lateral mass screw - Shank, tulip | Highridge Medical | Virage Polyaxial Screw (D4.5 mm X 15 mm L) | 07.01708.001 | Standalone | DE0506515 | As per HSA registered indication(s)
Orthopaedics | Spine - Occipito-cervical (OC) surgery | OC fusion and fixation implant | Cervical pedicle/lateral mass screw - Shank, tulip | Highridge Medical | Virage Polyaxial Screw (D4.5 mm X 50 mm L) | 07.01708.008 | Standalone | DE0506515 | As per HSA registered indication(s)
Orthopaedics | Spine - Occipito-cervical (OC) surgery | OC fusion and fixation implant | Cervical pedicle/lateral mass screw - Shank, tulip | Highridge Medical | Virage Polyaxial Screw (D5.0 mm X 15 mm L) | 07.01708.009 | Standalone | DE0506515 | As per HSA registered indication(s)
Orthopaedics | Spine - Occipito-cervical (OC) surgery | OC fusion and fixation implant | Cervical pedicle/lateral mass screw - Shank, tulip | Highridge Medical | Virage Polyaxial Screw (D5.0 mm X 50 mm L) | 07.01708.016 | Standalone | DE0506515 | As per HSA registered indication(s)
Orthopaedics | Spine - Occipito-cervical (OC) surgery | OC fusion and fixation implant | Cervical pedicle/lateral mass screw - Shank, tulip | Highridge Medical | Virage Polyaxial Screw (D5.5 mm X 15 mm L) | 07.01708.017 | Standalone | DE0506515 | As per HSA registered indication(s)
Orthopaedics | Spine - Occipito-cervical (OC) surgery | OC fusion and fixation implant | Cervical pedicle/lateral mass screw - Shank, tulip | Highridge Medical | Virage Polyaxial Screw (D5.5 mm X 20 mm L) | 07.01708.018 | Standalone | DE0506515 | As per HSA registered indication(s)
Orthopaedics | Spine - Occipito-cervical (OC) surgery | OC fusion and fixation implant | Cervical pedicle/lateral mass screw - Shank, tulip | Highridge Medical | Virage Polyaxial Screw (D5.5 mm X 25 mm L) | 07.01708.019 | Standalone | DE0506515 | As per HSA registered indication(s)
Orthopaedics | Spine - Occipito-cervical (OC) surgery | OC fusion and fixation implant | Cervical pedicle/lateral mass screw - Shank, tulip | Highridge Medical | Virage Polyaxial Screw (D5.5 mm X 30 mm L) | 07.01708.020 | Standalone | DE0506515 | As per HSA registered indication(s)
Orthopaedics | Spine - Occipito-cervical (OC) surgery | OC fusion and fixation implant | Cervical pedicle/lateral mass screw - Shank, tulip | Highridge Medical | Virage Polyaxial Screw (D5.5 mm X 35 mm L) | 07.01708.021 | Standalone | DE0506515 | As per HSA registered indication(s)
Orthopaedics | Spine - Occipito-cervical (OC) surgery | OC fusion and fixation implant | Cervical pedicle/lateral mass screw - Shank, tulip | Highridge Medical | Virage Polyaxial Screw (D5.5 mm X 40 mm L) | 07.01708.022 | Standalone | DE0506515 | As per HSA registered indication(s)
Orthopaedics | Spine - Occipito-cervical (OC) surgery | OC fusion and fixation implant | Cervical pedicle/lateral mass screw - Shank, tulip | Highridge Medical | Virage Polyaxial Screw (D5.5 mm X 45 mm L) | 07.01708.023 | Standalone | DE0506515 | As per HSA registered indication(s)
Orthopaedics | Spine - Occipito-cervical (OC) surgery | OC fusion and fixation implant | Cervical pedicle/lateral mass screw - Shank, tulip | Highridge Medical | Virage Polyaxial Screw (D5.5 mm X 50 mm L) | 07.01708.024 | Standalone | DE0506515 | As per HSA registered indication(s)
Orthopaedics | Spine - Occipito-cervical (OC) surgery | OC fusion and fixation implant | OC rod | Highridge Medical | Virage Straight Rod, Ti (D3.5 mm X 20 mm L) | 07.01709.001 | Standalone | DE0506515 | As per HSA registered indication(s)
Orthopaedics | Spine - Occipito-cervical (OC) surgery | OC fusion and fixation implant | OC rod | Highridge Medical | Virage Straight Rod, Ti (D3.5 mm X 200 mm L) | 07.01709.005 | Standalone | DE0506515 | As per HSA registered indication(s)
Orthopaedics | Spine - Occipito-cervical (OC) surgery | OC fusion and fixation implant | OC rod | Highridge Medical | Virage Curved Rod, Ti (D3.5 mm X 55 mm L) | 07.01710.004 | Standalone | DE0506515 | As per HSA registered indication(s)
Orthopaedics | Spine - Occipito-cervical (OC) surgery | OC fusion and fixation implant | OC rod | Highridge Medical | Virage Curved Rod, Ti (D3.5 mm X 65 mm L) | 07.01710.006 | Standalone | DE0506515 | As per HSA registered indication(s)
Orthopaedics | Spine - Occipito-cervical (OC) surgery | OC fusion and fixation implant | OC rod | Highridge Medical | Virage Curved Rod, Ti (D3.5 mm X 75 mm L) | 07.01710.008 | Standalone | DE0506515 | As per HSA registered indication(s)
Orthopaedics | Spine - Occipito-cervical (OC) surgery | OC fusion and fixation implant | OC rod | Highridge Medical | Virage Curved Rod, Ti (D3.5 mm X 85 mm L) | 07.01710.010 | Standalone | DE0506515 | As per HSA registered indication(s)
Orthopaedics | Spine - Occipito-cervical (OC) surgery | OC fusion and fixation implant | OC rod | Highridge Medical | Virage Pre- Contoured Occipital Rod, Ti (115DEG) | 07.01712.002 | Standalone | DE0506515 | As per HSA registered indication(s)
Orthopaedics | Spine - Occipito-cervical (OC) surgery | OC fusion and fixation implant | OC rod | Highridge Medical | Virage Pre- Contoured Occipital Rod, CoCr (115DEG) | 07.01713.002 | Standalone | DE0506515 | As per HSA registered indication(s)
Orthopaedics | Spine - Occipito-cervical (OC) surgery | OC fusion and fixation implant | OC rod | Highridge Medical | Virage Straight Rod, CoCr (D3.5 mm X 200 mm L) | 07.01715.001 | Standalone | DE0506515 | As per HSA registered indication(s)
Orthopaedics | Spine - Occipito-cervical (OC) surgery | OC fusion and fixation implant | OC rod connector system excluding locking screw | Highridge Medical | Virage Transverse Connector, Head to Head (25 mm W) | 07.01717.001 | Standalone | DE0506515 | As per HSA registered indication(s)
Orthopaedics | Spine - Occipito-cervical (OC) surgery | OC fusion and fixation implant | OC rod connector system excluding locking screw | Highridge Medical | Virage Transverse Connector, Head to Head (55 mm W) | 07.01717.007 | Standalone | DE0506515 | As per HSA registered indication(s)
Orthopaedics | Spine - Occipito-cervical (OC) surgery | OC fusion and fixation implant | OC rod connector system excluding locking screw | Highridge Medical | Virage Transverse Connector, Rod to Rod (25 mm W) | 07.01721.001 | Standalone | DE0506515 | As per HSA registered indication(s)
Orthopaedics | Spine - Occipito-cervical (OC) surgery | OC fusion and fixation implant | OC rod connector system excluding locking screw | Highridge Medical | Virage Transverse Connector, Rod to Rod (55 mm W) | 07.01721.007 | Standalone | DE0506515 | As per HSA registered indication(s)
Orthopaedics | Spine - Thoracolumbar (TL) and sacral surgery | TL interbody cage | TL interbody core - Non-integrated | Medyssey Co., Ltd. | LP Cage 4DEG 9x25x11mm | BN40925 | Standalone | DE0508559 | As per HSA registered indication(s)
Orthopaedics | Spine - Thoracolumbar (TL) and sacral surgery | TL interbody cage | TL interbody core - Non-integrated | Medyssey Co., Ltd. | LP Cage 4DEG 10x25x11mm | BN41025 | Standalone | DE0508559 | As per HSA registered indication(s)
Orthopaedics | Spine - Thoracolumbar (TL) and sacral surgery | TL interbody cage | TL interbody core - Non-integrated | Medyssey Co., Ltd. | LP Cage 4DEG 11x25x11mm | BN41125 | Standalone | DE0508559 | As per HSA registered indication(s)
Orthopaedics | Spine - Thoracolumbar (TL) and sacral surgery | TL interbody cage | TL interbody core - Non-integrated | Medyssey Co., Ltd. | LP Cage 4DEG 12x25x11mm | BN41225 | Standalone | DE0508559 | As per HSA registered indication(s)
Orthopaedics | Spine - Thoracolumbar (TL) and sacral surgery | TL interbody cage | TL interbody core - Non-integrated | Medyssey Co., Ltd. | LP Cage 4DEG 13x25x11mm | BN41325 | Standalone | DE0508559 | As per HSA registered indication(s)
Orthopaedics | Spine - Thoracolumbar (TL) and sacral surgery | TL interbody cage | TL interbody core - Non-integrated | Medyssey Co., Ltd. | LP Cage 4DEG 14x25x11mm | BN41425 | Standalone | DE0508559 | As per HSA registered indication(s)
Orthopaedics | Spine - Thoracolumbar (TL) and sacral surgery | TL interbody cage | TL interbody core - Non-integrated | Medyssey Co., Ltd. | LP Cage 4DEG 15x25x11mm | BN41525 | Standalone | DE0508559 | As per HSA registered indication(s)
Orthopaedics | Spine - Thoracolumbar (TL) and sacral surgery | TL interbody cage | TL interbody core - Non-integrated | Medyssey Co., Ltd. | LP Cage 8DEG 10x25x11mm | BN81025 | Standalone | DE0508559 | As per HSA registered indication(s)
Orthopaedics | Spine - Thoracolumbar (TL) and sacral surgery | TL interbody cage | TL interbody core - Non-integrated | Medyssey Co., Ltd. | LP Cage 8DEG 11x25x11mm | BN81125 | Standalone | DE0508559 | As per HSA registered indication(s)
Orthopaedics | Spine - Thoracolumbar (TL) and sacral surgery | TL interbody cage | TL interbody core - Non-integrated | Medyssey Co., Ltd. | LP Cage 8DEG 12x25x11mm | BN81225 | Standalone | DE0508559 | As per HSA registered indication(s)
Orthopaedics | Spine - Thoracolumbar (TL) and sacral surgery | TL interbody cage | TL interbody core - Non-integrated | Medyssey Co., Ltd. | LP Cage 8DEG 13x25x11mm | BN81325 | Standalone | DE0508559 | As per HSA registered indication(s)
Orthopaedics | Spine - Thoracolumbar (TL) and sacral surgery | TL interbody cage | TL interbody core - Non-integrated | Medyssey Co., Ltd. | LP Cage 8DEG 14x25x11mm | BN81425 | Standalone | DE0508559 | As per HSA registered indication(s)
Orthopaedics | Spine - Thoracolumbar (TL) and sacral surgery | TL interbody cage | TL interbody core - Non-integrated | Medyssey Co., Ltd. | LP Cage 8DEG 15x25x11mm | BN81525 | Standalone | DE0508559 | As per HSA registered indication(s)
Orthopaedics | Spine - Thoracolumbar (TL) and sacral surgery | TL interbody cage | TL interbody core - Non-integrated | Medyssey Co., Ltd. | LP Cage 0DEG 8x27x11mm | BN00827 | Standalone | DE0508559 | As per HSA registered indication(s)
Orthopaedics | Spine - Thoracolumbar (TL) and sacral surgery | TL interbody cage | TL interbody core - Non-integrated | Medyssey Co., Ltd. | LP Cage 0DEG 9x27x11mm | BN00927 | Standalone | DE0508559 | As per HSA registered indication(s)
Orthopaedics | Spine - Thoracolumbar (TL) and sacral surgery | TL interbody cage | TL interbody core - Non-integrated | Medyssey Co., Ltd. | LP Cage 0DEG 10x27x11mm | BN01027 | Standalone | DE0508559 | As per HSA registered indication(s)
Orthopaedics | Spine - Thoracolumbar (TL) and sacral surgery | TL interbody cage | TL interbody core - Non-integrated | Medyssey Co., Ltd. | LP Cage 0DEG 11x27x11mm | BN01127 | Standalone | DE0508559 | As per HSA registered indication(s)
Orthopaedics | Spine - Thoracolumbar (TL) and sacral surgery | TL interbody cage | TL interbody core - Non-integrated | Medyssey Co., Ltd. | LP Cage 0DEG 12x27x11mm | BN01227 | Standalone | DE0508559 | As per HSA registered indication(s)
Orthopaedics | Spine - Thoracolumbar (TL) and sacral surgery | TL interbody cage | TL interbody core - Non-integrated | Medyssey Co., Ltd. | LP Cage 0DEG 13x27x11mm | BN01327 | Standalone | DE0508559 | As per HSA registered indication(s)
Orthopaedics | Spine - Thoracolumbar (TL) and sacral surgery | TL interbody cage | TL interbody core - Non-integrated | Medyssey Co., Ltd. | LP Cage 0DEG 14x27x11mm | BN01427 | Standalone | DE0508559 | As per HSA registered indication(s)
Orthopaedics | Spine - Thoracolumbar (TL) and sacral surgery | TL interbody cage | TL interbody core - Non-integrated | Medyssey Co., Ltd. | LP Cage 4DEG 9x27x11mm | BN40927 | Standalone | DE0508559 | As per HSA registered indication(s)
Orthopaedics | Spine - Thoracolumbar (TL) and sacral surgery | TL interbody cage | TL interbody core - Non-integrated | Medyssey Co., Ltd. | LP Cage 4DEG 10x27x11mm | BN41027 | Standalone | DE0508559 | As per HSA registered indication(s)
Orthopaedics | Spine - Thoracolumbar (TL) and sacral surgery | TL interbody cage | TL interbody core - Non-integrated | Medyssey Co., Ltd. | LP Cage 4DEG 11x27x11mm | BN41127 | Standalone | DE0508559 | As per HSA registered indication(s)
Orthopaedics | Spine - Thoracolumbar (TL) and sacral surgery | TL interbody cage | TL interbody core - Non-integrated | Medyssey Co., Ltd. | LP Cage 4DEG 12x27x11mm | BN41227 | Standalone | DE0508559 | As per HSA registered indication(s)
Orthopaedics | Spine - Thoracolumbar (TL) and sacral surgery | TL interbody cage | TL interbody core - Non-integrated | Medyssey Co., Ltd. | LP Cage 4DEG 13x27x11mm | BN41327 | Standalone | DE0508559 | As per HSA registered indication(s)
Orthopaedics | Spine - Thoracolumbar (TL) and sacral surgery | TL interbody cage | TL interbody core - Non-integrated | Medyssey Co., Ltd. | LP Cage 4DEG 14x27x11mm | BN41427 | Standalone | DE0508559 | As per HSA registered indication(s)
Orthopaedics | Spine - Thoracolumbar (TL) and sacral surgery | TL interbody cage | TL interbody core - Non-integrated | Medyssey Co., Ltd. | LP Cage 8DEG 10x27x11mm | BN81027 | Standalone | DE0508559 | As per HSA registered indication(s)
Orthopaedics | Spine - Thoracolumbar (TL) and sacral surgery | TL interbody cage | TL interbody core - Non-integrated | Medyssey Co., Ltd. | LP Cage 8DEG 11x27x11mm | BN81127 | Standalone | DE0508559 | As per HSA registered indication(s)
Orthopaedics | Spine - Thoracolumbar (TL) and sacral surgery | TL interbody cage | TL interbody core - Non-integrated | Medyssey Co., Ltd. | LP Cage 8DEG 12x27x11mm | BN81227 | Standalone | DE0508559 | As per HSA registered indication(s)
Orthopaedics | Spine - Thoracolumbar (TL) and sacral surgery | TL interbody cage | TL interbody core - Non-integrated | Medyssey Co., Ltd. | LP Cage 8DEG 13x27x11mm | BN81327 | Standalone | DE0508559 | As per HSA registered indication(s)
Orthopaedics | Spine - Thoracolumbar (TL) and sacral surgery | TL interbody cage | TL interbody core - Non-integrated | Medyssey Co., Ltd. | LP Cage 8DEG 14x27x11mm | BN81427 | Standalone | DE0508559 | As per HSA registered indication(s)
Orthopaedics | Spine - Thoracolumbar (TL) and sacral surgery | TL interbody cage | TL interbody core - Non-integrated | Medyssey Co., Ltd. | LP Cage 4DEG 9x30x11mm | BN40930 | Standalone | DE0508558 | As per HSA registered indication(s)
Orthopaedics | Spine - Thoracolumbar (TL) and sacral surgery | TL interbody cage | TL interbody core - Non-integrated | Medyssey Co., Ltd. | LP Cage 4DEG 10x30x11mm | BN41030 | Standalone | DE0508558 | As per HSA registered indication(s)
Orthopaedics | Spine - Thoracolumbar (TL) and sacral surgery | TL interbody cage | TL interbody core - Non-integrated | Medyssey Co., Ltd. | LP Cage 4DEG 11x30x11mm | BN41130 | Standalone | DE0508558 | As per HSA registered indication(s)
Orthopaedics | Spine - Thoracolumbar (TL) and sacral surgery | TL interbody cage | TL interbody core - Non-integrated | Medyssey Co., Ltd. | LP Cage 4DEG 12x30x11mm | BN41230 | Standalone | DE0508558 | As per HSA registered indication(s)
Orthopaedics | Spine - Thoracolumbar (TL) and sacral surgery | TL interbody cage | TL interbody core - Non-integrated | Medyssey Co., Ltd. | LP Cage 4DEG 13x30x11mm | BN41330 | Standalone | DE0508558 | As per HSA registered indication(s)
Orthopaedics | Spine - Thoracolumbar (TL) and sacral surgery | TL interbody cage | TL interbody core - Non-integrated | Medyssey Co., Ltd. | LP Cage 4DEG 14x30x11mm | BN41430 | Standalone | DE0508558 | As per HSA registered indication(s)
Orthopaedics | Spine - Thoracolumbar (TL) and sacral surgery | TL interbody cage | TL interbody core - Non-integrated | Medyssey Co., Ltd. | LP Cage 8DEG 10x30x11mm | BN81030 | Standalone | DE0508558 | As per HSA registered indication(s)
Orthopaedics | Spine - Thoracolumbar (TL) and sacral surgery | TL interbody cage | TL interbody core - Non-integrated | Medyssey Co., Ltd. | LP Cage 8DEG 11x30x11mm | BN81130 | Standalone | DE0508558 | As per HSA registered indication(s)
Orthopaedics | Spine - Thoracolumbar (TL) and sacral surgery | TL interbody cage | TL interbody core - Non-integrated | Medyssey Co., Ltd. | LP Cage 8DEG 12x30x11mm | BN81230 | Standalone | DE0508558 | As per HSA registered indication(s)
Orthopaedics | Spine - Thoracolumbar (TL) and sacral surgery | TL interbody cage | TL interbody core - Non-integrated | Medyssey Co., Ltd. | LP Cage 8DEG 13x30x11mm | BN81330 | Standalone | DE0508558 | As per HSA registered indication(s)
Orthopaedics | Spine - Thoracolumbar (TL) and sacral surgery | TL interbody cage | TL interbody core - Non-integrated | Medyssey Co., Ltd. | LP Cage 8DEG 14x30x11mm | BN81430 | Standalone | DE0508558 | As per HSA registered indication(s)
Orthopaedics | Spine - Thoracolumbar (TL) and sacral surgery | TL and sacral fusion and fixation implant | TL pedicle screw - Shank, tulip | Medyssey Co., Ltd. | Iliad Spinal System Mono axial screw 4.0x20mm | MO4020 | Standalone | DE0508526 | As per HSA registered indication(s) except for radiolucent implants which should be used as follows:  in patients with primary or metastatic spinal tumours who would benefit from post-operative high dose high precision beam therapy upon appropriate and stringent patient selection;  Patient selection should be done via standardised assessment such as the neurological-oncological-mechanical systemic (NOMS) framework; and  The assessment should be carried out by a multidisciplinary team (MDT), which may be inclusive of, but not limited to, radiation oncologists, spine surgeons and interventional radiologists, among others.
Orthopaedics | Spine - Thoracolumbar (TL) and sacral surgery | TL and sacral fusion and fixation implant | TL pedicle screw - Shank, tulip | Medyssey Co., Ltd. | Iliad Spinal System Mono axial screw 4.0x25mm | MO4025 | Standalone | DE0508526 | As per HSA registered indication(s) except for radiolucent implants which should be used as follows:  in patients with primary or metastatic spinal tumours who would benefit from post-operative high dose high precision beam therapy upon appropriate and stringent patient selection;  Patient selection should be done via standardised assessment such as the neurological-oncological-mechanical systemic (NOMS) framework; and  The assessment should be carried out by a multidisciplinary team (MDT), which may be inclusive of, but not limited to, radiation oncologists, spine surgeons and interventional radiologists, among others.
Orthopaedics | Spine - Thoracolumbar (TL) and sacral surgery | TL and sacral fusion and fixation implant | TL pedicle screw - Shank, tulip | Medyssey Co., Ltd. | Iliad Spinal System Mono axial screw 4.0x30mm | MO4030 | Standalone | DE0508526 | As per HSA registered indication(s) except for radiolucent implants which should be used as follows:  in patients with primary or metastatic spinal tumours who would benefit from post-operative high dose high precision beam therapy upon appropriate and stringent patient selection;  Patient selection should be done via standardised assessment such as the neurological-oncological-mechanical systemic (NOMS) framework; and  The assessment should be carried out by a multidisciplinary team (MDT), which may be inclusive of, but not limited to, radiation oncologists, spine surgeons and interventional radiologists, among others.
Orthopaedics | Spine - Thoracolumbar (TL) and sacral surgery | TL and sacral fusion and fixation implant | TL pedicle screw - Shank, tulip | Medyssey Co., Ltd. | Iliad Spinal System Mono axial screw 4.0x35mm | MO4035 | Standalone | DE0508526 | As per HSA registered indication(s) except for radiolucent implants which should be used as follows:  in patients with primary or metastatic spinal tumours who would benefit from post-operative high dose high precision beam therapy upon appropriate and stringent patient selection;  Patient selection should be done via standardised assessment such as the neurological-oncological-mechanical systemic (NOMS) framework; and  The assessment should be carried out by a multidisciplinary team (MDT), which may be inclusive of, but not limited to, radiation oncologists, spine surgeons and interventional radiologists, among others.
Orthopaedics | Spine - Thoracolumbar (TL) and sacral surgery | TL and sacral fusion and fixation implant | TL pedicle screw - Shank, tulip | Medyssey Co., Ltd. | Iliad Spinal System Mono axial screw 4.0x40mm | MO4040 | Standalone | DE0508526 | As per HSA registered indication(s) except for radiolucent implants which should be used as follows:  in patients with primary or metastatic spinal tumours who would benefit from post-operative high dose high precision beam therapy upon appropriate and stringent patient selection;  Patient selection should be done via standardised assessment such as the neurological-oncological-mechanical systemic (NOMS) framework; and  The assessment should be carried out by a multidisciplinary team (MDT), which may be inclusive of, but not limited to, radiation oncologists, spine surgeons and interventional radiologists, among others.
Orthopaedics | Spine - Thoracolumbar (TL) and sacral surgery | TL and sacral fusion and fixation implant | TL pedicle screw - Shank, tulip | Medyssey Co., Ltd. | Iliad Spinal System Mono axial screw 4.5x20mm | MO4520 | Standalone | DE0508526 | As per HSA registered indication(s) except for radiolucent implants which should be used as follows:  in patients with primary or metastatic spinal tumours who would benefit from post-operative high dose high precision beam therapy upon appropriate and stringent patient selection;  Patient selection should be done via standardised assessment such as the neurological-oncological-mechanical systemic (NOMS) framework; and  The assessment should be carried out by a multidisciplinary team (MDT), which may be inclusive of, but not limited to, radiation oncologists, spine surgeons and interventional radiologists, among others.
Orthopaedics | Spine - Thoracolumbar (TL) and sacral surgery | TL and sacral fusion and fixation implant | TL pedicle screw - Shank, tulip | Medyssey Co., Ltd. | Iliad Spinal System Mono axial screw 4.5x25mm | MO4525 | Standalone | DE0508526 | As per HSA registered indication(s) except for radiolucent implants which should be used as follows:  in patients with primary or metastatic spinal tumours who would benefit from post-operative high dose high precision beam therapy upon appropriate and stringent patient selection;  Patient selection should be done via standardised assessment such as the neurological-oncological-mechanical systemic (NOMS) framework; and  The assessment should be carried out by a multidisciplinary team (MDT), which may be inclusive of, but not limited to, radiation oncologists, spine surgeons and interventional radiologists, among others.
Orthopaedics | Spine - Thoracolumbar (TL) and sacral surgery | TL and sacral fusion and fixation implant | TL pedicle screw - Shank, tulip | Medyssey Co., Ltd. | Iliad Spinal System Mono axial screw 4.5x30mm | MO4530 | Standalone | DE0508526 | As per HSA registered indication(s) except for radiolucent implants which should be used as follows:  in patients with primary or metastatic spinal tumours who would benefit from post-operative high dose high precision beam therapy upon appropriate and stringent patient selection;  Patient selection should be done via standardised assessment such as the neurological-oncological-mechanical systemic (NOMS) framework; and  The assessment should be carried out by a multidisciplinary team (MDT), which may be inclusive of, but not limited to, radiation oncologists, spine surgeons and interventional radiologists, among others.
Orthopaedics | Spine - Thoracolumbar (TL) and sacral surgery | TL and sacral fusion and fixation implant | TL pedicle screw - Shank, tulip | Medyssey Co., Ltd. | Iliad Spinal System Mono axial screw 4.5x35mm | MO4535 | Standalone | DE0508526 | As per HSA registered indication(s) except for radiolucent implants which should be used as follows:  in patients with primary or metastatic spinal tumours who would benefit from post-operative high dose high precision beam therapy upon appropriate and stringent patient selection;  Patient selection should be done via standardised assessment such as the neurological-oncological-mechanical systemic (NOMS) framework; and  The assessment should be carried out by a multidisciplinary team (MDT), which may be inclusive of, but not limited to, radiation oncologists, spine surgeons and interventional radiologists, among others.
Orthopaedics | Spine - Thoracolumbar (TL) and sacral surgery | TL and sacral fusion and fixation implant | TL pedicle screw - Shank, tulip | Medyssey Co., Ltd. | Iliad Spinal System Mono axial screw 4.5x40mm | MO4540 | Standalone | DE0508526 | As per HSA registered indication(s) except for radiolucent implants which should be used as follows:  in patients with primary or metastatic spinal tumours who would benefit from post-operative high dose high precision beam therapy upon appropriate and stringent patient selection;  Patient selection should be done via standardised assessment such as the neurological-oncological-mechanical systemic (NOMS) framework; and  The assessment should be carried out by a multidisciplinary team (MDT), which may be inclusive of, but not limited to, radiation oncologists, spine surgeons and interventional radiologists, among others.
Orthopaedics | Spine - Thoracolumbar (TL) and sacral surgery | TL and sacral fusion and fixation implant | TL pedicle screw - Shank, tulip | Medyssey Co., Ltd. | Iliad Spinal System Mono axial screw 4.5x45mm | MO4545 | Standalone | DE0508526 | As per HSA registered indication(s) except for radiolucent implants which should be used as follows:  in patients with primary or metastatic spinal tumours who would benefit from post-operative high dose high precision beam therapy upon appropriate and stringent patient selection;  Patient selection should be done via standardised assessment such as the neurological-oncological-mechanical systemic (NOMS) framework; and  The assessment should be carried out by a multidisciplinary team (MDT), which may be inclusive of, but not limited to, radiation oncologists, spine surgeons and interventional radiologists, among others.
Orthopaedics | Spine - Thoracolumbar (TL) and sacral surgery | TL and sacral fusion and fixation implant | TL pedicle screw - Shank, tulip | Medyssey Co., Ltd. | Iliad Spinal System Mono axial screw 4.5x50mm | MO4550 | Standalone | DE0508526 | As per HSA registered indication(s) except for radiolucent implants which should be used as follows:  in patients with primary or metastatic spinal tumours who would benefit from post-operative high dose high precision beam therapy upon appropriate and stringent patient selection;  Patient selection should be done via standardised assessment such as the neurological-oncological-mechanical systemic (NOMS) framework; and  The assessment should be carried out by a multidisciplinary team (MDT), which may be inclusive of, but not limited to, radiation oncologists, spine surgeons and interventional radiologists, among others.
Orthopaedics | Spine - Thoracolumbar (TL) and sacral surgery | TL and sacral fusion and fixation implant | TL pedicle screw - Shank, tulip | Medyssey Co., Ltd. | Iliad Spinal System Mono axial screw 4.5x55mm | MO4555 | Standalone | DE0508526 | As per HSA registered indication(s) except for radiolucent implants which should be used as follows:  in patients with primary or metastatic spinal tumours who would benefit from post-operative high dose high precision beam therapy upon appropriate and stringent patient selection;  Patient selection should be done via standardised assessment such as the neurological-oncological-mechanical systemic (NOMS) framework; and  The assessment should be carried out by a multidisciplinary team (MDT), which may be inclusive of, but not limited to, radiation oncologists, spine surgeons and interventional radiologists, among others.
Orthopaedics | Spine - Thoracolumbar (TL) and sacral surgery | TL and sacral fusion and fixation implant | TL pedicle screw - Shank, tulip | Medyssey Co., Ltd. | Iliad Spinal System Mono axial screw 4.5x60mm | MO4560 | Standalone | DE0508526 | As per HSA registered indication(s) except for radiolucent implants which should be used as follows:  in patients with primary or metastatic spinal tumours who would benefit from post-operative high dose high precision beam therapy upon appropriate and stringent patient selection;  Patient selection should be done via standardised assessment such as the neurological-oncological-mechanical systemic (NOMS) framework; and  The assessment should be carried out by a multidisciplinary team (MDT), which may be inclusive of, but not limited to, radiation oncologists, spine surgeons and interventional radiologists, among others.
Orthopaedics | Spine - Thoracolumbar (TL) and sacral surgery | TL and sacral fusion and fixation implant | TL pedicle screw - Shank, tulip | Medyssey Co., Ltd. | Iliad Spinal System Mono axial screw 5.0x20mm | MO5020 | Standalone | DE0508526 | As per HSA registered indication(s) except for radiolucent implants which should be used as follows:  in patients with primary or metastatic spinal tumours who would benefit from post-operative high dose high precision beam therapy upon appropriate and stringent patient selection;  Patient selection should be done via standardised assessment such as the neurological-oncological-mechanical systemic (NOMS) framework; and  The assessment should be carried out by a multidisciplinary team (MDT), which may be inclusive of, but not limited to, radiation oncologists, spine surgeons and interventional radiologists, among others.
Orthopaedics | Spine - Thoracolumbar (TL) and sacral surgery | TL and sacral fusion and fixation implant | TL pedicle screw - Shank, tulip | Medyssey Co., Ltd. | Iliad Spinal System Mono axial screw 5.0x25mm | MO5025 | Standalone | DE0508526 | As per HSA registered indication(s) except for radiolucent implants which should be used as follows:  in patients with primary or metastatic spinal tumours who would benefit from post-operative high dose high precision beam therapy upon appropriate and stringent patient selection;  Patient selection should be done via standardised assessment such as the neurological-oncological-mechanical systemic (NOMS) framework; and  The assessment should be carried out by a multidisciplinary team (MDT), which may be inclusive of, but not limited to, radiation oncologists, spine surgeons and interventional radiologists, among others.
Orthopaedics | Spine - Thoracolumbar (TL) and sacral surgery | TL and sacral fusion and fixation implant | TL pedicle screw - Shank, tulip | Medyssey Co., Ltd. | Iliad Spinal System Mono axial screw 5.0x30mm | MO5030 | Standalone | DE0508526 | As per HSA registered indication(s) except for radiolucent implants which should be used as follows:  in patients with primary or metastatic spinal tumours who would benefit from post-operative high dose high precision beam therapy upon appropriate and stringent patient selection;  Patient selection should be done via standardised assessment such as the neurological-oncological-mechanical systemic (NOMS) framework; and  The assessment should be carried out by a multidisciplinary team (MDT), which may be inclusive of, but not limited to, radiation oncologists, spine surgeons and interventional radiologists, among others.
Orthopaedics | Spine - Thoracolumbar (TL) and sacral surgery | TL and sacral fusion and fixation implant | TL pedicle screw - Shank, tulip | Medyssey Co., Ltd. | Iliad Spinal System Mono axial screw 5.0x35mm | MO5035 | Standalone | DE0508526 | As per HSA registered indication(s) except for radiolucent implants which should be used as follows:  in patients with primary or metastatic spinal tumours who would benefit from post-operative high dose high precision beam therapy upon appropriate and stringent patient selection;  Patient selection should be done via standardised assessment such as the neurological-oncological-mechanical systemic (NOMS) framework; and  The assessment should be carried out by a multidisciplinary team (MDT), which may be inclusive of, but not limited to, radiation oncologists, spine surgeons and interventional radiologists, among others.
Orthopaedics | Spine - Thoracolumbar (TL) and sacral surgery | TL and sacral fusion and fixation implant | TL pedicle screw - Shank, tulip | Medyssey Co., Ltd. | Iliad Spinal System Mono axial screw 5.0x40mm | MO5040 | Standalone | DE0508526 | As per HSA registered indication(s) except for radiolucent implants which should be used as follows:  in patients with primary or metastatic spinal tumours who would benefit from post-operative high dose high precision beam therapy upon appropriate and stringent patient selection;  Patient selection should be done via standardised assessment such as the neurological-oncological-mechanical systemic (NOMS) framework; and  The assessment should be carried out by a multidisciplinary team (MDT), which may be inclusive of, but not limited to, radiation oncologists, spine surgeons and interventional radiologists, among others.
Orthopaedics | Spine - Thoracolumbar (TL) and sacral surgery | TL and sacral fusion and fixation implant | TL pedicle screw - Shank, tulip | Medyssey Co., Ltd. | Iliad Spinal System Mono axial screw 5.0x45mm | MO5045 | Standalone | DE0508526 | As per HSA registered indication(s) except for radiolucent implants which should be used as follows:  in patients with primary or metastatic spinal tumours who would benefit from post-operative high dose high precision beam therapy upon appropriate and stringent patient selection;  Patient selection should be done via standardised assessment such as the neurological-oncological-mechanical systemic (NOMS) framework; and  The assessment should be carried out by a multidisciplinary team (MDT), which may be inclusive of, but not limited to, radiation oncologists, spine surgeons and interventional radiologists, among others.
Orthopaedics | Spine - Thoracolumbar (TL) and sacral surgery | TL and sacral fusion and fixation implant | TL pedicle screw - Shank, tulip | Medyssey Co., Ltd. | Iliad Spinal System Mono axial screw 5.0x50mm | MO5050 | Standalone | DE0508526 | As per HSA registered indication(s) except for radiolucent implants which should be used as follows:  in patients with primary or metastatic spinal tumours who would benefit from post-operative high dose high precision beam therapy upon appropriate and stringent patient selection;  Patient selection should be done via standardised assessment such as the neurological-oncological-mechanical systemic (NOMS) framework; and  The assessment should be carried out by a multidisciplinary team (MDT), which may be inclusive of, but not limited to, radiation oncologists, spine surgeons and interventional radiologists, among others.
Orthopaedics | Spine - Thoracolumbar (TL) and sacral surgery | TL and sacral fusion and fixation implant | TL pedicle screw - Shank, tulip | Medyssey Co., Ltd. | Iliad Spinal System Mono axial screw 5.0x55mm | MO5055 | Standalone | DE0508526 | As per HSA registered indication(s) except for radiolucent implants which should be used as follows:  in patients with primary or metastatic spinal tumours who would benefit from post-operative high dose high precision beam therapy upon appropriate and stringent patient selection;  Patient selection should be done via standardised assessment such as the neurological-oncological-mechanical systemic (NOMS) framework; and  The assessment should be carried out by a multidisciplinary team (MDT), which may be inclusive of, but not limited to, radiation oncologists, spine surgeons and interventional radiologists, among others.
Orthopaedics | Spine - Thoracolumbar (TL) and sacral surgery | TL and sacral fusion and fixation implant | TL pedicle screw - Shank, tulip | Medyssey Co., Ltd. | Iliad Spinal System Mono axial screw 5.0x60mm | MO5060 | Standalone | DE0508526 | As per HSA registered indication(s) except for radiolucent implants which should be used as follows:  in patients with primary or metastatic spinal tumours who would benefit from post-operative high dose high precision beam therapy upon appropriate and stringent patient selection;  Patient selection should be done via standardised assessment such as the neurological-oncological-mechanical systemic (NOMS) framework; and  The assessment should be carried out by a multidisciplinary team (MDT), which may be inclusive of, but not limited to, radiation oncologists, spine surgeons and interventional radiologists, among others.
Orthopaedics | Spine - Thoracolumbar (TL) and sacral surgery | TL and sacral fusion and fixation implant | TL pedicle screw - Shank, tulip | Medyssey Co., Ltd. | Iliad Spinal System Mono axial screw 5.5x20mm | MO5520 | Standalone | DE0508526 | As per HSA registered indication(s) except for radiolucent implants which should be used as follows:  in patients with primary or metastatic spinal tumours who would benefit from post-operative high dose high precision beam therapy upon appropriate and stringent patient selection;  Patient selection should be done via standardised assessment such as the neurological-oncological-mechanical systemic (NOMS) framework; and  The assessment should be carried out by a multidisciplinary team (MDT), which may be inclusive of, but not limited to, radiation oncologists, spine surgeons and interventional radiologists, among others.
Orthopaedics | Spine - Thoracolumbar (TL) and sacral surgery | TL and sacral fusion and fixation implant | TL pedicle screw - Shank, tulip | Medyssey Co., Ltd. | Iliad Spinal System Mono axial screw 5.5x25mm | MO5525 | Standalone | DE0508526 | As per HSA registered indication(s) except for radiolucent implants which should be used as follows:  in patients with primary or metastatic spinal tumours who would benefit from post-operative high dose high precision beam therapy upon appropriate and stringent patient selection;  Patient selection should be done via standardised assessment such as the neurological-oncological-mechanical systemic (NOMS) framework; and  The assessment should be carried out by a multidisciplinary team (MDT), which may be inclusive of, but not limited to, radiation oncologists, spine surgeons and interventional radiologists, among others.
Orthopaedics | Spine - Thoracolumbar (TL) and sacral surgery | TL and sacral fusion and fixation implant | TL pedicle screw - Shank, tulip | Medyssey Co., Ltd. | Iliad Spinal System Mono axial screw 5.5x30mm | MO5530 | Standalone | DE0508526 | As per HSA registered indication(s) except for radiolucent implants which should be used as follows:  in patients with primary or metastatic spinal tumours who would benefit from post-operative high dose high precision beam therapy upon appropriate and stringent patient selection;  Patient selection should be done via standardised assessment such as the neurological-oncological-mechanical systemic (NOMS) framework; and  The assessment should be carried out by a multidisciplinary team (MDT), which may be inclusive of, but not limited to, radiation oncologists, spine surgeons and interventional radiologists, among others.
Orthopaedics | Spine - Thoracolumbar (TL) and sacral surgery | TL and sacral fusion and fixation implant | TL pedicle screw - Shank, tulip | Medyssey Co., Ltd. | Iliad Spinal System Mono axial screw 5.5x35mm | MO5535 | Standalone | DE0508526 | As per HSA registered indication(s) except for radiolucent implants which should be used as follows:  in patients with primary or metastatic spinal tumours who would benefit from post-operative high dose high precision beam therapy upon appropriate and stringent patient selection;  Patient selection should be done via standardised assessment such as the neurological-oncological-mechanical systemic (NOMS) framework; and  The assessment should be carried out by a multidisciplinary team (MDT), which may be inclusive of, but not limited to, radiation oncologists, spine surgeons and interventional radiologists, among others.
Orthopaedics | Spine - Thoracolumbar (TL) and sacral surgery | TL and sacral fusion and fixation implant | TL pedicle screw - Shank, tulip | Medyssey Co., Ltd. | Iliad Spinal System Mono axial screw 5.5x40mm | MO5540 | Standalone | DE0508526 | As per HSA registered indication(s) except for radiolucent implants which should be used as follows:  in patients with primary or metastatic spinal tumours who would benefit from post-operative high dose high precision beam therapy upon appropriate and stringent patient selection;  Patient selection should be done via standardised assessment such as the neurological-oncological-mechanical systemic (NOMS) framework; and  The assessment should be carried out by a multidisciplinary team (MDT), which may be inclusive of, but not limited to, radiation oncologists, spine surgeons and interventional radiologists, among others.
Orthopaedics | Spine - Thoracolumbar (TL) and sacral surgery | TL and sacral fusion and fixation implant | TL pedicle screw - Shank, tulip | Medyssey Co., Ltd. | Iliad Spinal System Mono axial screw 5.5x45mm | MO5545 | Standalone | DE0508526 | As per HSA registered indication(s) except for radiolucent implants which should be used as follows:  in patients with primary or metastatic spinal tumours who would benefit from post-operative high dose high precision beam therapy upon appropriate and stringent patient selection;  Patient selection should be done via standardised assessment such as the neurological-oncological-mechanical systemic (NOMS) framework; and  The assessment should be carried out by a multidisciplinary team (MDT), which may be inclusive of, but not limited to, radiation oncologists, spine surgeons and interventional radiologists, among others.
Orthopaedics | Spine - Thoracolumbar (TL) and sacral surgery | TL and sacral fusion and fixation implant | TL pedicle screw - Shank, tulip | Medyssey Co., Ltd. | Iliad Spinal System Mono axial screw 5.5x50mm | MO5550 | Standalone | DE0508526 | As per HSA registered indication(s) except for radiolucent implants which should be used as follows:  in patients with primary or metastatic spinal tumours who would benefit from post-operative high dose high precision beam therapy upon appropriate and stringent patient selection;  Patient selection should be done via standardised assessment such as the neurological-oncological-mechanical systemic (NOMS) framework; and  The assessment should be carried out by a multidisciplinary team (MDT), which may be inclusive of, but not limited to, radiation oncologists, spine surgeons and interventional radiologists, among others.
Orthopaedics | Spine - Thoracolumbar (TL) and sacral surgery | TL and sacral fusion and fixation implant | TL pedicle screw - Shank, tulip | Medyssey Co., Ltd. | Iliad Spinal System Mono axial screw 5.5x55mm | MO5555 | Standalone | DE0508526 | As per HSA registered indication(s) except for radiolucent implants which should be used as follows:  in patients with primary or metastatic spinal tumours who would benefit from post-operative high dose high precision beam therapy upon appropriate and stringent patient selection;  Patient selection should be done via standardised assessment such as the neurological-oncological-mechanical systemic (NOMS) framework; and  The assessment should be carried out by a multidisciplinary team (MDT), which may be inclusive of, but not limited to, radiation oncologists, spine surgeons and interventional radiologists, among others.
Orthopaedics | Spine - Thoracolumbar (TL) and sacral surgery | TL and sacral fusion and fixation implant | TL pedicle screw - Shank, tulip | Medyssey Co., Ltd. | Iliad Spinal System Mono axial screw 5.5x60mm | MO5560 | Standalone | DE0508526 | As per HSA registered indication(s) except for radiolucent implants which should be used as follows:  in patients with primary or metastatic spinal tumours who would benefit from post-operative high dose high precision beam therapy upon appropriate and stringent patient selection;  Patient selection should be done via standardised assessment such as the neurological-oncological-mechanical systemic (NOMS) framework; and  The assessment should be carried out by a multidisciplinary team (MDT), which may be inclusive of, but not limited to, radiation oncologists, spine surgeons and interventional radiologists, among others.
Orthopaedics | Spine - Thoracolumbar (TL) and sacral surgery | TL and sacral fusion and fixation implant | TL pedicle screw - Shank, tulip | Medyssey Co., Ltd. | Iliad Spinal System Mono axial screw 5.5x65mm | MO5565 | Standalone | DE0508526 | As per HSA registered indication(s) except for radiolucent implants which should be used as follows:  in patients with primary or metastatic spinal tumours who would benefit from post-operative high dose high precision beam therapy upon appropriate and stringent patient selection;  Patient selection should be done via standardised assessment such as the neurological-oncological-mechanical systemic (NOMS) framework; and  The assessment should be carried out by a multidisciplinary team (MDT), which may be inclusive of, but not limited to, radiation oncologists, spine surgeons and interventional radiologists, among others.
Orthopaedics | Spine - Thoracolumbar (TL) and sacral surgery | TL and sacral fusion and fixation implant | TL pedicle screw - Shank, tulip | Medyssey Co., Ltd. | Iliad Spinal System Mono axial screw 5.5x70mm | MO5570 | Standalone | DE0508526 | As per HSA registered indication(s) except for radiolucent implants which should be used as follows:  in patients with primary or metastatic spinal tumours who would benefit from post-operative high dose high precision beam therapy upon appropriate and stringent patient selection;  Patient selection should be done via standardised assessment such as the neurological-oncological-mechanical systemic (NOMS) framework; and  The assessment should be carried out by a multidisciplinary team (MDT), which may be inclusive of, but not limited to, radiation oncologists, spine surgeons and interventional radiologists, among others.
Orthopaedics | Spine - Thoracolumbar (TL) and sacral surgery | TL and sacral fusion and fixation implant | TL pedicle screw - Shank, tulip | Medyssey Co., Ltd. | Iliad Spinal System Mono axial screw 6.5x25mm | MO6525 | Standalone | DE0508526 | As per HSA registered indication(s) except for radiolucent implants which should be used as follows:  in patients with primary or metastatic spinal tumours who would benefit from post-operative high dose high precision beam therapy upon appropriate and stringent patient selection;  Patient selection should be done via standardised assessment such as the neurological-oncological-mechanical systemic (NOMS) framework; and  The assessment should be carried out by a multidisciplinary team (MDT), which may be inclusive of, but not limited to, radiation oncologists, spine surgeons and interventional radiologists, among others.
Orthopaedics | Spine - Thoracolumbar (TL) and sacral surgery | TL and sacral fusion and fixation implant | TL pedicle screw - Shank, tulip | Medyssey Co., Ltd. | Iliad Spinal System Mono axial screw 6.5x30mm | MO6530 | Standalone | DE0508526 | As per HSA registered indication(s) except for radiolucent implants which should be used as follows:  in patients with primary or metastatic spinal tumours who would benefit from post-operative high dose high precision beam therapy upon appropriate and stringent patient selection;  Patient selection should be done via standardised assessment such as the neurological-oncological-mechanical systemic (NOMS) framework; and  The assessment should be carried out by a multidisciplinary team (MDT), which may be inclusive of, but not limited to, radiation oncologists, spine surgeons and interventional radiologists, among others.
Orthopaedics | Spine - Thoracolumbar (TL) and sacral surgery | TL and sacral fusion and fixation implant | TL pedicle screw - Shank, tulip | Medyssey Co., Ltd. | Iliad Spinal System Mono axial screw 6.5x35mm | MO6535 | Standalone | DE0508526 | As per HSA registered indication(s) except for radiolucent implants which should be used as follows:  in patients with primary or metastatic spinal tumours who would benefit from post-operative high dose high precision beam therapy upon appropriate and stringent patient selection;  Patient selection should be done via standardised assessment such as the neurological-oncological-mechanical systemic (NOMS) framework; and  The assessment should be carried out by a multidisciplinary team (MDT), which may be inclusive of, but not limited to, radiation oncologists, spine surgeons and interventional radiologists, among others.
Orthopaedics | Spine - Thoracolumbar (TL) and sacral surgery | TL and sacral fusion and fixation implant | TL pedicle screw - Shank, tulip | Medyssey Co., Ltd. | Iliad Spinal System Mono axial screw 6.5x40mm | MO6540 | Standalone | DE0508526 | As per HSA registered indication(s) except for radiolucent implants which should be used as follows:  in patients with primary or metastatic spinal tumours who would benefit from post-operative high dose high precision beam therapy upon appropriate and stringent patient selection;  Patient selection should be done via standardised assessment such as the neurological-oncological-mechanical systemic (NOMS) framework; and  The assessment should be carried out by a multidisciplinary team (MDT), which may be inclusive of, but not limited to, radiation oncologists, spine surgeons and interventional radiologists, among others.
Orthopaedics | Spine - Thoracolumbar (TL) and sacral surgery | TL and sacral fusion and fixation implant | TL pedicle screw - Shank, tulip | Medyssey Co., Ltd. | Iliad Spinal System Mono axial screw 6.5x45mm | MO6545 | Standalone | DE0508526 | As per HSA registered indication(s) except for radiolucent implants which should be used as follows:  in patients with primary or metastatic spinal tumours who would benefit from post-operative high dose high precision beam therapy upon appropriate and stringent patient selection;  Patient selection should be done via standardised assessment such as the neurological-oncological-mechanical systemic (NOMS) framework; and  The assessment should be carried out by a multidisciplinary team (MDT), which may be inclusive of, but not limited to, radiation oncologists, spine surgeons and interventional radiologists, among others.
Orthopaedics | Spine - Thoracolumbar (TL) and sacral surgery | TL and sacral fusion and fixation implant | TL pedicle screw - Shank, tulip | Medyssey Co., Ltd. | Iliad Spinal System Mono axial screw 6.5x50mm | MO6550 | Standalone | DE0508526 | As per HSA registered indication(s) except for radiolucent implants which should be used as follows:  in patients with primary or metastatic spinal tumours who would benefit from post-operative high dose high precision beam therapy upon appropriate and stringent patient selection;  Patient selection should be done via standardised assessment such as the neurological-oncological-mechanical systemic (NOMS) framework; and  The assessment should be carried out by a multidisciplinary team (MDT), which may be inclusive of, but not limited to, radiation oncologists, spine surgeons and interventional radiologists, among others.
Orthopaedics | Spine - Thoracolumbar (TL) and sacral surgery | TL and sacral fusion and fixation implant | TL pedicle screw - Shank, tulip | Medyssey Co., Ltd. | Iliad Spinal System Mono axial screw 6.5x55mm | MO6555 | Standalone | DE0508526 | As per HSA registered indication(s) except for radiolucent implants which should be used as follows:  in patients with primary or metastatic spinal tumours who would benefit from post-operative high dose high precision beam therapy upon appropriate and stringent patient selection;  Patient selection should be done via standardised assessment such as the neurological-oncological-mechanical systemic (NOMS) framework; and  The assessment should be carried out by a multidisciplinary team (MDT), which may be inclusive of, but not limited to, radiation oncologists, spine surgeons and interventional radiologists, among others.
Orthopaedics | Spine - Thoracolumbar (TL) and sacral surgery | TL and sacral fusion and fixation implant | TL pedicle screw - Shank, tulip | Medyssey Co., Ltd. | Iliad Spinal System Mono axial screw 6.5x60mm | MO6560 | Standalone | DE0508526 | As per HSA registered indication(s) except for radiolucent implants which should be used as follows:  in patients with primary or metastatic spinal tumours who would benefit from post-operative high dose high precision beam therapy upon appropriate and stringent patient selection;  Patient selection should be done via standardised assessment such as the neurological-oncological-mechanical systemic (NOMS) framework; and  The assessment should be carried out by a multidisciplinary team (MDT), which may be inclusive of, but not limited to, radiation oncologists, spine surgeons and interventional radiologists, among others.
Orthopaedics | Spine - Thoracolumbar (TL) and sacral surgery | TL and sacral fusion and fixation implant | TL pedicle screw - Shank, tulip | Medyssey Co., Ltd. | Iliad Spinal System Mono axial screw 6.5x65mm | MO6565 | Standalone | DE0508526 | As per HSA registered indication(s) except for radiolucent implants which should be used as follows:  in patients with primary or metastatic spinal tumours who would benefit from post-operative high dose high precision beam therapy upon appropriate and stringent patient selection;  Patient selection should be done via standardised assessment such as the neurological-oncological-mechanical systemic (NOMS) framework; and  The assessment should be carried out by a multidisciplinary team (MDT), which may be inclusive of, but not limited to, radiation oncologists, spine surgeons and interventional radiologists, among others.
Orthopaedics | Spine - Thoracolumbar (TL) and sacral surgery | TL and sacral fusion and fixation implant | TL pedicle screw - Shank, tulip | Medyssey Co., Ltd. | Iliad Spinal System Mono axial screw 6.5x70mm | MO6570 | Standalone | DE0508526 | As per HSA registered indication(s) except for radiolucent implants which should be used as follows:  in patients with primary or metastatic spinal tumours who would benefit from post-operative high dose high precision beam therapy upon appropriate and stringent patient selection;  Patient selection should be done via standardised assessment such as the neurological-oncological-mechanical systemic (NOMS) framework; and  The assessment should be carried out by a multidisciplinary team (MDT), which may be inclusive of, but not limited to, radiation oncologists, spine surgeons and interventional radiologists, among others.
Orthopaedics | Spine - Thoracolumbar (TL) and sacral surgery | TL and sacral fusion and fixation implant | TL pedicle screw - Shank, tulip | Medyssey Co., Ltd. | Iliad Spinal System Mono axial screw 7.5x30mm | MO7530 | Standalone | DE0508526 | As per HSA registered indication(s) except for radiolucent implants which should be used as follows:  in patients with primary or metastatic spinal tumours who would benefit from post-operative high dose high precision beam therapy upon appropriate and stringent patient selection;  Patient selection should be done via standardised assessment such as the neurological-oncological-mechanical systemic (NOMS) framework; and  The assessment should be carried out by a multidisciplinary team (MDT), which may be inclusive of, but not limited to, radiation oncologists, spine surgeons and interventional radiologists, among others.
Orthopaedics | Spine - Thoracolumbar (TL) and sacral surgery | TL and sacral fusion and fixation implant | TL pedicle screw - Shank, tulip | Medyssey Co., Ltd. | Iliad Spinal System Mono axial screw 7.5x35mm | MO7535 | Standalone | DE0508526 | As per HSA registered indication(s) except for radiolucent implants which should be used as follows:  in patients with primary or metastatic spinal tumours who would benefit from post-operative high dose high precision beam therapy upon appropriate and stringent patient selection;  Patient selection should be done via standardised assessment such as the neurological-oncological-mechanical systemic (NOMS) framework; and  The assessment should be carried out by a multidisciplinary team (MDT), which may be inclusive of, but not limited to, radiation oncologists, spine surgeons and interventional radiologists, among others.
Orthopaedics | Spine - Thoracolumbar (TL) and sacral surgery | TL and sacral fusion and fixation implant | TL pedicle screw - Shank, tulip | Medyssey Co., Ltd. | Iliad Spinal System Mono axial screw 7.5x40mm | MO7540 | Standalone | DE0508526 | As per HSA registered indication(s) except for radiolucent implants which should be used as follows:  in patients with primary or metastatic spinal tumours who would benefit from post-operative high dose high precision beam therapy upon appropriate and stringent patient selection;  Patient selection should be done via standardised assessment such as the neurological-oncological-mechanical systemic (NOMS) framework; and  The assessment should be carried out by a multidisciplinary team (MDT), which may be inclusive of, but not limited to, radiation oncologists, spine surgeons and interventional radiologists, among others.
Orthopaedics | Spine - Thoracolumbar (TL) and sacral surgery | TL and sacral fusion and fixation implant | TL pedicle screw - Shank, tulip | Medyssey Co., Ltd. | Iliad Spinal System Mono axial screw 7.5x45mm | MO7545 | Standalone | DE0508526 | As per HSA registered indication(s) except for radiolucent implants which should be used as follows:  in patients with primary or metastatic spinal tumours who would benefit from post-operative high dose high precision beam therapy upon appropriate and stringent patient selection;  Patient selection should be done via standardised assessment such as the neurological-oncological-mechanical systemic (NOMS) framework; and  The assessment should be carried out by a multidisciplinary team (MDT), which may be inclusive of, but not limited to, radiation oncologists, spine surgeons and interventional radiologists, among others.
Orthopaedics | Spine - Thoracolumbar (TL) and sacral surgery | TL and sacral fusion and fixation implant | TL pedicle screw - Shank, tulip | Medyssey Co., Ltd. | Iliad Spinal System Mono axial screw 7.5x50mm | MO7550 | Standalone | DE0508526 | As per HSA registered indication(s) except for radiolucent implants which should be used as follows:  in patients with primary or metastatic spinal tumours who would benefit from post-operative high dose high precision beam therapy upon appropriate and stringent patient selection;  Patient selection should be done via standardised assessment such as the neurological-oncological-mechanical systemic (NOMS) framework; and  The assessment should be carried out by a multidisciplinary team (MDT), which may be inclusive of, but not limited to, radiation oncologists, spine surgeons and interventional radiologists, among others.
Orthopaedics | Spine - Thoracolumbar (TL) and sacral surgery | TL and sacral fusion and fixation implant | TL pedicle screw - Shank, tulip | Medyssey Co., Ltd. | Iliad Spinal System Mono axial screw 7.5x55mm | MO7555 | Standalone | DE0508526 | As per HSA registered indication(s) except for radiolucent implants which should be used as follows:  in patients with primary or metastatic spinal tumours who would benefit from post-operative high dose high precision beam therapy upon appropriate and stringent patient selection;  Patient selection should be done via standardised assessment such as the neurological-oncological-mechanical systemic (NOMS) framework; and  The assessment should be carried out by a multidisciplinary team (MDT), which may be inclusive of, but not limited to, radiation oncologists, spine surgeons and interventional radiologists, among others.
Orthopaedics | Spine - Thoracolumbar (TL) and sacral surgery | TL and sacral fusion and fixation implant | TL pedicle screw - Shank, tulip | Medyssey Co., Ltd. | Iliad Spinal System Mono axial screw 7.5x60mm | MO7560 | Standalone | DE0508526 | As per HSA registered indication(s) except for radiolucent implants which should be used as follows:  in patients with primary or metastatic spinal tumours who would benefit from post-operative high dose high precision beam therapy upon appropriate and stringent patient selection;  Patient selection should be done via standardised assessment such as the neurological-oncological-mechanical systemic (NOMS) framework; and  The assessment should be carried out by a multidisciplinary team (MDT), which may be inclusive of, but not limited to, radiation oncologists, spine surgeons and interventional radiologists, among others.
Orthopaedics | Spine - Thoracolumbar (TL) and sacral surgery | TL and sacral fusion and fixation implant | TL pedicle screw - Shank, tulip | Medyssey Co., Ltd. | Iliad Spinal System Mono axial screw 7.5x65mm | MO7565 | Standalone | DE0508526 | As per HSA registered indication(s) except for radiolucent implants which should be used as follows:  in patients with primary or metastatic spinal tumours who would benefit from post-operative high dose high precision beam therapy upon appropriate and stringent patient selection;  Patient selection should be done via standardised assessment such as the neurological-oncological-mechanical systemic (NOMS) framework; and  The assessment should be carried out by a multidisciplinary team (MDT), which may be inclusive of, but not limited to, radiation oncologists, spine surgeons and interventional radiologists, among others.
Orthopaedics | Spine - Thoracolumbar (TL) and sacral surgery | TL and sacral fusion and fixation implant | TL pedicle screw - Shank, tulip | Medyssey Co., Ltd. | Iliad Spinal System Mono axial screw 7.5x70mm | MO7570 | Standalone | DE0508526 | As per HSA registered indication(s) except for radiolucent implants which should be used as follows:  in patients with primary or metastatic spinal tumours who would benefit from post-operative high dose high precision beam therapy upon appropriate and stringent patient selection;  Patient selection should be done via standardised assessment such as the neurological-oncological-mechanical systemic (NOMS) framework; and  The assessment should be carried out by a multidisciplinary team (MDT), which may be inclusive of, but not limited to, radiation oncologists, spine surgeons and interventional radiologists, among others.
Orthopaedics | Spine - Thoracolumbar (TL) and sacral surgery | TL and sacral fusion and fixation implant | TL pedicle screw - Shank, tulip | Medyssey Co., Ltd. | Iliad Spinal System Poly axial screw 4.0x20mm | PO4020 | Standalone | DE0508526 | As per HSA registered indication(s) except for radiolucent implants which should be used as follows:  in patients with primary or metastatic spinal tumours who would benefit from post-operative high dose high precision beam therapy upon appropriate and stringent patient selection;  Patient selection should be done via standardised assessment such as the neurological-oncological-mechanical systemic (NOMS) framework; and  The assessment should be carried out by a multidisciplinary team (MDT), which may be inclusive of, but not limited to, radiation oncologists, spine surgeons and interventional radiologists, among others.
Orthopaedics | Spine - Thoracolumbar (TL) and sacral surgery | TL and sacral fusion and fixation implant | TL pedicle screw - Shank, tulip | Medyssey Co., Ltd. | Iliad Spinal System Poly axial screw 4.0x25mm | PO4025 | Standalone | DE0508526 | As per HSA registered indication(s) except for radiolucent implants which should be used as follows:  in patients with primary or metastatic spinal tumours who would benefit from post-operative high dose high precision beam therapy upon appropriate and stringent patient selection;  Patient selection should be done via standardised assessment such as the neurological-oncological-mechanical systemic (NOMS) framework; and  The assessment should be carried out by a multidisciplinary team (MDT), which may be inclusive of, but not limited to, radiation oncologists, spine surgeons and interventional radiologists, among others.
Orthopaedics | Spine - Thoracolumbar (TL) and sacral surgery | TL and sacral fusion and fixation implant | TL pedicle screw - Shank, tulip | Medyssey Co., Ltd. | Iliad Spinal System Poly axial screw 4.0x30mm | PO4030 | Standalone | DE0508526 | As per HSA registered indication(s) except for radiolucent implants which should be used as follows:  in patients with primary or metastatic spinal tumours who would benefit from post-operative high dose high precision beam therapy upon appropriate and stringent patient selection;  Patient selection should be done via standardised assessment such as the neurological-oncological-mechanical systemic (NOMS) framework; and  The assessment should be carried out by a multidisciplinary team (MDT), which may be inclusive of, but not limited to, radiation oncologists, spine surgeons and interventional radiologists, among others.
Orthopaedics | Spine - Thoracolumbar (TL) and sacral surgery | TL and sacral fusion and fixation implant | TL pedicle screw - Shank, tulip | Medyssey Co., Ltd. | Iliad Spinal System Poly axial screw 4.0x35mm | PO4035 | Standalone | DE0508526 | As per HSA registered indication(s) except for radiolucent implants which should be used as follows:  in patients with primary or metastatic spinal tumours who would benefit from post-operative high dose high precision beam therapy upon appropriate and stringent patient selection;  Patient selection should be done via standardised assessment such as the neurological-oncological-mechanical systemic (NOMS) framework; and  The assessment should be carried out by a multidisciplinary team (MDT), which may be inclusive of, but not limited to, radiation oncologists, spine surgeons and interventional radiologists, among others.
Orthopaedics | Spine - Thoracolumbar (TL) and sacral surgery | TL and sacral fusion and fixation implant | TL pedicle screw - Shank, tulip | Medyssey Co., Ltd. | Iliad Spinal System Poly axial screw 4.0x40mm | PO4040 | Standalone | DE0508526 | As per HSA registered indication(s) except for radiolucent implants which should be used as follows:  in patients with primary or metastatic spinal tumours who would benefit from post-operative high dose high precision beam therapy upon appropriate and stringent patient selection;  Patient selection should be done via standardised assessment such as the neurological-oncological-mechanical systemic (NOMS) framework; and  The assessment should be carried out by a multidisciplinary team (MDT), which may be inclusive of, but not limited to, radiation oncologists, spine surgeons and interventional radiologists, among others.
Orthopaedics | Spine - Thoracolumbar (TL) and sacral surgery | TL and sacral fusion and fixation implant | TL pedicle screw - Shank, tulip | Medyssey Co., Ltd. | Iliad Spinal System Poly axial screw 4.5x20mm | PO4520 | Standalone | DE0508526 | As per HSA registered indication(s) except for radiolucent implants which should be used as follows:  in patients with primary or metastatic spinal tumours who would benefit from post-operative high dose high precision beam therapy upon appropriate and stringent patient selection;  Patient selection should be done via standardised assessment such as the neurological-oncological-mechanical systemic (NOMS) framework; and  The assessment should be carried out by a multidisciplinary team (MDT), which may be inclusive of, but not limited to, radiation oncologists, spine surgeons and interventional radiologists, among others.
Orthopaedics | Spine - Thoracolumbar (TL) and sacral surgery | TL and sacral fusion and fixation implant | TL pedicle screw - Shank, tulip | Medyssey Co., Ltd. | Iliad Spinal System Poly axial screw 4.5x25mm | PO4525 | Standalone | DE0508526 | As per HSA registered indication(s) except for radiolucent implants which should be used as follows:  in patients with primary or metastatic spinal tumours who would benefit from post-operative high dose high precision beam therapy upon appropriate and stringent patient selection;  Patient selection should be done via standardised assessment such as the neurological-oncological-mechanical systemic (NOMS) framework; and  The assessment should be carried out by a multidisciplinary team (MDT), which may be inclusive of, but not limited to, radiation oncologists, spine surgeons and interventional radiologists, among others.
Orthopaedics | Spine - Thoracolumbar (TL) and sacral surgery | TL and sacral fusion and fixation implant | TL pedicle screw - Shank, tulip | Medyssey Co., Ltd. | Iliad Spinal System Poly axial screw 4.5x30mm | PO4530 | Standalone | DE0508526 | As per HSA registered indication(s) except for radiolucent implants which should be used as follows:  in patients with primary or metastatic spinal tumours who would benefit from post-operative high dose high precision beam therapy upon appropriate and stringent patient selection;  Patient selection should be done via standardised assessment such as the neurological-oncological-mechanical systemic (NOMS) framework; and  The assessment should be carried out by a multidisciplinary team (MDT), which may be inclusive of, but not limited to, radiation oncologists, spine surgeons and interventional radiologists, among others.
Orthopaedics | Spine - Thoracolumbar (TL) and sacral surgery | TL and sacral fusion and fixation implant | TL pedicle screw - Shank, tulip | Medyssey Co., Ltd. | Iliad Spinal System Poly axial screw 4.5x35mm | PO4535 | Standalone | DE0508526 | As per HSA registered indication(s) except for radiolucent implants which should be used as follows:  in patients with primary or metastatic spinal tumours who would benefit from post-operative high dose high precision beam therapy upon appropriate and stringent patient selection;  Patient selection should be done via standardised assessment such as the neurological-oncological-mechanical systemic (NOMS) framework; and  The assessment should be carried out by a multidisciplinary team (MDT), which may be inclusive of, but not limited to, radiation oncologists, spine surgeons and interventional radiologists, among others.
Orthopaedics | Spine - Thoracolumbar (TL) and sacral surgery | TL and sacral fusion and fixation implant | TL pedicle screw - Shank, tulip | Medyssey Co., Ltd. | Iliad Spinal System Poly axial screw 4.5x40mm | PO4540 | Standalone | DE0508526 | As per HSA registered indication(s) except for radiolucent implants which should be used as follows:  in patients with primary or metastatic spinal tumours who would benefit from post-operative high dose high precision beam therapy upon appropriate and stringent patient selection;  Patient selection should be done via standardised assessment such as the neurological-oncological-mechanical systemic (NOMS) framework; and  The assessment should be carried out by a multidisciplinary team (MDT), which may be inclusive of, but not limited to, radiation oncologists, spine surgeons and interventional radiologists, among others.
Orthopaedics | Spine - Thoracolumbar (TL) and sacral surgery | TL and sacral fusion and fixation implant | TL pedicle screw - Shank, tulip | Medyssey Co., Ltd. | Iliad Spinal System Poly axial screw 4.5x45mm | PO4545 | Standalone | DE0508526 | As per HSA registered indication(s) except for radiolucent implants which should be used as follows:  in patients with primary or metastatic spinal tumours who would benefit from post-operative high dose high precision beam therapy upon appropriate and stringent patient selection;  Patient selection should be done via standardised assessment such as the neurological-oncological-mechanical systemic (NOMS) framework; and  The assessment should be carried out by a multidisciplinary team (MDT), which may be inclusive of, but not limited to, radiation oncologists, spine surgeons and interventional radiologists, among others.
Orthopaedics | Spine - Thoracolumbar (TL) and sacral surgery | TL and sacral fusion and fixation implant | TL pedicle screw - Shank, tulip | Medyssey Co., Ltd. | Iliad Spinal System Poly axial screw 4.5x50mm | PO4550 | Standalone | DE0508526 | As per HSA registered indication(s) except for radiolucent implants which should be used as follows:  in patients with primary or metastatic spinal tumours who would benefit from post-operative high dose high precision beam therapy upon appropriate and stringent patient selection;  Patient selection should be done via standardised assessment such as the neurological-oncological-mechanical systemic (NOMS) framework; and  The assessment should be carried out by a multidisciplinary team (MDT), which may be inclusive of, but not limited to, radiation oncologists, spine surgeons and interventional radiologists, among others.
Orthopaedics | Spine - Thoracolumbar (TL) and sacral surgery | TL and sacral fusion and fixation implant | TL pedicle screw - Shank, tulip | Medyssey Co., Ltd. | Iliad Spinal System Poly axial screw 4.5x55mm | PO4555 | Standalone | DE0508526 | As per HSA registered indication(s) except for radiolucent implants which should be used as follows:  in patients with primary or metastatic spinal tumours who would benefit from post-operative high dose high precision beam therapy upon appropriate and stringent patient selection;  Patient selection should be done via standardised assessment such as the neurological-oncological-mechanical systemic (NOMS) framework; and  The assessment should be carried out by a multidisciplinary team (MDT), which may be inclusive of, but not limited to, radiation oncologists, spine surgeons and interventional radiologists, among others.
Orthopaedics | Spine - Thoracolumbar (TL) and sacral surgery | TL and sacral fusion and fixation implant | TL pedicle screw - Shank, tulip | Medyssey Co., Ltd. | Iliad Spinal System Poly axial screw 4.5x60mm | PO4560 | Standalone | DE0508526 | As per HSA registered indication(s) except for radiolucent implants which should be used as follows:  in patients with primary or metastatic spinal tumours who would benefit from post-operative high dose high precision beam therapy upon appropriate and stringent patient selection;  Patient selection should be done via standardised assessment such as the neurological-oncological-mechanical systemic (NOMS) framework; and  The assessment should be carried out by a multidisciplinary team (MDT), which may be inclusive of, but not limited to, radiation oncologists, spine surgeons and interventional radiologists, among others.
Orthopaedics | Spine - Thoracolumbar (TL) and sacral surgery | TL and sacral fusion and fixation implant | TL pedicle screw - Shank, tulip | Medyssey Co., Ltd. | Iliad Spinal System Poly axial screw 5.0x20mm | PO5020 | Standalone | DE0508526 | As per HSA registered indication(s) except for radiolucent implants which should be used as follows:  in patients with primary or metastatic spinal tumours who would benefit from post-operative high dose high precision beam therapy upon appropriate and stringent patient selection;  Patient selection should be done via standardised assessment such as the neurological-oncological-mechanical systemic (NOMS) framework; and  The assessment should be carried out by a multidisciplinary team (MDT), which may be inclusive of, but not limited to, radiation oncologists, spine surgeons and interventional radiologists, among others.
Orthopaedics | Spine - Thoracolumbar (TL) and sacral surgery | TL and sacral fusion and fixation implant | TL pedicle screw - Shank, tulip | Medyssey Co., Ltd. | Iliad Spinal System Poly axial screw 5.0x25mm | PO5025 | Standalone | DE0508526 | As per HSA registered indication(s) except for radiolucent implants which should be used as follows:  in patients with primary or metastatic spinal tumours who would benefit from post-operative high dose high precision beam therapy upon appropriate and stringent patient selection;  Patient selection should be done via standardised assessment such as the neurological-oncological-mechanical systemic (NOMS) framework; and  The assessment should be carried out by a multidisciplinary team (MDT), which may be inclusive of, but not limited to, radiation oncologists, spine surgeons and interventional radiologists, among others.
Orthopaedics | Spine - Thoracolumbar (TL) and sacral surgery | TL and sacral fusion and fixation implant | TL pedicle screw - Shank, tulip | Medyssey Co., Ltd. | Iliad Spinal System Poly axial screw 5.0x30mm | PO5030 | Standalone | DE0508526 | As per HSA registered indication(s) except for radiolucent implants which should be used as follows:  in patients with primary or metastatic spinal tumours who would benefit from post-operative high dose high precision beam therapy upon appropriate and stringent patient selection;  Patient selection should be done via standardised assessment such as the neurological-oncological-mechanical systemic (NOMS) framework; and  The assessment should be carried out by a multidisciplinary team (MDT), which may be inclusive of, but not limited to, radiation oncologists, spine surgeons and interventional radiologists, among others.
Orthopaedics | Spine - Thoracolumbar (TL) and sacral surgery | TL and sacral fusion and fixation implant | TL pedicle screw - Shank, tulip | Medyssey Co., Ltd. | Iliad Spinal System Poly axial screw 5.0x35mm | PO5035 | Standalone | DE0508526 | As per HSA registered indication(s) except for radiolucent implants which should be used as follows:  in patients with primary or metastatic spinal tumours who would benefit from post-operative high dose high precision beam therapy upon appropriate and stringent patient selection;  Patient selection should be done via standardised assessment such as the neurological-oncological-mechanical systemic (NOMS) framework; and  The assessment should be carried out by a multidisciplinary team (MDT), which may be inclusive of, but not limited to, radiation oncologists, spine surgeons and interventional radiologists, among others.
Orthopaedics | Spine - Thoracolumbar (TL) and sacral surgery | TL and sacral fusion and fixation implant | TL pedicle screw - Shank, tulip | Medyssey Co., Ltd. | Iliad Spinal System Poly axial screw 5.0x40mm | PO5040 | Standalone | DE0508526 | As per HSA registered indication(s) except for radiolucent implants which should be used as follows:  in patients with primary or metastatic spinal tumours who would benefit from post-operative high dose high precision beam therapy upon appropriate and stringent patient selection;  Patient selection should be done via standardised assessment such as the neurological-oncological-mechanical systemic (NOMS) framework; and  The assessment should be carried out by a multidisciplinary team (MDT), which may be inclusive of, but not limited to, radiation oncologists, spine surgeons and interventional radiologists, among others.
Orthopaedics | Spine - Thoracolumbar (TL) and sacral surgery | TL and sacral fusion and fixation implant | TL pedicle screw - Shank, tulip | Medyssey Co., Ltd. | Iliad Spinal System Poly axial screw 5.0x45mm | PO5045 | Standalone | DE0508526 | As per HSA registered indication(s) except for radiolucent implants which should be used as follows:  in patients with primary or metastatic spinal tumours who would benefit from post-operative high dose high precision beam therapy upon appropriate and stringent patient selection;  Patient selection should be done via standardised assessment such as the neurological-oncological-mechanical systemic (NOMS) framework; and  The assessment should be carried out by a multidisciplinary team (MDT), which may be inclusive of, but not limited to, radiation oncologists, spine surgeons and interventional radiologists, among others.
Orthopaedics | Spine - Thoracolumbar (TL) and sacral surgery | TL and sacral fusion and fixation implant | TL pedicle screw - Shank, tulip | Medyssey Co., Ltd. | Iliad Spinal System Poly axial screw 5.0x50mm | PO5050 | Standalone | DE0508526 | As per HSA registered indication(s) except for radiolucent implants which should be used as follows:  in patients with primary or metastatic spinal tumours who would benefit from post-operative high dose high precision beam therapy upon appropriate and stringent patient selection;  Patient selection should be done via standardised assessment such as the neurological-oncological-mechanical systemic (NOMS) framework; and  The assessment should be carried out by a multidisciplinary team (MDT), which may be inclusive of, but not limited to, radiation oncologists, spine surgeons and interventional radiologists, among others.
Orthopaedics | Spine - Thoracolumbar (TL) and sacral surgery | TL and sacral fusion and fixation implant | TL pedicle screw - Shank, tulip | Medyssey Co., Ltd. | Iliad Spinal System Poly axial screw 5.0x55mm | PO5055 | Standalone | DE0508526 | As per HSA registered indication(s) except for radiolucent implants which should be used as follows:  in patients with primary or metastatic spinal tumours who would benefit from post-operative high dose high precision beam therapy upon appropriate and stringent patient selection;  Patient selection should be done via standardised assessment such as the neurological-oncological-mechanical systemic (NOMS) framework; and  The assessment should be carried out by a multidisciplinary team (MDT), which may be inclusive of, but not limited to, radiation oncologists, spine surgeons and interventional radiologists, among others.
Orthopaedics | Spine - Thoracolumbar (TL) and sacral surgery | TL and sacral fusion and fixation implant | TL pedicle screw - Shank, tulip | Medyssey Co., Ltd. | Iliad Spinal System Poly axial screw 5.0x60mm | PO5060 | Standalone | DE0508526 | As per HSA registered indication(s) except for radiolucent implants which should be used as follows:  in patients with primary or metastatic spinal tumours who would benefit from post-operative high dose high precision beam therapy upon appropriate and stringent patient selection;  Patient selection should be done via standardised assessment such as the neurological-oncological-mechanical systemic (NOMS) framework; and  The assessment should be carried out by a multidisciplinary team (MDT), which may be inclusive of, but not limited to, radiation oncologists, spine surgeons and interventional radiologists, among others.
Orthopaedics | Spine - Thoracolumbar (TL) and sacral surgery | TL and sacral fusion and fixation implant | TL pedicle screw - Shank, tulip | Medyssey Co., Ltd. | Iliad Spinal System Poly axial screw 5.5x20mm | PO5520 | Standalone | DE0508526 | As per HSA registered indication(s) except for radiolucent implants which should be used as follows:  in patients with primary or metastatic spinal tumours who would benefit from post-operative high dose high precision beam therapy upon appropriate and stringent patient selection;  Patient selection should be done via standardised assessment such as the neurological-oncological-mechanical systemic (NOMS) framework; and  The assessment should be carried out by a multidisciplinary team (MDT), which may be inclusive of, but not limited to, radiation oncologists, spine surgeons and interventional radiologists, among others.
Orthopaedics | Spine - Thoracolumbar (TL) and sacral surgery | TL and sacral fusion and fixation implant | TL pedicle screw - Shank, tulip | Medyssey Co., Ltd. | Iliad Spinal System Poly axial screw 5.5x25mm | PO5525 | Standalone | DE0508526 | As per HSA registered indication(s) except for radiolucent implants which should be used as follows:  in patients with primary or metastatic spinal tumours who would benefit from post-operative high dose high precision beam therapy upon appropriate and stringent patient selection;  Patient selection should be done via standardised assessment such as the neurological-oncological-mechanical systemic (NOMS) framework; and  The assessment should be carried out by a multidisciplinary team (MDT), which may be inclusive of, but not limited to, radiation oncologists, spine surgeons and interventional radiologists, among others.
Orthopaedics | Spine - Thoracolumbar (TL) and sacral surgery | TL and sacral fusion and fixation implant | TL pedicle screw - Shank, tulip | Medyssey Co., Ltd. | Iliad Spinal System Poly axial screw 5.5x30mm | PO5530 | Standalone | DE0508526 | As per HSA registered indication(s) except for radiolucent implants which should be used as follows:  in patients with primary or metastatic spinal tumours who would benefit from post-operative high dose high precision beam therapy upon appropriate and stringent patient selection;  Patient selection should be done via standardised assessment such as the neurological-oncological-mechanical systemic (NOMS) framework; and  The assessment should be carried out by a multidisciplinary team (MDT), which may be inclusive of, but not limited to, radiation oncologists, spine surgeons and interventional radiologists, among others.
Orthopaedics | Spine - Thoracolumbar (TL) and sacral surgery | TL and sacral fusion and fixation implant | TL pedicle screw - Shank, tulip | Medyssey Co., Ltd. | Iliad Spinal System Poly axial screw 5.5x35mm | PO5535 | Standalone | DE0508526 | As per HSA registered indication(s) except for radiolucent implants which should be used as follows:  in patients with primary or metastatic spinal tumours who would benefit from post-operative high dose high precision beam therapy upon appropriate and stringent patient selection;  Patient selection should be done via standardised assessment such as the neurological-oncological-mechanical systemic (NOMS) framework; and  The assessment should be carried out by a multidisciplinary team (MDT), which may be inclusive of, but not limited to, radiation oncologists, spine surgeons and interventional radiologists, among others.
Orthopaedics | Spine - Thoracolumbar (TL) and sacral surgery | TL and sacral fusion and fixation implant | TL pedicle screw - Shank, tulip | Medyssey Co., Ltd. | Iliad Spinal System Poly axial screw 5.5x40mm | PO5540 | Standalone | DE0508526 | As per HSA registered indication(s) except for radiolucent implants which should be used as follows:  in patients with primary or metastatic spinal tumours who would benefit from post-operative high dose high precision beam therapy upon appropriate and stringent patient selection;  Patient selection should be done via standardised assessment such as the neurological-oncological-mechanical systemic (NOMS) framework; and  The assessment should be carried out by a multidisciplinary team (MDT), which may be inclusive of, but not limited to, radiation oncologists, spine surgeons and interventional radiologists, among others.
Orthopaedics | Spine - Thoracolumbar (TL) and sacral surgery | TL and sacral fusion and fixation implant | TL pedicle screw - Shank, tulip | Medyssey Co., Ltd. | Iliad Spinal System Poly axial screw 5.5x45mm | PO5545 | Standalone | DE0508526 | As per HSA registered indication(s) except for radiolucent implants which should be used as follows:  in patients with primary or metastatic spinal tumours who would benefit from post-operative high dose high precision beam therapy upon appropriate and stringent patient selection;  Patient selection should be done via standardised assessment such as the neurological-oncological-mechanical systemic (NOMS) framework; and  The assessment should be carried out by a multidisciplinary team (MDT), which may be inclusive of, but not limited to, radiation oncologists, spine surgeons and interventional radiologists, among others.
Orthopaedics | Spine - Thoracolumbar (TL) and sacral surgery | TL and sacral fusion and fixation implant | TL pedicle screw - Shank, tulip | Medyssey Co., Ltd. | Iliad Spinal System Poly axial screw 5.5x50mm | PO5550 | Standalone | DE0508526 | As per HSA registered indication(s) except for radiolucent implants which should be used as follows:  in patients with primary or metastatic spinal tumours who would benefit from post-operative high dose high precision beam therapy upon appropriate and stringent patient selection;  Patient selection should be done via standardised assessment such as the neurological-oncological-mechanical systemic (NOMS) framework; and  The assessment should be carried out by a multidisciplinary team (MDT), which may be inclusive of, but not limited to, radiation oncologists, spine surgeons and interventional radiologists, among others.
Orthopaedics | Spine - Thoracolumbar (TL) and sacral surgery | TL and sacral fusion and fixation implant | TL pedicle screw - Shank, tulip | Medyssey Co., Ltd. | Iliad Spinal System Poly axial screw 5.5x55mm | PO5555 | Standalone | DE0508526 | As per HSA registered indication(s) except for radiolucent implants which should be used as follows:  in patients with primary or metastatic spinal tumours who would benefit from post-operative high dose high precision beam therapy upon appropriate and stringent patient selection;  Patient selection should be done via standardised assessment such as the neurological-oncological-mechanical systemic (NOMS) framework; and  The assessment should be carried out by a multidisciplinary team (MDT), which may be inclusive of, but not limited to, radiation oncologists, spine surgeons and interventional radiologists, among others.
Orthopaedics | Spine - Thoracolumbar (TL) and sacral surgery | TL and sacral fusion and fixation implant | TL pedicle screw - Shank, tulip | Medyssey Co., Ltd. | Iliad Spinal System Poly axial screw 5.5x60mm | PO5560 | Standalone | DE0508526 | As per HSA registered indication(s) except for radiolucent implants which should be used as follows:  in patients with primary or metastatic spinal tumours who would benefit from post-operative high dose high precision beam therapy upon appropriate and stringent patient selection;  Patient selection should be done via standardised assessment such as the neurological-oncological-mechanical systemic (NOMS) framework; and  The assessment should be carried out by a multidisciplinary team (MDT), which may be inclusive of, but not limited to, radiation oncologists, spine surgeons and interventional radiologists, among others.
Orthopaedics | Spine - Thoracolumbar (TL) and sacral surgery | TL and sacral fusion and fixation implant | TL pedicle screw - Shank, tulip | Medyssey Co., Ltd. | Iliad Spinal System Poly axial screw 6.5x25mm | PO6525 | Standalone | DE0508526 | As per HSA registered indication(s) except for radiolucent implants which should be used as follows:  in patients with primary or metastatic spinal tumours who would benefit from post-operative high dose high precision beam therapy upon appropriate and stringent patient selection;  Patient selection should be done via standardised assessment such as the neurological-oncological-mechanical systemic (NOMS) framework; and  The assessment should be carried out by a multidisciplinary team (MDT), which may be inclusive of, but not limited to, radiation oncologists, spine surgeons and interventional radiologists, among others.
Orthopaedics | Spine - Thoracolumbar (TL) and sacral surgery | TL and sacral fusion and fixation implant | TL pedicle screw - Shank, tulip | Medyssey Co., Ltd. | Iliad Spinal System Poly axial screw 6.5x30mm | PO6530 | Standalone | DE0508526 | As per HSA registered indication(s) except for radiolucent implants which should be used as follows:  in patients with primary or metastatic spinal tumours who would benefit from post-operative high dose high precision beam therapy upon appropriate and stringent patient selection;  Patient selection should be done via standardised assessment such as the neurological-oncological-mechanical systemic (NOMS) framework; and  The assessment should be carried out by a multidisciplinary team (MDT), which may be inclusive of, but not limited to, radiation oncologists, spine surgeons and interventional radiologists, among others.
Orthopaedics | Spine - Thoracolumbar (TL) and sacral surgery | TL and sacral fusion and fixation implant | TL pedicle screw - Shank, tulip | Medyssey Co., Ltd. | Iliad Spinal System Poly axial screw 6.5x35mm | PO6535 | Standalone | DE0508526 | As per HSA registered indication(s) except for radiolucent implants which should be used as follows:  in patients with primary or metastatic spinal tumours who would benefit from post-operative high dose high precision beam therapy upon appropriate and stringent patient selection;  Patient selection should be done via standardised assessment such as the neurological-oncological-mechanical systemic (NOMS) framework; and  The assessment should be carried out by a multidisciplinary team (MDT), which may be inclusive of, but not limited to, radiation oncologists, spine surgeons and interventional radiologists, among others.
Orthopaedics | Spine - Thoracolumbar (TL) and sacral surgery | TL and sacral fusion and fixation implant | TL pedicle screw - Shank, tulip | Medyssey Co., Ltd. | Iliad Spinal System Poly axial screw 6.5x40mm | PO6540 | Standalone | DE0508526 | As per HSA registered indication(s) except for radiolucent implants which should be used as follows:  in patients with primary or metastatic spinal tumours who would benefit from post-operative high dose high precision beam therapy upon appropriate and stringent patient selection;  Patient selection should be done via standardised assessment such as the neurological-oncological-mechanical systemic (NOMS) framework; and  The assessment should be carried out by a multidisciplinary team (MDT), which may be inclusive of, but not limited to, radiation oncologists, spine surgeons and interventional radiologists, among others.
Orthopaedics | Spine - Thoracolumbar (TL) and sacral surgery | TL and sacral fusion and fixation implant | TL pedicle screw - Shank, tulip | Medyssey Co., Ltd. | Iliad Spinal System Poly axial screw 6.5x45mm | PO6545 | Standalone | DE0508526 | As per HSA registered indication(s) except for radiolucent implants which should be used as follows:  in patients with primary or metastatic spinal tumours who would benefit from post-operative high dose high precision beam therapy upon appropriate and stringent patient selection;  Patient selection should be done via standardised assessment such as the neurological-oncological-mechanical systemic (NOMS) framework; and  The assessment should be carried out by a multidisciplinary team (MDT), which may be inclusive of, but not limited to, radiation oncologists, spine surgeons and interventional radiologists, among others.
Orthopaedics | Spine - Thoracolumbar (TL) and sacral surgery | TL and sacral fusion and fixation implant | TL pedicle screw - Shank, tulip | Medyssey Co., Ltd. | Iliad Spinal System Poly axial screw 6.5x50mm | PO6550 | Standalone | DE0508526 | As per HSA registered indication(s) except for radiolucent implants which should be used as follows:  in patients with primary or metastatic spinal tumours who would benefit from post-operative high dose high precision beam therapy upon appropriate and stringent patient selection;  Patient selection should be done via standardised assessment such as the neurological-oncological-mechanical systemic (NOMS) framework; and  The assessment should be carried out by a multidisciplinary team (MDT), which may be inclusive of, but not limited to, radiation oncologists, spine surgeons and interventional radiologists, among others.
Orthopaedics | Spine - Thoracolumbar (TL) and sacral surgery | TL and sacral fusion and fixation implant | TL pedicle screw - Shank, tulip | Medyssey Co., Ltd. | Iliad Spinal System Poly axial screw 6.5x55mm | PO6555 | Standalone | DE0508526 | As per HSA registered indication(s) except for radiolucent implants which should be used as follows:  in patients with primary or metastatic spinal tumours who would benefit from post-operative high dose high precision beam therapy upon appropriate and stringent patient selection;  Patient selection should be done via standardised assessment such as the neurological-oncological-mechanical systemic (NOMS) framework; and  The assessment should be carried out by a multidisciplinary team (MDT), which may be inclusive of, but not limited to, radiation oncologists, spine surgeons and interventional radiologists, among others.
Orthopaedics | Spine - Thoracolumbar (TL) and sacral surgery | TL and sacral fusion and fixation implant | TL pedicle screw - Shank, tulip | Medyssey Co., Ltd. | Iliad Spinal System Poly axial screw 6.5x60mm | PO6560 | Standalone | DE0508526 | As per HSA registered indication(s) except for radiolucent implants which should be used as follows:  in patients with primary or metastatic spinal tumours who would benefit from post-operative high dose high precision beam therapy upon appropriate and stringent patient selection;  Patient selection should be done via standardised assessment such as the neurological-oncological-mechanical systemic (NOMS) framework; and  The assessment should be carried out by a multidisciplinary team (MDT), which may be inclusive of, but not limited to, radiation oncologists, spine surgeons and interventional radiologists, among others.
Orthopaedics | Spine - Thoracolumbar (TL) and sacral surgery | TL and sacral fusion and fixation implant | TL pedicle screw - Shank, tulip | Medyssey Co., Ltd. | Iliad Spinal System Poly axial screw 6.5x65mm | PO6565 | Standalone | DE0508526 | As per HSA registered indication(s) except for radiolucent implants which should be used as follows:  in patients with primary or metastatic spinal tumours who would benefit from post-operative high dose high precision beam therapy upon appropriate and stringent patient selection;  Patient selection should be done via standardised assessment such as the neurological-oncological-mechanical systemic (NOMS) framework; and  The assessment should be carried out by a multidisciplinary team (MDT), which may be inclusive of, but not limited to, radiation oncologists, spine surgeons and interventional radiologists, among others.
Orthopaedics | Spine - Thoracolumbar (TL) and sacral surgery | TL and sacral fusion and fixation implant | TL pedicle screw - Shank, tulip | Medyssey Co., Ltd. | Iliad Spinal System Poly axial screw 6.5x70mm | PO6570 | Standalone | DE0508526 | As per HSA registered indication(s) except for radiolucent implants which should be used as follows:  in patients with primary or metastatic spinal tumours who would benefit from post-operative high dose high precision beam therapy upon appropriate and stringent patient selection;  Patient selection should be done via standardised assessment such as the neurological-oncological-mechanical systemic (NOMS) framework; and  The assessment should be carried out by a multidisciplinary team (MDT), which may be inclusive of, but not limited to, radiation oncologists, spine surgeons and interventional radiologists, among others.
Orthopaedics | Spine - Thoracolumbar (TL) and sacral surgery | TL and sacral fusion and fixation implant | TL pedicle screw - Shank, tulip | Medyssey Co., Ltd. | Iliad Spinal System Poly axial screw 7.5x30mm | PO7530 | Standalone | DE0508526 | As per HSA registered indication(s) except for radiolucent implants which should be used as follows:  in patients with primary or metastatic spinal tumours who would benefit from post-operative high dose high precision beam therapy upon appropriate and stringent patient selection;  Patient selection should be done via standardised assessment such as the neurological-oncological-mechanical systemic (NOMS) framework; and  The assessment should be carried out by a multidisciplinary team (MDT), which may be inclusive of, but not limited to, radiation oncologists, spine surgeons and interventional radiologists, among others.
Orthopaedics | Spine - Thoracolumbar (TL) and sacral surgery | TL and sacral fusion and fixation implant | TL pedicle screw - Shank, tulip | Medyssey Co., Ltd. | Iliad Spinal System Poly axial screw 7.5x35mm | PO7535 | Standalone | DE0508526 | As per HSA registered indication(s) except for radiolucent implants which should be used as follows:  in patients with primary or metastatic spinal tumours who would benefit from post-operative high dose high precision beam therapy upon appropriate and stringent patient selection;  Patient selection should be done via standardised assessment such as the neurological-oncological-mechanical systemic (NOMS) framework; and  The assessment should be carried out by a multidisciplinary team (MDT), which may be inclusive of, but not limited to, radiation oncologists, spine surgeons and interventional radiologists, among others.
Orthopaedics | Spine - Thoracolumbar (TL) and sacral surgery | TL and sacral fusion and fixation implant | TL pedicle screw - Shank, tulip | Medyssey Co., Ltd. | Iliad Spinal System Poly axial screw 7.5x40mm | PO7540 | Standalone | DE0508526 | As per HSA registered indication(s) except for radiolucent implants which should be used as follows:  in patients with primary or metastatic spinal tumours who would benefit from post-operative high dose high precision beam therapy upon appropriate and stringent patient selection;  Patient selection should be done via standardised assessment such as the neurological-oncological-mechanical systemic (NOMS) framework; and  The assessment should be carried out by a multidisciplinary team (MDT), which may be inclusive of, but not limited to, radiation oncologists, spine surgeons and interventional radiologists, among others.
Orthopaedics | Spine - Thoracolumbar (TL) and sacral surgery | TL and sacral fusion and fixation implant | TL pedicle screw - Shank, tulip | Medyssey Co., Ltd. | Iliad Spinal System Poly axial screw 7.5x45mm | PO7545 | Standalone | DE0508526 | As per HSA registered indication(s) except for radiolucent implants which should be used as follows:  in patients with primary or metastatic spinal tumours who would benefit from post-operative high dose high precision beam therapy upon appropriate and stringent patient selection;  Patient selection should be done via standardised assessment such as the neurological-oncological-mechanical systemic (NOMS) framework; and  The assessment should be carried out by a multidisciplinary team (MDT), which may be inclusive of, but not limited to, radiation oncologists, spine surgeons and interventional radiologists, among others.
Orthopaedics | Spine - Thoracolumbar (TL) and sacral surgery | TL and sacral fusion and fixation implant | TL pedicle screw - Shank, tulip | Medyssey Co., Ltd. | Iliad Spinal System Poly axial screw 7.5x50mm | PO7550 | Standalone | DE0508526 | As per HSA registered indication(s) except for radiolucent implants which should be used as follows:  in patients with primary or metastatic spinal tumours who would benefit from post-operative high dose high precision beam therapy upon appropriate and stringent patient selection;  Patient selection should be done via standardised assessment such as the neurological-oncological-mechanical systemic (NOMS) framework; and  The assessment should be carried out by a multidisciplinary team (MDT), which may be inclusive of, but not limited to, radiation oncologists, spine surgeons and interventional radiologists, among others.
Orthopaedics | Spine - Thoracolumbar (TL) and sacral surgery | TL and sacral fusion and fixation implant | TL pedicle screw - Shank, tulip | Medyssey Co., Ltd. | Iliad Spinal System Poly axial screw 7.5x55mm | PO7555 | Standalone | DE0508526 | As per HSA registered indication(s) except for radiolucent implants which should be used as follows:  in patients with primary or metastatic spinal tumours who would benefit from post-operative high dose high precision beam therapy upon appropriate and stringent patient selection;  Patient selection should be done via standardised assessment such as the neurological-oncological-mechanical systemic (NOMS) framework; and  The assessment should be carried out by a multidisciplinary team (MDT), which may be inclusive of, but not limited to, radiation oncologists, spine surgeons and interventional radiologists, among others.
Orthopaedics | Spine - Thoracolumbar (TL) and sacral surgery | TL and sacral fusion and fixation implant | TL pedicle screw - Shank, tulip | Medyssey Co., Ltd. | Iliad Spinal System Poly axial screw 7.5x60mm | PO7560 | Standalone | DE0508526 | As per HSA registered indication(s) except for radiolucent implants which should be used as follows:  in patients with primary or metastatic spinal tumours who would benefit from post-operative high dose high precision beam therapy upon appropriate and stringent patient selection;  Patient selection should be done via standardised assessment such as the neurological-oncological-mechanical systemic (NOMS) framework; and  The assessment should be carried out by a multidisciplinary team (MDT), which may be inclusive of, but not limited to, radiation oncologists, spine surgeons and interventional radiologists, among others.
Orthopaedics | Spine - Thoracolumbar (TL) and sacral surgery | TL and sacral fusion and fixation implant | TL pedicle screw - Shank, tulip | Medyssey Co., Ltd. | Iliad Spinal System Poly axial screw 7.5x65mm | PO7565 | Standalone | DE0508526 | As per HSA registered indication(s) except for radiolucent implants which should be used as follows:  in patients with primary or metastatic spinal tumours who would benefit from post-operative high dose high precision beam therapy upon appropriate and stringent patient selection;  Patient selection should be done via standardised assessment such as the neurological-oncological-mechanical systemic (NOMS) framework; and  The assessment should be carried out by a multidisciplinary team (MDT), which may be inclusive of, but not limited to, radiation oncologists, spine surgeons and interventional radiologists, among others.
Orthopaedics | Spine - Thoracolumbar (TL) and sacral surgery | TL and sacral fusion and fixation implant | TL pedicle screw - Shank, tulip | Medyssey Co., Ltd. | Iliad Spinal System Poly axial screw 7.5x70mm | PO7570 | Standalone | DE0508526 | As per HSA registered indication(s) except for radiolucent implants which should be used as follows:  in patients with primary or metastatic spinal tumours who would benefit from post-operative high dose high precision beam therapy upon appropriate and stringent patient selection;  Patient selection should be done via standardised assessment such as the neurological-oncological-mechanical systemic (NOMS) framework; and  The assessment should be carried out by a multidisciplinary team (MDT), which may be inclusive of, but not limited to, radiation oncologists, spine surgeons and interventional radiologists, among others.
Orthopaedics | Spine - Thoracolumbar (TL) and sacral surgery | TL and sacral fusion and fixation implant | TL pedicle screw - Shank, tulip | Medyssey Co., Ltd. | Iliad Spinal System Poly axial screw 7.5x75mm | PO7575 | Standalone | DE0508526 | As per HSA registered indication(s) except for radiolucent implants which should be used as follows:  in patients with primary or metastatic spinal tumours who would benefit from post-operative high dose high precision beam therapy upon appropriate and stringent patient selection;  Patient selection should be done via standardised assessment such as the neurological-oncological-mechanical systemic (NOMS) framework; and  The assessment should be carried out by a multidisciplinary team (MDT), which may be inclusive of, but not limited to, radiation oncologists, spine surgeons and interventional radiologists, among others.
Orthopaedics | Spine - Thoracolumbar (TL) and sacral surgery | TL and sacral fusion and fixation implant | TL pedicle screw - Shank, tulip | Medyssey Co., Ltd. | Iliad Spinal System Poly axial screw 7.5x80mm | PO7580 | Standalone | DE0508526 | As per HSA registered indication(s) except for radiolucent implants which should be used as follows:  in patients with primary or metastatic spinal tumours who would benefit from post-operative high dose high precision beam therapy upon appropriate and stringent patient selection;  Patient selection should be done via standardised assessment such as the neurological-oncological-mechanical systemic (NOMS) framework; and  The assessment should be carried out by a multidisciplinary team (MDT), which may be inclusive of, but not limited to, radiation oncologists, spine surgeons and interventional radiologists, among others.
Orthopaedics | Spine - Thoracolumbar (TL) and sacral surgery | TL and sacral fusion and fixation implant | TL pedicle screw - Shank, tulip | Medyssey Co., Ltd. | Iliad Spinal System Poly axial screw 7.5x85mm | PO7585 | Standalone | DE0508526 | As per HSA registered indication(s) except for radiolucent implants which should be used as follows:  in patients with primary or metastatic spinal tumours who would benefit from post-operative high dose high precision beam therapy upon appropriate and stringent patient selection;  Patient selection should be done via standardised assessment such as the neurological-oncological-mechanical systemic (NOMS) framework; and  The assessment should be carried out by a multidisciplinary team (MDT), which may be inclusive of, but not limited to, radiation oncologists, spine surgeons and interventional radiologists, among others.
Orthopaedics | Spine - Thoracolumbar (TL) and sacral surgery | TL and sacral fusion and fixation implant | TL pedicle screw - Shank, tulip | Medyssey Co., Ltd. | Iliad Spinal System Poly axial screw 7.5x90mm | PO7590 | Standalone | DE0508526 | As per HSA registered indication(s) except for radiolucent implants which should be used as follows:  in patients with primary or metastatic spinal tumours who would benefit from post-operative high dose high precision beam therapy upon appropriate and stringent patient selection;  Patient selection should be done via standardised assessment such as the neurological-oncological-mechanical systemic (NOMS) framework; and  The assessment should be carried out by a multidisciplinary team (MDT), which may be inclusive of, but not limited to, radiation oncologists, spine surgeons and interventional radiologists, among others.
Orthopaedics | Spine - Thoracolumbar (TL) and sacral surgery | TL and sacral fusion and fixation implant | TL pedicle screw - Shank, tulip | Medyssey Co., Ltd. | Iliad Spinal System Poly axial screw 7.5x95mm | PO7595 | Standalone | DE0508526 | As per HSA registered indication(s) except for radiolucent implants which should be used as follows:  in patients with primary or metastatic spinal tumours who would benefit from post-operative high dose high precision beam therapy upon appropriate and stringent patient selection;  Patient selection should be done via standardised assessment such as the neurological-oncological-mechanical systemic (NOMS) framework; and  The assessment should be carried out by a multidisciplinary team (MDT), which may be inclusive of, but not limited to, radiation oncologists, spine surgeons and interventional radiologists, among others.
Orthopaedics | Spine - Thoracolumbar (TL) and sacral surgery | TL and sacral fusion and fixation implant | TL pedicle screw - Shank, tulip | Medyssey Co., Ltd. | Iliad Spinal System Poly axial screw 7.5x100mm | PO75100 | Standalone | DE0508526 | As per HSA registered indication(s) except for radiolucent implants which should be used as follows:  in patients with primary or metastatic spinal tumours who would benefit from post-operative high dose high precision beam therapy upon appropriate and stringent patient selection;  Patient selection should be done via standardised assessment such as the neurological-oncological-mechanical systemic (NOMS) framework; and  The assessment should be carried out by a multidisciplinary team (MDT), which may be inclusive of, but not limited to, radiation oncologists, spine surgeons and interventional radiologists, among others.
Orthopaedics | Spine - Thoracolumbar (TL) and sacral surgery | TL and sacral fusion and fixation implant | TL pedicle screw - Shank, tulip | Medyssey Co., Ltd. | Iliad Spinal System Poly axial screw 7.5x105mm | PO75105 | Standalone | DE0508526 | As per HSA registered indication(s) except for radiolucent implants which should be used as follows:  in patients with primary or metastatic spinal tumours who would benefit from post-operative high dose high precision beam therapy upon appropriate and stringent patient selection;  Patient selection should be done via standardised assessment such as the neurological-oncological-mechanical systemic (NOMS) framework; and  The assessment should be carried out by a multidisciplinary team (MDT), which may be inclusive of, but not limited to, radiation oncologists, spine surgeons and interventional radiologists, among others.
Orthopaedics | Spine - Thoracolumbar (TL) and sacral surgery | TL and sacral fusion and fixation implant | TL pedicle screw - Shank, tulip | Medyssey Co., Ltd. | Iliad Spinal System Poly axial screw 7.5x110mm | PO75110 | Standalone | DE0508526 | As per HSA registered indication(s) except for radiolucent implants which should be used as follows:  in patients with primary or metastatic spinal tumours who would benefit from post-operative high dose high precision beam therapy upon appropriate and stringent patient selection;  Patient selection should be done via standardised assessment such as the neurological-oncological-mechanical systemic (NOMS) framework; and  The assessment should be carried out by a multidisciplinary team (MDT), which may be inclusive of, but not limited to, radiation oncologists, spine surgeons and interventional radiologists, among others.
Orthopaedics | Spine - Thoracolumbar (TL) and sacral surgery | TL and sacral fusion and fixation implant | TL pedicle screw - Shank, tulip | Medyssey Co., Ltd. | Iliad Spinal System Poly axial screw 7.5x115mm | PO75115 | Standalone | DE0508526 | As per HSA registered indication(s) except for radiolucent implants which should be used as follows:  in patients with primary or metastatic spinal tumours who would benefit from post-operative high dose high precision beam therapy upon appropriate and stringent patient selection;  Patient selection should be done via standardised assessment such as the neurological-oncological-mechanical systemic (NOMS) framework; and  The assessment should be carried out by a multidisciplinary team (MDT), which may be inclusive of, but not limited to, radiation oncologists, spine surgeons and interventional radiologists, among others.
Orthopaedics | Spine - Thoracolumbar (TL) and sacral surgery | TL and sacral fusion and fixation implant | TL pedicle screw - Shank, tulip | Medyssey Co., Ltd. | Iliad Spinal System Poly axial screw 7.5x120mm | PO75120 | Standalone | DE0508526 | As per HSA registered indication(s) except for radiolucent implants which should be used as follows:  in patients with primary or metastatic spinal tumours who would benefit from post-operative high dose high precision beam therapy upon appropriate and stringent patient selection;  Patient selection should be done via standardised assessment such as the neurological-oncological-mechanical systemic (NOMS) framework; and  The assessment should be carried out by a multidisciplinary team (MDT), which may be inclusive of, but not limited to, radiation oncologists, spine surgeons and interventional radiologists, among others.
Orthopaedics | Spine - Thoracolumbar (TL) and sacral surgery | TL and sacral fusion and fixation implant | TL pedicle screw - Shank, tulip | Medyssey Co., Ltd. | Iliad Spinal System Poly axial screw 8.5x30mm | PO8530 | Standalone | DE0508526 | As per HSA registered indication(s) except for radiolucent implants which should be used as follows:  in patients with primary or metastatic spinal tumours who would benefit from post-operative high dose high precision beam therapy upon appropriate and stringent patient selection;  Patient selection should be done via standardised assessment such as the neurological-oncological-mechanical systemic (NOMS) framework; and  The assessment should be carried out by a multidisciplinary team (MDT), which may be inclusive of, but not limited to, radiation oncologists, spine surgeons and interventional radiologists, among others.
Orthopaedics | Spine - Thoracolumbar (TL) and sacral surgery | TL and sacral fusion and fixation implant | TL pedicle screw - Shank, tulip | Medyssey Co., Ltd. | Iliad Spinal System Poly axial screw 8.5x35mm | PO8535 | Standalone | DE0508526 | As per HSA registered indication(s) except for radiolucent implants which should be used as follows:  in patients with primary or metastatic spinal tumours who would benefit from post-operative high dose high precision beam therapy upon appropriate and stringent patient selection;  Patient selection should be done via standardised assessment such as the neurological-oncological-mechanical systemic (NOMS) framework; and  The assessment should be carried out by a multidisciplinary team (MDT), which may be inclusive of, but not limited to, radiation oncologists, spine surgeons and interventional radiologists, among others.
Orthopaedics | Spine - Thoracolumbar (TL) and sacral surgery | TL and sacral fusion and fixation implant | TL pedicle screw - Shank, tulip | Medyssey Co., Ltd. | Iliad Spinal System Poly axial screw 8.5x40mm | PO8540 | Standalone | DE0508526 | As per HSA registered indication(s) except for radiolucent implants which should be used as follows:  in patients with primary or metastatic spinal tumours who would benefit from post-operative high dose high precision beam therapy upon appropriate and stringent patient selection;  Patient selection should be done via standardised assessment such as the neurological-oncological-mechanical systemic (NOMS) framework; and  The assessment should be carried out by a multidisciplinary team (MDT), which may be inclusive of, but not limited to, radiation oncologists, spine surgeons and interventional radiologists, among others.
Orthopaedics | Spine - Thoracolumbar (TL) and sacral surgery | TL and sacral fusion and fixation implant | TL pedicle screw - Shank, tulip | Medyssey Co., Ltd. | Iliad Spinal System Poly axial screw 8.5x45mm | PO8545 | Standalone | DE0508526 | As per HSA registered indication(s) except for radiolucent implants which should be used as follows:  in patients with primary or metastatic spinal tumours who would benefit from post-operative high dose high precision beam therapy upon appropriate and stringent patient selection;  Patient selection should be done via standardised assessment such as the neurological-oncological-mechanical systemic (NOMS) framework; and  The assessment should be carried out by a multidisciplinary team (MDT), which may be inclusive of, but not limited to, radiation oncologists, spine surgeons and interventional radiologists, among others.
Orthopaedics | Spine - Thoracolumbar (TL) and sacral surgery | TL and sacral fusion and fixation implant | TL pedicle screw - Shank, tulip | Medyssey Co., Ltd. | Iliad Spinal System Poly axial screw 8.5x50mm | PO8550 | Standalone | DE0508526 | As per HSA registered indication(s) except for radiolucent implants which should be used as follows:  in patients with primary or metastatic spinal tumours who would benefit from post-operative high dose high precision beam therapy upon appropriate and stringent patient selection;  Patient selection should be done via standardised assessment such as the neurological-oncological-mechanical systemic (NOMS) framework; and  The assessment should be carried out by a multidisciplinary team (MDT), which may be inclusive of, but not limited to, radiation oncologists, spine surgeons and interventional radiologists, among others.
Orthopaedics | Spine - Thoracolumbar (TL) and sacral surgery | TL and sacral fusion and fixation implant | TL pedicle screw - Shank, tulip | Medyssey Co., Ltd. | Iliad Spinal System Poly axial screw 8.5x55mm | PO8555 | Standalone | DE0508526 | As per HSA registered indication(s) except for radiolucent implants which should be used as follows:  in patients with primary or metastatic spinal tumours who would benefit from post-operative high dose high precision beam therapy upon appropriate and stringent patient selection;  Patient selection should be done via standardised assessment such as the neurological-oncological-mechanical systemic (NOMS) framework; and  The assessment should be carried out by a multidisciplinary team (MDT), which may be inclusive of, but not limited to, radiation oncologists, spine surgeons and interventional radiologists, among others.
Orthopaedics | Spine - Thoracolumbar (TL) and sacral surgery | TL and sacral fusion and fixation implant | TL pedicle screw - Shank, tulip | Medyssey Co., Ltd. | Iliad Spinal System Poly axial screw 8.5x60mm | PO8560 | Standalone | DE0508526 | As per HSA registered indication(s) except for radiolucent implants which should be used as follows:  in patients with primary or metastatic spinal tumours who would benefit from post-operative high dose high precision beam therapy upon appropriate and stringent patient selection;  Patient selection should be done via standardised assessment such as the neurological-oncological-mechanical systemic (NOMS) framework; and  The assessment should be carried out by a multidisciplinary team (MDT), which may be inclusive of, but not limited to, radiation oncologists, spine surgeons and interventional radiologists, among others.
Orthopaedics | Spine - Thoracolumbar (TL) and sacral surgery | TL and sacral fusion and fixation implant | TL pedicle screw - Shank, tulip | Medyssey Co., Ltd. | Iliad Spinal System Poly axial screw 8.5x65mm | PO8565 | Standalone | DE0508526 | As per HSA registered indication(s) except for radiolucent implants which should be used as follows:  in patients with primary or metastatic spinal tumours who would benefit from post-operative high dose high precision beam therapy upon appropriate and stringent patient selection;  Patient selection should be done via standardised assessment such as the neurological-oncological-mechanical systemic (NOMS) framework; and  The assessment should be carried out by a multidisciplinary team (MDT), which may be inclusive of, but not limited to, radiation oncologists, spine surgeons and interventional radiologists, among others.
Orthopaedics | Spine - Thoracolumbar (TL) and sacral surgery | TL and sacral fusion and fixation implant | TL pedicle screw - Shank, tulip | Medyssey Co., Ltd. | Iliad Spinal System Poly axial screw 8.5x70mm | PO8570 | Standalone | DE0508526 | As per HSA registered indication(s) except for radiolucent implants which should be used as follows:  in patients with primary or metastatic spinal tumours who would benefit from post-operative high dose high precision beam therapy upon appropriate and stringent patient selection;  Patient selection should be done via standardised assessment such as the neurological-oncological-mechanical systemic (NOMS) framework; and  The assessment should be carried out by a multidisciplinary team (MDT), which may be inclusive of, but not limited to, radiation oncologists, spine surgeons and interventional radiologists, among others.
Orthopaedics | Spine - Thoracolumbar (TL) and sacral surgery | TL and sacral fusion and fixation implant | TL pedicle screw - Shank, tulip | Medyssey Co., Ltd. | Iliad Spinal System Poly axial screw 8.5x75mm | PO8575 | Standalone | DE0508526 | As per HSA registered indication(s) except for radiolucent implants which should be used as follows:  in patients with primary or metastatic spinal tumours who would benefit from post-operative high dose high precision beam therapy upon appropriate and stringent patient selection;  Patient selection should be done via standardised assessment such as the neurological-oncological-mechanical systemic (NOMS) framework; and  The assessment should be carried out by a multidisciplinary team (MDT), which may be inclusive of, but not limited to, radiation oncologists, spine surgeons and interventional radiologists, among others.
Orthopaedics | Spine - Thoracolumbar (TL) and sacral surgery | TL and sacral fusion and fixation implant | TL pedicle screw - Shank, tulip | Medyssey Co., Ltd. | Iliad Spinal System Poly axial screw 8.5x80mm | PO8580 | Standalone | DE0508526 | As per HSA registered indication(s) except for radiolucent implants which should be used as follows:  in patients with primary or metastatic spinal tumours who would benefit from post-operative high dose high precision beam therapy upon appropriate and stringent patient selection;  Patient selection should be done via standardised assessment such as the neurological-oncological-mechanical systemic (NOMS) framework; and  The assessment should be carried out by a multidisciplinary team (MDT), which may be inclusive of, but not limited to, radiation oncologists, spine surgeons and interventional radiologists, among others.
Orthopaedics | Spine - Thoracolumbar (TL) and sacral surgery | TL and sacral fusion and fixation implant | TL pedicle screw - Shank, tulip | Medyssey Co., Ltd. | Iliad Spinal System Poly axial screw 8.5x85mm | PO8585 | Standalone | DE0508526 | As per HSA registered indication(s) except for radiolucent implants which should be used as follows:  in patients with primary or metastatic spinal tumours who would benefit from post-operative high dose high precision beam therapy upon appropriate and stringent patient selection;  Patient selection should be done via standardised assessment such as the neurological-oncological-mechanical systemic (NOMS) framework; and  The assessment should be carried out by a multidisciplinary team (MDT), which may be inclusive of, but not limited to, radiation oncologists, spine surgeons and interventional radiologists, among others.
Orthopaedics | Spine - Thoracolumbar (TL) and sacral surgery | TL and sacral fusion and fixation implant | TL pedicle screw - Shank, tulip | Medyssey Co., Ltd. | Iliad Spinal System Poly axial screw 8.5x90mm | PO8590 | Standalone | DE0508526 | As per HSA registered indication(s) except for radiolucent implants which should be used as follows:  in patients with primary or metastatic spinal tumours who would benefit from post-operative high dose high precision beam therapy upon appropriate and stringent patient selection;  Patient selection should be done via standardised assessment such as the neurological-oncological-mechanical systemic (NOMS) framework; and  The assessment should be carried out by a multidisciplinary team (MDT), which may be inclusive of, but not limited to, radiation oncologists, spine surgeons and interventional radiologists, among others.
Orthopaedics | Spine - Thoracolumbar (TL) and sacral surgery | TL and sacral fusion and fixation implant | TL pedicle screw - Shank, tulip | Medyssey Co., Ltd. | Iliad Spinal System Poly axial screw 8.5x95mm | PO8595 | Standalone | DE0508526 | As per HSA registered indication(s) except for radiolucent implants which should be used as follows:  in patients with primary or metastatic spinal tumours who would benefit from post-operative high dose high precision beam therapy upon appropriate and stringent patient selection;  Patient selection should be done via standardised assessment such as the neurological-oncological-mechanical systemic (NOMS) framework; and  The assessment should be carried out by a multidisciplinary team (MDT), which may be inclusive of, but not limited to, radiation oncologists, spine surgeons and interventional radiologists, among others.
Orthopaedics | Spine - Thoracolumbar (TL) and sacral surgery | TL and sacral fusion and fixation implant | TL pedicle screw - Shank, tulip | Medyssey Co., Ltd. | Iliad Spinal System Poly axial screw 8.5x100mm | PO85100 | Standalone | DE0508526 | As per HSA registered indication(s) except for radiolucent implants which should be used as follows:  in patients with primary or metastatic spinal tumours who would benefit from post-operative high dose high precision beam therapy upon appropriate and stringent patient selection;  Patient selection should be done via standardised assessment such as the neurological-oncological-mechanical systemic (NOMS) framework; and  The assessment should be carried out by a multidisciplinary team (MDT), which may be inclusive of, but not limited to, radiation oncologists, spine surgeons and interventional radiologists, among others.
Orthopaedics | Spine - Thoracolumbar (TL) and sacral surgery | TL and sacral fusion and fixation implant | TL pedicle screw - Shank, tulip | Medyssey Co., Ltd. | Iliad Spinal System Poly axial screw 8.5x105mm | PO85105 | Standalone | DE0508526 | As per HSA registered indication(s) except for radiolucent implants which should be used as follows:  in patients with primary or metastatic spinal tumours who would benefit from post-operative high dose high precision beam therapy upon appropriate and stringent patient selection;  Patient selection should be done via standardised assessment such as the neurological-oncological-mechanical systemic (NOMS) framework; and  The assessment should be carried out by a multidisciplinary team (MDT), which may be inclusive of, but not limited to, radiation oncologists, spine surgeons and interventional radiologists, among others.
Orthopaedics | Spine - Thoracolumbar (TL) and sacral surgery | TL and sacral fusion and fixation implant | TL pedicle screw - Shank, tulip | Medyssey Co., Ltd. | Iliad Spinal System Poly axial screw 8.5x110mm | PO85110 | Standalone | DE0508526 | As per HSA registered indication(s) except for radiolucent implants which should be used as follows:  in patients with primary or metastatic spinal tumours who would benefit from post-operative high dose high precision beam therapy upon appropriate and stringent patient selection;  Patient selection should be done via standardised assessment such as the neurological-oncological-mechanical systemic (NOMS) framework; and  The assessment should be carried out by a multidisciplinary team (MDT), which may be inclusive of, but not limited to, radiation oncologists, spine surgeons and interventional radiologists, among others.
Orthopaedics | Spine - Thoracolumbar (TL) and sacral surgery | TL and sacral fusion and fixation implant | TL pedicle screw - Shank, tulip | Medyssey Co., Ltd. | Iliad Spinal System Poly axial screw 8.5x115mm | PO85115 | Standalone | DE0508526 | As per HSA registered indication(s) except for radiolucent implants which should be used as follows:  in patients with primary or metastatic spinal tumours who would benefit from post-operative high dose high precision beam therapy upon appropriate and stringent patient selection;  Patient selection should be done via standardised assessment such as the neurological-oncological-mechanical systemic (NOMS) framework; and  The assessment should be carried out by a multidisciplinary team (MDT), which may be inclusive of, but not limited to, radiation oncologists, spine surgeons and interventional radiologists, among others.
Orthopaedics | Spine - Thoracolumbar (TL) and sacral surgery | TL and sacral fusion and fixation implant | TL pedicle screw - Shank, tulip | Medyssey Co., Ltd. | Iliad Spinal System Poly axial screw 8.5x120mm | PO85120 | Standalone | DE0508526 | As per HSA registered indication(s) except for radiolucent implants which should be used as follows:  in patients with primary or metastatic spinal tumours who would benefit from post-operative high dose high precision beam therapy upon appropriate and stringent patient selection;  Patient selection should be done via standardised assessment such as the neurological-oncological-mechanical systemic (NOMS) framework; and  The assessment should be carried out by a multidisciplinary team (MDT), which may be inclusive of, but not limited to, radiation oncologists, spine surgeons and interventional radiologists, among others.
Orthopaedics | Spine - Thoracolumbar (TL) and sacral surgery | TL and sacral fusion and fixation implant | TL pedicle screw - Shank, tulip | Medyssey Co., Ltd. | Iliad Spinal System Poly axial screw 9.5x80mm | PO9580 | Standalone | DE0508526 | As per HSA registered indication(s) except for radiolucent implants which should be used as follows:  in patients with primary or metastatic spinal tumours who would benefit from post-operative high dose high precision beam therapy upon appropriate and stringent patient selection;  Patient selection should be done via standardised assessment such as the neurological-oncological-mechanical systemic (NOMS) framework; and  The assessment should be carried out by a multidisciplinary team (MDT), which may be inclusive of, but not limited to, radiation oncologists, spine surgeons and interventional radiologists, among others.
Orthopaedics | Spine - Thoracolumbar (TL) and sacral surgery | TL and sacral fusion and fixation implant | TL pedicle screw - Shank, tulip | Medyssey Co., Ltd. | Iliad Spinal System Poly axial screw 9.5x85mm | PO9585 | Standalone | DE0508526 | As per HSA registered indication(s) except for radiolucent implants which should be used as follows:  in patients with primary or metastatic spinal tumours who would benefit from post-operative high dose high precision beam therapy upon appropriate and stringent patient selection;  Patient selection should be done via standardised assessment such as the neurological-oncological-mechanical systemic (NOMS) framework; and  The assessment should be carried out by a multidisciplinary team (MDT), which may be inclusive of, but not limited to, radiation oncologists, spine surgeons and interventional radiologists, among others.
Orthopaedics | Spine - Thoracolumbar (TL) and sacral surgery | TL and sacral fusion and fixation implant | TL pedicle screw - Shank, tulip | Medyssey Co., Ltd. | Iliad Spinal System Poly axial screw 9.5x90mm | PO9590 | Standalone | DE0508526 | As per HSA registered indication(s) except for radiolucent implants which should be used as follows:  in patients with primary or metastatic spinal tumours who would benefit from post-operative high dose high precision beam therapy upon appropriate and stringent patient selection;  Patient selection should be done via standardised assessment such as the neurological-oncological-mechanical systemic (NOMS) framework; and  The assessment should be carried out by a multidisciplinary team (MDT), which may be inclusive of, but not limited to, radiation oncologists, spine surgeons and interventional radiologists, among others.
Orthopaedics | Spine - Thoracolumbar (TL) and sacral surgery | TL and sacral fusion and fixation implant | TL pedicle screw - Shank, tulip | Medyssey Co., Ltd. | Iliad Spinal System Poly axial screw 9.5x95mm | PO9595 | Standalone | DE0508526 | As per HSA registered indication(s) except for radiolucent implants which should be used as follows:  in patients with primary or metastatic spinal tumours who would benefit from post-operative high dose high precision beam therapy upon appropriate and stringent patient selection;  Patient selection should be done via standardised assessment such as the neurological-oncological-mechanical systemic (NOMS) framework; and  The assessment should be carried out by a multidisciplinary team (MDT), which may be inclusive of, but not limited to, radiation oncologists, spine surgeons and interventional radiologists, among others.
Orthopaedics | Spine - Thoracolumbar (TL) and sacral surgery | TL and sacral fusion and fixation implant | TL pedicle screw - Shank, tulip | Medyssey Co., Ltd. | Iliad Spinal System Poly axial screw 9.5x100mm | PO95100 | Standalone | DE0508526 | As per HSA registered indication(s) except for radiolucent implants which should be used as follows:  in patients with primary or metastatic spinal tumours who would benefit from post-operative high dose high precision beam therapy upon appropriate and stringent patient selection;  Patient selection should be done via standardised assessment such as the neurological-oncological-mechanical systemic (NOMS) framework; and  The assessment should be carried out by a multidisciplinary team (MDT), which may be inclusive of, but not limited to, radiation oncologists, spine surgeons and interventional radiologists, among others.
Orthopaedics | Spine - Thoracolumbar (TL) and sacral surgery | TL and sacral fusion and fixation implant | TL pedicle screw - Shank, tulip | Medyssey Co., Ltd. | Iliad Spinal System Poly axial screw 9.5x105mm | PO95105 | Standalone | DE0508526 | As per HSA registered indication(s) except for radiolucent implants which should be used as follows:  in patients with primary or metastatic spinal tumours who would benefit from post-operative high dose high precision beam therapy upon appropriate and stringent patient selection;  Patient selection should be done via standardised assessment such as the neurological-oncological-mechanical systemic (NOMS) framework; and  The assessment should be carried out by a multidisciplinary team (MDT), which may be inclusive of, but not limited to, radiation oncologists, spine surgeons and interventional radiologists, among others.
Orthopaedics | Spine - Thoracolumbar (TL) and sacral surgery | TL and sacral fusion and fixation implant | TL pedicle screw - Shank, tulip | Medyssey Co., Ltd. | Iliad Spinal System Poly axial screw 9.5x110mm | PO95110 | Standalone | DE0508526 | As per HSA registered indication(s) except for radiolucent implants which should be used as follows:  in patients with primary or metastatic spinal tumours who would benefit from post-operative high dose high precision beam therapy upon appropriate and stringent patient selection;  Patient selection should be done via standardised assessment such as the neurological-oncological-mechanical systemic (NOMS) framework; and  The assessment should be carried out by a multidisciplinary team (MDT), which may be inclusive of, but not limited to, radiation oncologists, spine surgeons and interventional radiologists, among others.
Orthopaedics | Spine - Thoracolumbar (TL) and sacral surgery | TL and sacral fusion and fixation implant | TL pedicle screw - Shank, tulip | Medyssey Co., Ltd. | Iliad Spinal System Poly axial screw 9.5x115mm | PO95115 | Standalone | DE0508526 | As per HSA registered indication(s) except for radiolucent implants which should be used as follows:  in patients with primary or metastatic spinal tumours who would benefit from post-operative high dose high precision beam therapy upon appropriate and stringent patient selection;  Patient selection should be done via standardised assessment such as the neurological-oncological-mechanical systemic (NOMS) framework; and  The assessment should be carried out by a multidisciplinary team (MDT), which may be inclusive of, but not limited to, radiation oncologists, spine surgeons and interventional radiologists, among others.
Orthopaedics | Spine - Thoracolumbar (TL) and sacral surgery | TL and sacral fusion and fixation implant | TL pedicle screw - Shank, tulip | Medyssey Co., Ltd. | Iliad Spinal System Poly axial screw 9.5x120mm | PO95120 | Standalone | DE0508526 | As per HSA registered indication(s) except for radiolucent implants which should be used as follows:  in patients with primary or metastatic spinal tumours who would benefit from post-operative high dose high precision beam therapy upon appropriate and stringent patient selection;  Patient selection should be done via standardised assessment such as the neurological-oncological-mechanical systemic (NOMS) framework; and  The assessment should be carried out by a multidisciplinary team (MDT), which may be inclusive of, but not limited to, radiation oncologists, spine surgeons and interventional radiologists, among others.
Orthopaedics | Spine - Thoracolumbar (TL) and sacral surgery | TL and sacral fusion and fixation implant | TL pedicle screw - Shank, tulip | Medyssey Co., Ltd. | Iliad Spinal System Hole Poly axial screw 6.5x20mm | HPO6520 | Standalone | DE0508526 | As per HSA registered indication(s) except for radiolucent implants which should be used as follows:  in patients with primary or metastatic spinal tumours who would benefit from post-operative high dose high precision beam therapy upon appropriate and stringent patient selection;  Patient selection should be done via standardised assessment such as the neurological-oncological-mechanical systemic (NOMS) framework; and  The assessment should be carried out by a multidisciplinary team (MDT), which may be inclusive of, but not limited to, radiation oncologists, spine surgeons and interventional radiologists, among others.
Orthopaedics | Spine - Thoracolumbar (TL) and sacral surgery | TL and sacral fusion and fixation implant | TL pedicle screw - Shank, tulip | Medyssey Co., Ltd. | Iliad Spinal System Hole Poly axial screw 6.5x25mm | HPO6525 | Standalone | DE0508526 | As per HSA registered indication(s) except for radiolucent implants which should be used as follows:  in patients with primary or metastatic spinal tumours who would benefit from post-operative high dose high precision beam therapy upon appropriate and stringent patient selection;  Patient selection should be done via standardised assessment such as the neurological-oncological-mechanical systemic (NOMS) framework; and  The assessment should be carried out by a multidisciplinary team (MDT), which may be inclusive of, but not limited to, radiation oncologists, spine surgeons and interventional radiologists, among others.
Orthopaedics | Spine - Thoracolumbar (TL) and sacral surgery | TL and sacral fusion and fixation implant | TL pedicle screw - Shank, tulip | Medyssey Co., Ltd. | Iliad Spinal System Hole Poly axial screw 6.5x30mm | HPO6530 | Standalone | DE0508526 | As per HSA registered indication(s) except for radiolucent implants which should be used as follows:  in patients with primary or metastatic spinal tumours who would benefit from post-operative high dose high precision beam therapy upon appropriate and stringent patient selection;  Patient selection should be done via standardised assessment such as the neurological-oncological-mechanical systemic (NOMS) framework; and  The assessment should be carried out by a multidisciplinary team (MDT), which may be inclusive of, but not limited to, radiation oncologists, spine surgeons and interventional radiologists, among others.
Orthopaedics | Spine - Thoracolumbar (TL) and sacral surgery | TL and sacral fusion and fixation implant | TL pedicle screw - Shank, tulip | Medyssey Co., Ltd. | Iliad Spinal System Hole Poly axial screw 6.5x35mm | HPO6535 | Standalone | DE0508526 | As per HSA registered indication(s) except for radiolucent implants which should be used as follows:  in patients with primary or metastatic spinal tumours who would benefit from post-operative high dose high precision beam therapy upon appropriate and stringent patient selection;  Patient selection should be done via standardised assessment such as the neurological-oncological-mechanical systemic (NOMS) framework; and  The assessment should be carried out by a multidisciplinary team (MDT), which may be inclusive of, but not limited to, radiation oncologists, spine surgeons and interventional radiologists, among others.
Orthopaedics | Spine - Thoracolumbar (TL) and sacral surgery | TL and sacral fusion and fixation implant | TL pedicle screw - Shank, tulip | Medyssey Co., Ltd. | Iliad Spinal System Hole Poly axial screw 6.5x40mm | HPO6540 | Standalone | DE0508526 | As per HSA registered indication(s) except for radiolucent implants which should be used as follows:  in patients with primary or metastatic spinal tumours who would benefit from post-operative high dose high precision beam therapy upon appropriate and stringent patient selection;  Patient selection should be done via standardised assessment such as the neurological-oncological-mechanical systemic (NOMS) framework; and  The assessment should be carried out by a multidisciplinary team (MDT), which may be inclusive of, but not limited to, radiation oncologists, spine surgeons and interventional radiologists, among others.
Orthopaedics | Spine - Thoracolumbar (TL) and sacral surgery | TL and sacral fusion and fixation implant | TL pedicle screw - Shank, tulip | Medyssey Co., Ltd. | Iliad Spinal System Hole Poly axial screw 6.5x45mm | HPO6545 | Standalone | DE0508526 | As per HSA registered indication(s) except for radiolucent implants which should be used as follows:  in patients with primary or metastatic spinal tumours who would benefit from post-operative high dose high precision beam therapy upon appropriate and stringent patient selection;  Patient selection should be done via standardised assessment such as the neurological-oncological-mechanical systemic (NOMS) framework; and  The assessment should be carried out by a multidisciplinary team (MDT), which may be inclusive of, but not limited to, radiation oncologists, spine surgeons and interventional radiologists, among others.
Orthopaedics | Spine - Thoracolumbar (TL) and sacral surgery | TL and sacral fusion and fixation implant | TL pedicle screw - Shank, tulip | Medyssey Co., Ltd. | Iliad Spinal System Hole Poly axial screw 6.5x50mm | HPO6550 | Standalone | DE0508526 | As per HSA registered indication(s) except for radiolucent implants which should be used as follows:  in patients with primary or metastatic spinal tumours who would benefit from post-operative high dose high precision beam therapy upon appropriate and stringent patient selection;  Patient selection should be done via standardised assessment such as the neurological-oncological-mechanical systemic (NOMS) framework; and  The assessment should be carried out by a multidisciplinary team (MDT), which may be inclusive of, but not limited to, radiation oncologists, spine surgeons and interventional radiologists, among others.
Orthopaedics | Spine - Thoracolumbar (TL) and sacral surgery | TL and sacral fusion and fixation implant | TL pedicle screw - Shank, tulip | Medyssey Co., Ltd. | Iliad Spinal System Hole Poly axial screw 6.5x55mm | HPO6555 | Standalone | DE0508526 | As per HSA registered indication(s) except for radiolucent implants which should be used as follows:  in patients with primary or metastatic spinal tumours who would benefit from post-operative high dose high precision beam therapy upon appropriate and stringent patient selection;  Patient selection should be done via standardised assessment such as the neurological-oncological-mechanical systemic (NOMS) framework; and  The assessment should be carried out by a multidisciplinary team (MDT), which may be inclusive of, but not limited to, radiation oncologists, spine surgeons and interventional radiologists, among others.
Orthopaedics | Spine - Thoracolumbar (TL) and sacral surgery | TL and sacral fusion and fixation implant | TL pedicle screw - Shank, tulip | Medyssey Co., Ltd. | Iliad Spinal System Hole Poly axial screw 6.5x60mm | HPO6560 | Standalone | DE0508526 | As per HSA registered indication(s) except for radiolucent implants which should be used as follows:  in patients with primary or metastatic spinal tumours who would benefit from post-operative high dose high precision beam therapy upon appropriate and stringent patient selection;  Patient selection should be done via standardised assessment such as the neurological-oncological-mechanical systemic (NOMS) framework; and  The assessment should be carried out by a multidisciplinary team (MDT), which may be inclusive of, but not limited to, radiation oncologists, spine surgeons and interventional radiologists, among others.
Orthopaedics | Spine - Thoracolumbar (TL) and sacral surgery | TL and sacral fusion and fixation implant | TL pedicle screw - Shank, tulip | Medyssey Co., Ltd. | Iliad Spinal System Hole Poly axial screw 6.5x65mm | HPO6565 | Standalone | DE0508526 | As per HSA registered indication(s) except for radiolucent implants which should be used as follows:  in patients with primary or metastatic spinal tumours who would benefit from post-operative high dose high precision beam therapy upon appropriate and stringent patient selection;  Patient selection should be done via standardised assessment such as the neurological-oncological-mechanical systemic (NOMS) framework; and  The assessment should be carried out by a multidisciplinary team (MDT), which may be inclusive of, but not limited to, radiation oncologists, spine surgeons and interventional radiologists, among others.
Orthopaedics | Spine - Thoracolumbar (TL) and sacral surgery | TL and sacral fusion and fixation implant | TL pedicle screw - Shank, tulip | Medyssey Co., Ltd. | Iliad Spinal System Hole Poly axial screw 7.5x20mm | HPO7520 | Standalone | DE0508526 | As per HSA registered indication(s) except for radiolucent implants which should be used as follows:  in patients with primary or metastatic spinal tumours who would benefit from post-operative high dose high precision beam therapy upon appropriate and stringent patient selection;  Patient selection should be done via standardised assessment such as the neurological-oncological-mechanical systemic (NOMS) framework; and  The assessment should be carried out by a multidisciplinary team (MDT), which may be inclusive of, but not limited to, radiation oncologists, spine surgeons and interventional radiologists, among others.
Orthopaedics | Spine - Thoracolumbar (TL) and sacral surgery | TL and sacral fusion and fixation implant | TL pedicle screw - Shank, tulip | Medyssey Co., Ltd. | Iliad Spinal System Hole Poly axial screw 7.5x25mm | HPO7525 | Standalone | DE0508526 | As per HSA registered indication(s) except for radiolucent implants which should be used as follows:  in patients with primary or metastatic spinal tumours who would benefit from post-operative high dose high precision beam therapy upon appropriate and stringent patient selection;  Patient selection should be done via standardised assessment such as the neurological-oncological-mechanical systemic (NOMS) framework; and  The assessment should be carried out by a multidisciplinary team (MDT), which may be inclusive of, but not limited to, radiation oncologists, spine surgeons and interventional radiologists, among others.
Orthopaedics | Spine - Thoracolumbar (TL) and sacral surgery | TL and sacral fusion and fixation implant | TL pedicle screw - Shank, tulip | Medyssey Co., Ltd. | Iliad Spinal System Hole Poly axial screw 7.5x30mm | HPO7530 | Standalone | DE0508526 | As per HSA registered indication(s) except for radiolucent implants which should be used as follows:  in patients with primary or metastatic spinal tumours who would benefit from post-operative high dose high precision beam therapy upon appropriate and stringent patient selection;  Patient selection should be done via standardised assessment such as the neurological-oncological-mechanical systemic (NOMS) framework; and  The assessment should be carried out by a multidisciplinary team (MDT), which may be inclusive of, but not limited to, radiation oncologists, spine surgeons and interventional radiologists, among others.
Orthopaedics | Spine - Thoracolumbar (TL) and sacral surgery | TL and sacral fusion and fixation implant | TL pedicle screw - Shank, tulip | Medyssey Co., Ltd. | Iliad Spinal System Hole Poly axial screw 7.5x35mm | HPO7535 | Standalone | DE0508526 | As per HSA registered indication(s) except for radiolucent implants which should be used as follows:  in patients with primary or metastatic spinal tumours who would benefit from post-operative high dose high precision beam therapy upon appropriate and stringent patient selection;  Patient selection should be done via standardised assessment such as the neurological-oncological-mechanical systemic (NOMS) framework; and  The assessment should be carried out by a multidisciplinary team (MDT), which may be inclusive of, but not limited to, radiation oncologists, spine surgeons and interventional radiologists, among others.
Orthopaedics | Spine - Thoracolumbar (TL) and sacral surgery | TL and sacral fusion and fixation implant | TL pedicle screw - Shank, tulip | Medyssey Co., Ltd. | Iliad Spinal System Hole Poly axial screw 7.5x40mm | HPO7540 | Standalone | DE0508526 | As per HSA registered indication(s) except for radiolucent implants which should be used as follows:  in patients with primary or metastatic spinal tumours who would benefit from post-operative high dose high precision beam therapy upon appropriate and stringent patient selection;  Patient selection should be done via standardised assessment such as the neurological-oncological-mechanical systemic (NOMS) framework; and  The assessment should be carried out by a multidisciplinary team (MDT), which may be inclusive of, but not limited to, radiation oncologists, spine surgeons and interventional radiologists, among others.
Orthopaedics | Spine - Thoracolumbar (TL) and sacral surgery | TL and sacral fusion and fixation implant | TL pedicle screw - Shank, tulip | Medyssey Co., Ltd. | Iliad Spinal System Hole Poly axial screw 7.5x45mm | HPO7545 | Standalone | DE0508526 | As per HSA registered indication(s) except for radiolucent implants which should be used as follows:  in patients with primary or metastatic spinal tumours who would benefit from post-operative high dose high precision beam therapy upon appropriate and stringent patient selection;  Patient selection should be done via standardised assessment such as the neurological-oncological-mechanical systemic (NOMS) framework; and  The assessment should be carried out by a multidisciplinary team (MDT), which may be inclusive of, but not limited to, radiation oncologists, spine surgeons and interventional radiologists, among others.
Orthopaedics | Spine - Thoracolumbar (TL) and sacral surgery | TL and sacral fusion and fixation implant | TL pedicle screw - Shank, tulip | Medyssey Co., Ltd. | Iliad Spinal System Hole Poly axial screw 7.5x50mm | HPO7550 | Standalone | DE0508526 | As per HSA registered indication(s) except for radiolucent implants which should be used as follows:  in patients with primary or metastatic spinal tumours who would benefit from post-operative high dose high precision beam therapy upon appropriate and stringent patient selection;  Patient selection should be done via standardised assessment such as the neurological-oncological-mechanical systemic (NOMS) framework; and  The assessment should be carried out by a multidisciplinary team (MDT), which may be inclusive of, but not limited to, radiation oncologists, spine surgeons and interventional radiologists, among others.
Orthopaedics | Spine - Thoracolumbar (TL) and sacral surgery | TL and sacral fusion and fixation implant | TL pedicle screw - Shank, tulip | Medyssey Co., Ltd. | Iliad Spinal System Hole Poly axial screw 7.5x55mm | HPO7555 | Standalone | DE0508526 | As per HSA registered indication(s) except for radiolucent implants which should be used as follows:  in patients with primary or metastatic spinal tumours who would benefit from post-operative high dose high precision beam therapy upon appropriate and stringent patient selection;  Patient selection should be done via standardised assessment such as the neurological-oncological-mechanical systemic (NOMS) framework; and  The assessment should be carried out by a multidisciplinary team (MDT), which may be inclusive of, but not limited to, radiation oncologists, spine surgeons and interventional radiologists, among others.
Orthopaedics | Spine - Thoracolumbar (TL) and sacral surgery | TL and sacral fusion and fixation implant | TL pedicle screw - Shank, tulip | Medyssey Co., Ltd. | Iliad Spinal System Hole Poly axial screw 7.5x60mm | HPO7560 | Standalone | DE0508526 | As per HSA registered indication(s) except for radiolucent implants which should be used as follows:  in patients with primary or metastatic spinal tumours who would benefit from post-operative high dose high precision beam therapy upon appropriate and stringent patient selection;  Patient selection should be done via standardised assessment such as the neurological-oncological-mechanical systemic (NOMS) framework; and  The assessment should be carried out by a multidisciplinary team (MDT), which may be inclusive of, but not limited to, radiation oncologists, spine surgeons and interventional radiologists, among others.
Orthopaedics | Spine - Thoracolumbar (TL) and sacral surgery | TL and sacral fusion and fixation implant | TL pedicle screw - Shank, tulip | Medyssey Co., Ltd. | Iliad Spinal System Hole Poly axial screw 7.5x65mm | HPO7565 | Standalone | DE0508526 | As per HSA registered indication(s) except for radiolucent implants which should be used as follows:  in patients with primary or metastatic spinal tumours who would benefit from post-operative high dose high precision beam therapy upon appropriate and stringent patient selection;  Patient selection should be done via standardised assessment such as the neurological-oncological-mechanical systemic (NOMS) framework; and  The assessment should be carried out by a multidisciplinary team (MDT), which may be inclusive of, but not limited to, radiation oncologists, spine surgeons and interventional radiologists, among others.
Orthopaedics | Spine - Thoracolumbar (TL) and sacral surgery | TL and sacral fusion and fixation implant | TL pedicle screw - Shank, tulip | Medyssey Co., Ltd. | Iliad Spinal System Hole Poly axial screw 5.5x20mm | HHPO5520 | Standalone | DE0508526 | As per HSA registered indication(s) except for radiolucent implants which should be used as follows:  in patients with primary or metastatic spinal tumours who would benefit from post-operative high dose high precision beam therapy upon appropriate and stringent patient selection;  Patient selection should be done via standardised assessment such as the neurological-oncological-mechanical systemic (NOMS) framework; and  The assessment should be carried out by a multidisciplinary team (MDT), which may be inclusive of, but not limited to, radiation oncologists, spine surgeons and interventional radiologists, among others.
Orthopaedics | Spine - Thoracolumbar (TL) and sacral surgery | TL and sacral fusion and fixation implant | TL pedicle screw - Shank, tulip | Medyssey Co., Ltd. | Iliad Spinal System Hole Poly axial screw 5.5x25mm | HHPO5525 | Standalone | DE0508526 | As per HSA registered indication(s) except for radiolucent implants which should be used as follows:  in patients with primary or metastatic spinal tumours who would benefit from post-operative high dose high precision beam therapy upon appropriate and stringent patient selection;  Patient selection should be done via standardised assessment such as the neurological-oncological-mechanical systemic (NOMS) framework; and  The assessment should be carried out by a multidisciplinary team (MDT), which may be inclusive of, but not limited to, radiation oncologists, spine surgeons and interventional radiologists, among others.
Orthopaedics | Spine - Thoracolumbar (TL) and sacral surgery | TL and sacral fusion and fixation implant | TL pedicle screw - Shank, tulip | Medyssey Co., Ltd. | Iliad Spinal System Hole Poly axial screw 5.5x30mm | HHPO5530 | Standalone | DE0508526 | As per HSA registered indication(s) except for radiolucent implants which should be used as follows:  in patients with primary or metastatic spinal tumours who would benefit from post-operative high dose high precision beam therapy upon appropriate and stringent patient selection;  Patient selection should be done via standardised assessment such as the neurological-oncological-mechanical systemic (NOMS) framework; and  The assessment should be carried out by a multidisciplinary team (MDT), which may be inclusive of, but not limited to, radiation oncologists, spine surgeons and interventional radiologists, among others.
Orthopaedics | Spine - Thoracolumbar (TL) and sacral surgery | TL and sacral fusion and fixation implant | TL pedicle screw - Shank, tulip | Medyssey Co., Ltd. | Iliad Spinal System Hole Poly axial screw 5.5x35mm | HHPO5535 | Standalone | DE0508526 | As per HSA registered indication(s) except for radiolucent implants which should be used as follows:  in patients with primary or metastatic spinal tumours who would benefit from post-operative high dose high precision beam therapy upon appropriate and stringent patient selection;  Patient selection should be done via standardised assessment such as the neurological-oncological-mechanical systemic (NOMS) framework; and  The assessment should be carried out by a multidisciplinary team (MDT), which may be inclusive of, but not limited to, radiation oncologists, spine surgeons and interventional radiologists, among others.
Orthopaedics | Spine - Thoracolumbar (TL) and sacral surgery | TL and sacral fusion and fixation implant | TL pedicle screw - Shank, tulip | Medyssey Co., Ltd. | Iliad Spinal System Hole Poly axial screw 5.5x40mm | HHPO5540 | Standalone | DE0508526 | As per HSA registered indication(s) except for radiolucent implants which should be used as follows:  in patients with primary or metastatic spinal tumours who would benefit from post-operative high dose high precision beam therapy upon appropriate and stringent patient selection;  Patient selection should be done via standardised assessment such as the neurological-oncological-mechanical systemic (NOMS) framework; and  The assessment should be carried out by a multidisciplinary team (MDT), which may be inclusive of, but not limited to, radiation oncologists, spine surgeons and interventional radiologists, among others.
Orthopaedics | Spine - Thoracolumbar (TL) and sacral surgery | TL and sacral fusion and fixation implant | TL pedicle screw - Shank, tulip | Medyssey Co., Ltd. | Iliad Spinal System Hole Poly axial screw 5.5x45mm | HHPO5545 | Standalone | DE0508526 | As per HSA registered indication(s) except for radiolucent implants which should be used as follows:  in patients with primary or metastatic spinal tumours who would benefit from post-operative high dose high precision beam therapy upon appropriate and stringent patient selection;  Patient selection should be done via standardised assessment such as the neurological-oncological-mechanical systemic (NOMS) framework; and  The assessment should be carried out by a multidisciplinary team (MDT), which may be inclusive of, but not limited to, radiation oncologists, spine surgeons and interventional radiologists, among others.
Orthopaedics | Spine - Thoracolumbar (TL) and sacral surgery | TL and sacral fusion and fixation implant | TL pedicle screw - Shank, tulip | Medyssey Co., Ltd. | Iliad Spinal System Hole Poly axial screw 5.5x50mm | HHPO5550 | Standalone | DE0508526 | As per HSA registered indication(s) except for radiolucent implants which should be used as follows:  in patients with primary or metastatic spinal tumours who would benefit from post-operative high dose high precision beam therapy upon appropriate and stringent patient selection;  Patient selection should be done via standardised assessment such as the neurological-oncological-mechanical systemic (NOMS) framework; and  The assessment should be carried out by a multidisciplinary team (MDT), which may be inclusive of, but not limited to, radiation oncologists, spine surgeons and interventional radiologists, among others.
Orthopaedics | Spine - Thoracolumbar (TL) and sacral surgery | TL and sacral fusion and fixation implant | TL pedicle screw - Shank, tulip | Medyssey Co., Ltd. | Iliad Spinal System Hole Poly axial screw 5.5x55mm | HHPO5555 | Standalone | DE0508526 | As per HSA registered indication(s) except for radiolucent implants which should be used as follows:  in patients with primary or metastatic spinal tumours who would benefit from post-operative high dose high precision beam therapy upon appropriate and stringent patient selection;  Patient selection should be done via standardised assessment such as the neurological-oncological-mechanical systemic (NOMS) framework; and  The assessment should be carried out by a multidisciplinary team (MDT), which may be inclusive of, but not limited to, radiation oncologists, spine surgeons and interventional radiologists, among others.
Orthopaedics | Spine - Thoracolumbar (TL) and sacral surgery | TL and sacral fusion and fixation implant | TL pedicle screw - Shank, tulip | Medyssey Co., Ltd. | Iliad Spinal System Reduc. Poly axial screw 5.5x30mm | RP5530 | Standalone | DE0508526 | As per HSA registered indication(s) except for radiolucent implants which should be used as follows:  in patients with primary or metastatic spinal tumours who would benefit from post-operative high dose high precision beam therapy upon appropriate and stringent patient selection;  Patient selection should be done via standardised assessment such as the neurological-oncological-mechanical systemic (NOMS) framework; and  The assessment should be carried out by a multidisciplinary team (MDT), which may be inclusive of, but not limited to, radiation oncologists, spine surgeons and interventional radiologists, among others.
Orthopaedics | Spine - Thoracolumbar (TL) and sacral surgery | TL and sacral fusion and fixation implant | TL pedicle screw - Shank, tulip | Medyssey Co., Ltd. | Iliad Spinal System Reduc. Poly axial screw 5.5x35mm | RP5535 | Standalone | DE0508526 | As per HSA registered indication(s) except for radiolucent implants which should be used as follows:  in patients with primary or metastatic spinal tumours who would benefit from post-operative high dose high precision beam therapy upon appropriate and stringent patient selection;  Patient selection should be done via standardised assessment such as the neurological-oncological-mechanical systemic (NOMS) framework; and  The assessment should be carried out by a multidisciplinary team (MDT), which may be inclusive of, but not limited to, radiation oncologists, spine surgeons and interventional radiologists, among others.
Orthopaedics | Spine - Thoracolumbar (TL) and sacral surgery | TL and sacral fusion and fixation implant | TL pedicle screw - Shank, tulip | Medyssey Co., Ltd. | Iliad Spinal System Reduc. Poly axial screw 5.5x40mm | RP5540 | Standalone | DE0508526 | As per HSA registered indication(s) except for radiolucent implants which should be used as follows:  in patients with primary or metastatic spinal tumours who would benefit from post-operative high dose high precision beam therapy upon appropriate and stringent patient selection;  Patient selection should be done via standardised assessment such as the neurological-oncological-mechanical systemic (NOMS) framework; and  The assessment should be carried out by a multidisciplinary team (MDT), which may be inclusive of, but not limited to, radiation oncologists, spine surgeons and interventional radiologists, among others.
Orthopaedics | Spine - Thoracolumbar (TL) and sacral surgery | TL and sacral fusion and fixation implant | TL pedicle screw - Shank, tulip | Medyssey Co., Ltd. | Iliad Spinal System Reduc. Poly axial screw 5.5x45mm | RP5545 | Standalone | DE0508526 | As per HSA registered indication(s) except for radiolucent implants which should be used as follows:  in patients with primary or metastatic spinal tumours who would benefit from post-operative high dose high precision beam therapy upon appropriate and stringent patient selection;  Patient selection should be done via standardised assessment such as the neurological-oncological-mechanical systemic (NOMS) framework; and  The assessment should be carried out by a multidisciplinary team (MDT), which may be inclusive of, but not limited to, radiation oncologists, spine surgeons and interventional radiologists, among others.
Orthopaedics | Spine - Thoracolumbar (TL) and sacral surgery | TL and sacral fusion and fixation implant | TL pedicle screw - Shank, tulip | Medyssey Co., Ltd. | Iliad Spinal System Reduc. Poly axial screw 5.5x50mm | RP5550 | Standalone | DE0508526 | As per HSA registered indication(s) except for radiolucent implants which should be used as follows:  in patients with primary or metastatic spinal tumours who would benefit from post-operative high dose high precision beam therapy upon appropriate and stringent patient selection;  Patient selection should be done via standardised assessment such as the neurological-oncological-mechanical systemic (NOMS) framework; and  The assessment should be carried out by a multidisciplinary team (MDT), which may be inclusive of, but not limited to, radiation oncologists, spine surgeons and interventional radiologists, among others.
Orthopaedics | Spine - Thoracolumbar (TL) and sacral surgery | TL and sacral fusion and fixation implant | TL pedicle screw - Shank, tulip | Medyssey Co., Ltd. | Iliad Spinal System Reduc. Poly axial screw 5.5x55mm | RP5555 | Standalone | DE0508526 | As per HSA registered indication(s) except for radiolucent implants which should be used as follows:  in patients with primary or metastatic spinal tumours who would benefit from post-operative high dose high precision beam therapy upon appropriate and stringent patient selection;  Patient selection should be done via standardised assessment such as the neurological-oncological-mechanical systemic (NOMS) framework; and  The assessment should be carried out by a multidisciplinary team (MDT), which may be inclusive of, but not limited to, radiation oncologists, spine surgeons and interventional radiologists, among others.
Orthopaedics | Spine - Thoracolumbar (TL) and sacral surgery | TL and sacral fusion and fixation implant | TL pedicle screw - Shank, tulip | Medyssey Co., Ltd. | Iliad Spinal System Reduc. Poly axial screw 6.5x35mm | RP6535 | Standalone | DE0508526 | As per HSA registered indication(s) except for radiolucent implants which should be used as follows:  in patients with primary or metastatic spinal tumours who would benefit from post-operative high dose high precision beam therapy upon appropriate and stringent patient selection;  Patient selection should be done via standardised assessment such as the neurological-oncological-mechanical systemic (NOMS) framework; and  The assessment should be carried out by a multidisciplinary team (MDT), which may be inclusive of, but not limited to, radiation oncologists, spine surgeons and interventional radiologists, among others.
Orthopaedics | Spine - Thoracolumbar (TL) and sacral surgery | TL and sacral fusion and fixation implant | TL pedicle screw - Shank, tulip | Medyssey Co., Ltd. | Iliad Spinal System Reduc. Poly axial screw 6.5x40mm | RP6540 | Standalone | DE0508526 | As per HSA registered indication(s) except for radiolucent implants which should be used as follows:  in patients with primary or metastatic spinal tumours who would benefit from post-operative high dose high precision beam therapy upon appropriate and stringent patient selection;  Patient selection should be done via standardised assessment such as the neurological-oncological-mechanical systemic (NOMS) framework; and  The assessment should be carried out by a multidisciplinary team (MDT), which may be inclusive of, but not limited to, radiation oncologists, spine surgeons and interventional radiologists, among others.
Orthopaedics | Spine - Thoracolumbar (TL) and sacral surgery | TL and sacral fusion and fixation implant | TL pedicle screw - Shank, tulip | Medyssey Co., Ltd. | Iliad Spinal System Reduc. Poly axial screw 6.5x45mm | RP6545 | Standalone | DE0508526 | As per HSA registered indication(s) except for radiolucent implants which should be used as follows:  in patients with primary or metastatic spinal tumours who would benefit from post-operative high dose high precision beam therapy upon appropriate and stringent patient selection;  Patient selection should be done via standardised assessment such as the neurological-oncological-mechanical systemic (NOMS) framework; and  The assessment should be carried out by a multidisciplinary team (MDT), which may be inclusive of, but not limited to, radiation oncologists, spine surgeons and interventional radiologists, among others.
Orthopaedics | Spine - Thoracolumbar (TL) and sacral surgery | TL and sacral fusion and fixation implant | TL pedicle screw - Shank, tulip | Medyssey Co., Ltd. | Iliad Spinal System Reduc. Poly axial screw 6.5x50mm | RP6550 | Standalone | DE0508526 | As per HSA registered indication(s) except for radiolucent implants which should be used as follows:  in patients with primary or metastatic spinal tumours who would benefit from post-operative high dose high precision beam therapy upon appropriate and stringent patient selection;  Patient selection should be done via standardised assessment such as the neurological-oncological-mechanical systemic (NOMS) framework; and  The assessment should be carried out by a multidisciplinary team (MDT), which may be inclusive of, but not limited to, radiation oncologists, spine surgeons and interventional radiologists, among others.
Orthopaedics | Spine - Thoracolumbar (TL) and sacral surgery | TL and sacral fusion and fixation implant | TL pedicle screw - Shank, tulip | Medyssey Co., Ltd. | Iliad Spinal System Reduc. Poly axial screw 6.5x55mm | RP6555 | Standalone | DE0508526 | As per HSA registered indication(s) except for radiolucent implants which should be used as follows:  in patients with primary or metastatic spinal tumours who would benefit from post-operative high dose high precision beam therapy upon appropriate and stringent patient selection;  Patient selection should be done via standardised assessment such as the neurological-oncological-mechanical systemic (NOMS) framework; and  The assessment should be carried out by a multidisciplinary team (MDT), which may be inclusive of, but not limited to, radiation oncologists, spine surgeons and interventional radiologists, among others.
Orthopaedics | Spine - Thoracolumbar (TL) and sacral surgery | TL and sacral fusion and fixation implant | TL pedicle screw - Shank, tulip | Medyssey Co., Ltd. | Iliad Spinal System Reduc. Poly axial screw 6.5x60mm | RP6560 | Standalone | DE0508526 | As per HSA registered indication(s) except for radiolucent implants which should be used as follows:  in patients with primary or metastatic spinal tumours who would benefit from post-operative high dose high precision beam therapy upon appropriate and stringent patient selection;  Patient selection should be done via standardised assessment such as the neurological-oncological-mechanical systemic (NOMS) framework; and  The assessment should be carried out by a multidisciplinary team (MDT), which may be inclusive of, but not limited to, radiation oncologists, spine surgeons and interventional radiologists, among others.
Orthopaedics | Spine - Thoracolumbar (TL) and sacral surgery | TL and sacral fusion and fixation implant | TL pedicle screw - Shank, tulip | Medyssey Co., Ltd. | Iliad Spinal System Reduc. Poly axial screw 6.5x65mm | RP6565 | Standalone | DE0508526 | As per HSA registered indication(s) except for radiolucent implants which should be used as follows:  in patients with primary or metastatic spinal tumours who would benefit from post-operative high dose high precision beam therapy upon appropriate and stringent patient selection;  Patient selection should be done via standardised assessment such as the neurological-oncological-mechanical systemic (NOMS) framework; and  The assessment should be carried out by a multidisciplinary team (MDT), which may be inclusive of, but not limited to, radiation oncologists, spine surgeons and interventional radiologists, among others.
Orthopaedics | Spine - Thoracolumbar (TL) and sacral surgery | TL and sacral fusion and fixation implant | TL pedicle screw - Shank, tulip | Medyssey Co., Ltd. | Iliad Spinal System Reduc. Poly axial screw 7.5x35mm | RP7535 | Standalone | DE0508526 | As per HSA registered indication(s) except for radiolucent implants which should be used as follows:  in patients with primary or metastatic spinal tumours who would benefit from post-operative high dose high precision beam therapy upon appropriate and stringent patient selection;  Patient selection should be done via standardised assessment such as the neurological-oncological-mechanical systemic (NOMS) framework; and  The assessment should be carried out by a multidisciplinary team (MDT), which may be inclusive of, but not limited to, radiation oncologists, spine surgeons and interventional radiologists, among others.
Orthopaedics | Spine - Thoracolumbar (TL) and sacral surgery | TL and sacral fusion and fixation implant | TL pedicle screw - Shank, tulip | Medyssey Co., Ltd. | Iliad Spinal System Reduc. Poly axial screw 7.5x40mm | RP7540 | Standalone | DE0508526 | As per HSA registered indication(s) except for radiolucent implants which should be used as follows:  in patients with primary or metastatic spinal tumours who would benefit from post-operative high dose high precision beam therapy upon appropriate and stringent patient selection;  Patient selection should be done via standardised assessment such as the neurological-oncological-mechanical systemic (NOMS) framework; and  The assessment should be carried out by a multidisciplinary team (MDT), which may be inclusive of, but not limited to, radiation oncologists, spine surgeons and interventional radiologists, among others.
Orthopaedics | Spine - Thoracolumbar (TL) and sacral surgery | TL and sacral fusion and fixation implant | TL pedicle screw - Shank, tulip | Medyssey Co., Ltd. | Iliad Spinal System Reduc. Poly axial screw 7.5x45mm | RP7545 | Standalone | DE0508526 | As per HSA registered indication(s) except for radiolucent implants which should be used as follows:  in patients with primary or metastatic spinal tumours who would benefit from post-operative high dose high precision beam therapy upon appropriate and stringent patient selection;  Patient selection should be done via standardised assessment such as the neurological-oncological-mechanical systemic (NOMS) framework; and  The assessment should be carried out by a multidisciplinary team (MDT), which may be inclusive of, but not limited to, radiation oncologists, spine surgeons and interventional radiologists, among others.
Orthopaedics | Spine - Thoracolumbar (TL) and sacral surgery | TL and sacral fusion and fixation implant | TL pedicle screw - Shank, tulip | Medyssey Co., Ltd. | Iliad Spinal System Reduc. Poly axial screw 7.5x50mm | RP7550 | Standalone | DE0508526 | As per HSA registered indication(s) except for radiolucent implants which should be used as follows:  in patients with primary or metastatic spinal tumours who would benefit from post-operative high dose high precision beam therapy upon appropriate and stringent patient selection;  Patient selection should be done via standardised assessment such as the neurological-oncological-mechanical systemic (NOMS) framework; and  The assessment should be carried out by a multidisciplinary team (MDT), which may be inclusive of, but not limited to, radiation oncologists, spine surgeons and interventional radiologists, among others.
Orthopaedics | Spine - Thoracolumbar (TL) and sacral surgery | TL and sacral fusion and fixation implant | TL pedicle screw - Shank, tulip | Medyssey Co., Ltd. | Iliad Spinal System Reduc. Poly axial screw 7.5x55mm | RP7555 | Standalone | DE0508526 | As per HSA registered indication(s) except for radiolucent implants which should be used as follows:  in patients with primary or metastatic spinal tumours who would benefit from post-operative high dose high precision beam therapy upon appropriate and stringent patient selection;  Patient selection should be done via standardised assessment such as the neurological-oncological-mechanical systemic (NOMS) framework; and  The assessment should be carried out by a multidisciplinary team (MDT), which may be inclusive of, but not limited to, radiation oncologists, spine surgeons and interventional radiologists, among others.
Orthopaedics | Spine - Thoracolumbar (TL) and sacral surgery | TL and sacral fusion and fixation implant | TL pedicle screw - Shank, tulip | Medyssey Co., Ltd. | Iliad Spinal System Reduc. Poly axial screw 7.5x60mm | RP7560 | Standalone | DE0508526 | As per HSA registered indication(s) except for radiolucent implants which should be used as follows:  in patients with primary or metastatic spinal tumours who would benefit from post-operative high dose high precision beam therapy upon appropriate and stringent patient selection;  Patient selection should be done via standardised assessment such as the neurological-oncological-mechanical systemic (NOMS) framework; and  The assessment should be carried out by a multidisciplinary team (MDT), which may be inclusive of, but not limited to, radiation oncologists, spine surgeons and interventional radiologists, among others.
Orthopaedics | Spine - Thoracolumbar (TL) and sacral surgery | TL and sacral fusion and fixation implant | TL pedicle screw - Shank, tulip | Medyssey Co., Ltd. | Iliad Spinal System Reduc. Poly axial screw 7.5x65mm | RP7565 | Standalone | DE0508526 | As per HSA registered indication(s) except for radiolucent implants which should be used as follows:  in patients with primary or metastatic spinal tumours who would benefit from post-operative high dose high precision beam therapy upon appropriate and stringent patient selection;  Patient selection should be done via standardised assessment such as the neurological-oncological-mechanical systemic (NOMS) framework; and  The assessment should be carried out by a multidisciplinary team (MDT), which may be inclusive of, but not limited to, radiation oncologists, spine surgeons and interventional radiologists, among others.
Orthopaedics | Spine - Thoracolumbar (TL) and sacral surgery | TL and sacral fusion and fixation implant | TL rod | Medyssey Co., Ltd. | Iliad Spinal System Pre-contoured Rod 6.0x35mm | BR60035 | Standalone | DE0508526 | As per HSA registered indication(s) except for radiolucent implants which should be used as follows:  in patients with primary or metastatic spinal tumours who would benefit from post-operative high dose high precision beam therapy upon appropriate and stringent patient selection;  Patient selection should be done via standardised assessment such as the neurological-oncological-mechanical systemic (NOMS) framework; and  The assessment should be carried out by a multidisciplinary team (MDT), which may be inclusive of, but not limited to, radiation oncologists, spine surgeons and interventional radiologists, among others.
Orthopaedics | Spine - Thoracolumbar (TL) and sacral surgery | TL and sacral fusion and fixation implant | TL rod | Medyssey Co., Ltd. | Iliad Spinal System Pre-contoured Rod 6.0x40mm | BR60040 | Standalone | DE0508526 | As per HSA registered indication(s) except for radiolucent implants which should be used as follows:  in patients with primary or metastatic spinal tumours who would benefit from post-operative high dose high precision beam therapy upon appropriate and stringent patient selection;  Patient selection should be done via standardised assessment such as the neurological-oncological-mechanical systemic (NOMS) framework; and  The assessment should be carried out by a multidisciplinary team (MDT), which may be inclusive of, but not limited to, radiation oncologists, spine surgeons and interventional radiologists, among others.
Orthopaedics | Spine - Thoracolumbar (TL) and sacral surgery | TL and sacral fusion and fixation implant | TL rod | Medyssey Co., Ltd. | Iliad Spinal System Pre-contoured Rod 6.0x45mm | BR60045 | Standalone | DE0508526 | As per HSA registered indication(s) except for radiolucent implants which should be used as follows:  in patients with primary or metastatic spinal tumours who would benefit from post-operative high dose high precision beam therapy upon appropriate and stringent patient selection;  Patient selection should be done via standardised assessment such as the neurological-oncological-mechanical systemic (NOMS) framework; and  The assessment should be carried out by a multidisciplinary team (MDT), which may be inclusive of, but not limited to, radiation oncologists, spine surgeons and interventional radiologists, among others.
Orthopaedics | Spine - Thoracolumbar (TL) and sacral surgery | TL and sacral fusion and fixation implant | TL rod | Medyssey Co., Ltd. | Iliad Spinal System Pre-contoured Rod 6.0x50mm | BR60050 | Standalone | DE0508526 | As per HSA registered indication(s) except for radiolucent implants which should be used as follows:  in patients with primary or metastatic spinal tumours who would benefit from post-operative high dose high precision beam therapy upon appropriate and stringent patient selection;  Patient selection should be done via standardised assessment such as the neurological-oncological-mechanical systemic (NOMS) framework; and  The assessment should be carried out by a multidisciplinary team (MDT), which may be inclusive of, but not limited to, radiation oncologists, spine surgeons and interventional radiologists, among others.
Orthopaedics | Spine - Thoracolumbar (TL) and sacral surgery | TL and sacral fusion and fixation implant | TL rod | Medyssey Co., Ltd. | Iliad Spinal System Pre-contoured Rod 6.0x60mm | BR60060 | Standalone | DE0508526 | As per HSA registered indication(s) except for radiolucent implants which should be used as follows:  in patients with primary or metastatic spinal tumours who would benefit from post-operative high dose high precision beam therapy upon appropriate and stringent patient selection;  Patient selection should be done via standardised assessment such as the neurological-oncological-mechanical systemic (NOMS) framework; and  The assessment should be carried out by a multidisciplinary team (MDT), which may be inclusive of, but not limited to, radiation oncologists, spine surgeons and interventional radiologists, among others.
Orthopaedics | Spine - Thoracolumbar (TL) and sacral surgery | TL and sacral fusion and fixation implant | TL rod | Medyssey Co., Ltd. | Iliad Spinal System Pre-contoured Rod 6.0x70mm | BR60070 | Standalone | DE0508526 | As per HSA registered indication(s) except for radiolucent implants which should be used as follows:  in patients with primary or metastatic spinal tumours who would benefit from post-operative high dose high precision beam therapy upon appropriate and stringent patient selection;  Patient selection should be done via standardised assessment such as the neurological-oncological-mechanical systemic (NOMS) framework; and  The assessment should be carried out by a multidisciplinary team (MDT), which may be inclusive of, but not limited to, radiation oncologists, spine surgeons and interventional radiologists, among others.
Orthopaedics | Spine - Thoracolumbar (TL) and sacral surgery | TL and sacral fusion and fixation implant | TL rod | Medyssey Co., Ltd. | Iliad Spinal System Pre-contoured Rod 6.0x80mm | BR60080 | Standalone | DE0508526 | As per HSA registered indication(s) except for radiolucent implants which should be used as follows:  in patients with primary or metastatic spinal tumours who would benefit from post-operative high dose high precision beam therapy upon appropriate and stringent patient selection;  Patient selection should be done via standardised assessment such as the neurological-oncological-mechanical systemic (NOMS) framework; and  The assessment should be carried out by a multidisciplinary team (MDT), which may be inclusive of, but not limited to, radiation oncologists, spine surgeons and interventional radiologists, among others.
Orthopaedics | Spine - Thoracolumbar (TL) and sacral surgery | TL and sacral fusion and fixation implant | TL rod | Medyssey Co., Ltd. | Iliad Spinal System Pre-contoured Rod 6.0x90mm | BR60090 | Standalone | DE0508526 | As per HSA registered indication(s) except for radiolucent implants which should be used as follows:  in patients with primary or metastatic spinal tumours who would benefit from post-operative high dose high precision beam therapy upon appropriate and stringent patient selection;  Patient selection should be done via standardised assessment such as the neurological-oncological-mechanical systemic (NOMS) framework; and  The assessment should be carried out by a multidisciplinary team (MDT), which may be inclusive of, but not limited to, radiation oncologists, spine surgeons and interventional radiologists, among others.
Orthopaedics | Spine - Thoracolumbar (TL) and sacral surgery | TL and sacral fusion and fixation implant | TL rod | Medyssey Co., Ltd. | Iliad Spinal System Pre-contoured Rod 6.0x100mm | BR60100 | Standalone | DE0508526 | As per HSA registered indication(s) except for radiolucent implants which should be used as follows:  in patients with primary or metastatic spinal tumours who would benefit from post-operative high dose high precision beam therapy upon appropriate and stringent patient selection;  Patient selection should be done via standardised assessment such as the neurological-oncological-mechanical systemic (NOMS) framework; and  The assessment should be carried out by a multidisciplinary team (MDT), which may be inclusive of, but not limited to, radiation oncologists, spine surgeons and interventional radiologists, among others.
Orthopaedics | Spine - Thoracolumbar (TL) and sacral surgery | TL and sacral fusion and fixation implant | TL rod | Medyssey Co., Ltd. | Iliad Spinal System Pre-contoured Rod 6.0x110mm | BR60110 | Standalone | DE0508526 | As per HSA registered indication(s) except for radiolucent implants which should be used as follows:  in patients with primary or metastatic spinal tumours who would benefit from post-operative high dose high precision beam therapy upon appropriate and stringent patient selection;  Patient selection should be done via standardised assessment such as the neurological-oncological-mechanical systemic (NOMS) framework; and  The assessment should be carried out by a multidisciplinary team (MDT), which may be inclusive of, but not limited to, radiation oncologists, spine surgeons and interventional radiologists, among others.
Orthopaedics | Spine - Thoracolumbar (TL) and sacral surgery | TL and sacral fusion and fixation implant | TL rod | Medyssey Co., Ltd. | Iliad Spinal System Straight Rod - One hexa type 6.0x500mm | RX60500 | Standalone | DE0508526 | As per HSA registered indication(s) except for radiolucent implants which should be used as follows:  in patients with primary or metastatic spinal tumours who would benefit from post-operative high dose high precision beam therapy upon appropriate and stringent patient selection;  Patient selection should be done via standardised assessment such as the neurological-oncological-mechanical systemic (NOMS) framework; and  The assessment should be carried out by a multidisciplinary team (MDT), which may be inclusive of, but not limited to, radiation oncologists, spine surgeons and interventional radiologists, among others.
Orthopaedics | Spine - Thoracolumbar (TL) and sacral surgery | TL and sacral fusion and fixation implant | TL rod | Medyssey Co., Ltd. | Iliad Spinal System Pre-contoured Rod 6.0x35mm | CBR60035 | Standalone | DE0508526 | As per HSA registered indication(s) except for radiolucent implants which should be used as follows:  in patients with primary or metastatic spinal tumours who would benefit from post-operative high dose high precision beam therapy upon appropriate and stringent patient selection;  Patient selection should be done via standardised assessment such as the neurological-oncological-mechanical systemic (NOMS) framework; and  The assessment should be carried out by a multidisciplinary team (MDT), which may be inclusive of, but not limited to, radiation oncologists, spine surgeons and interventional radiologists, among others.
Orthopaedics | Spine - Thoracolumbar (TL) and sacral surgery | TL and sacral fusion and fixation implant | TL rod | Medyssey Co., Ltd. | Iliad Spinal System Pre-contoured Rod 6.0x40mm | CBR60040 | Standalone | DE0508526 | As per HSA registered indication(s) except for radiolucent implants which should be used as follows:  in patients with primary or metastatic spinal tumours who would benefit from post-operative high dose high precision beam therapy upon appropriate and stringent patient selection;  Patient selection should be done via standardised assessment such as the neurological-oncological-mechanical systemic (NOMS) framework; and  The assessment should be carried out by a multidisciplinary team (MDT), which may be inclusive of, but not limited to, radiation oncologists, spine surgeons and interventional radiologists, among others.
Orthopaedics | Spine - Thoracolumbar (TL) and sacral surgery | TL and sacral fusion and fixation implant | TL rod | Medyssey Co., Ltd. | Iliad Spinal System Pre-contoured Rod 6.0x45mm | CBR60045 | Standalone | DE0508526 | As per HSA registered indication(s) except for radiolucent implants which should be used as follows:  in patients with primary or metastatic spinal tumours who would benefit from post-operative high dose high precision beam therapy upon appropriate and stringent patient selection;  Patient selection should be done via standardised assessment such as the neurological-oncological-mechanical systemic (NOMS) framework; and  The assessment should be carried out by a multidisciplinary team (MDT), which may be inclusive of, but not limited to, radiation oncologists, spine surgeons and interventional radiologists, among others.
Orthopaedics | Spine - Thoracolumbar (TL) and sacral surgery | TL and sacral fusion and fixation implant | TL rod | Medyssey Co., Ltd. | Iliad Spinal System Pre-contoured Rod 6.0x50mm | CBR60050 | Standalone | DE0508526 | As per HSA registered indication(s) except for radiolucent implants which should be used as follows:  in patients with primary or metastatic spinal tumours who would benefit from post-operative high dose high precision beam therapy upon appropriate and stringent patient selection;  Patient selection should be done via standardised assessment such as the neurological-oncological-mechanical systemic (NOMS) framework; and  The assessment should be carried out by a multidisciplinary team (MDT), which may be inclusive of, but not limited to, radiation oncologists, spine surgeons and interventional radiologists, among others.
Orthopaedics | Spine - Thoracolumbar (TL) and sacral surgery | TL and sacral fusion and fixation implant | TL rod | Medyssey Co., Ltd. | Iliad Spinal System Pre-contoured Rod 6.0x60mm | CBR60060 | Standalone | DE0508526 | As per HSA registered indication(s) except for radiolucent implants which should be used as follows:  in patients with primary or metastatic spinal tumours who would benefit from post-operative high dose high precision beam therapy upon appropriate and stringent patient selection;  Patient selection should be done via standardised assessment such as the neurological-oncological-mechanical systemic (NOMS) framework; and  The assessment should be carried out by a multidisciplinary team (MDT), which may be inclusive of, but not limited to, radiation oncologists, spine surgeons and interventional radiologists, among others.
Orthopaedics | Spine - Thoracolumbar (TL) and sacral surgery | TL and sacral fusion and fixation implant | TL rod | Medyssey Co., Ltd. | Iliad Spinal System Pre-contoured Rod 6.0x70mm | CBR60070 | Standalone | DE0508526 | As per HSA registered indication(s) except for radiolucent implants which should be used as follows:  in patients with primary or metastatic spinal tumours who would benefit from post-operative high dose high precision beam therapy upon appropriate and stringent patient selection;  Patient selection should be done via standardised assessment such as the neurological-oncological-mechanical systemic (NOMS) framework; and  The assessment should be carried out by a multidisciplinary team (MDT), which may be inclusive of, but not limited to, radiation oncologists, spine surgeons and interventional radiologists, among others.
Orthopaedics | Spine - Thoracolumbar (TL) and sacral surgery | TL and sacral fusion and fixation implant | TL rod | Medyssey Co., Ltd. | Iliad Spinal System Pre-contoured Rod 6.0x80mm | CBR60080 | Standalone | DE0508526 | As per HSA registered indication(s) except for radiolucent implants which should be used as follows:  in patients with primary or metastatic spinal tumours who would benefit from post-operative high dose high precision beam therapy upon appropriate and stringent patient selection;  Patient selection should be done via standardised assessment such as the neurological-oncological-mechanical systemic (NOMS) framework; and  The assessment should be carried out by a multidisciplinary team (MDT), which may be inclusive of, but not limited to, radiation oncologists, spine surgeons and interventional radiologists, among others.
Orthopaedics | Spine - Thoracolumbar (TL) and sacral surgery | TL and sacral fusion and fixation implant | TL rod | Medyssey Co., Ltd. | Iliad Spinal System Pre-contoured Rod 6.0x90mm | CBR60090 | Standalone | DE0508526 | As per HSA registered indication(s) except for radiolucent implants which should be used as follows:  in patients with primary or metastatic spinal tumours who would benefit from post-operative high dose high precision beam therapy upon appropriate and stringent patient selection;  Patient selection should be done via standardised assessment such as the neurological-oncological-mechanical systemic (NOMS) framework; and  The assessment should be carried out by a multidisciplinary team (MDT), which may be inclusive of, but not limited to, radiation oncologists, spine surgeons and interventional radiologists, among others.
Orthopaedics | Spine - Thoracolumbar (TL) and sacral surgery | TL and sacral fusion and fixation implant | TL rod | Medyssey Co., Ltd. | Iliad Spinal System Pre-contoured Rod 6.0x100mm | CBR60100 | Standalone | DE0508526 | As per HSA registered indication(s) except for radiolucent implants which should be used as follows:  in patients with primary or metastatic spinal tumours who would benefit from post-operative high dose high precision beam therapy upon appropriate and stringent patient selection;  Patient selection should be done via standardised assessment such as the neurological-oncological-mechanical systemic (NOMS) framework; and  The assessment should be carried out by a multidisciplinary team (MDT), which may be inclusive of, but not limited to, radiation oncologists, spine surgeons and interventional radiologists, among others.
Orthopaedics | Spine - Thoracolumbar (TL) and sacral surgery | TL and sacral fusion and fixation implant | TL rod | Medyssey Co., Ltd. | Iliad Spinal System Pre-contoured Rod 6.0x110mm | CBR60110 | Standalone | DE0508526 | As per HSA registered indication(s) except for radiolucent implants which should be used as follows:  in patients with primary or metastatic spinal tumours who would benefit from post-operative high dose high precision beam therapy upon appropriate and stringent patient selection;  Patient selection should be done via standardised assessment such as the neurological-oncological-mechanical systemic (NOMS) framework; and  The assessment should be carried out by a multidisciplinary team (MDT), which may be inclusive of, but not limited to, radiation oncologists, spine surgeons and interventional radiologists, among others.
Orthopaedics | Spine - Thoracolumbar (TL) and sacral surgery | TL and sacral fusion and fixation implant | TL rod | Medyssey Co., Ltd. | Iliad Spinal System Straight Rod - One hexa type 6.0x500mm | CRX60500 | Standalone | DE0508526 | As per HSA registered indication(s) except for radiolucent implants which should be used as follows:  in patients with primary or metastatic spinal tumours who would benefit from post-operative high dose high precision beam therapy upon appropriate and stringent patient selection;  Patient selection should be done via standardised assessment such as the neurological-oncological-mechanical systemic (NOMS) framework; and  The assessment should be carried out by a multidisciplinary team (MDT), which may be inclusive of, but not limited to, radiation oncologists, spine surgeons and interventional radiologists, among others.
Orthopaedics | Spine - Thoracolumbar (TL) and sacral surgery | TL and sacral fusion and fixation implant | TL pedicle screw - Locking screw | Medyssey Co., Ltd. | Iliad Spinal System Set screw D10.0mm | SA100 | Standalone | DE0508526 | As per HSA registered indication(s) except for radiolucent implants which should be used as follows:  in patients with primary or metastatic spinal tumours who would benefit from post-operative high dose high precision beam therapy upon appropriate and stringent patient selection;  Patient selection should be done via standardised assessment such as the neurological-oncological-mechanical systemic (NOMS) framework; and  The assessment should be carried out by a multidisciplinary team (MDT), which may be inclusive of, but not limited to, radiation oncologists, spine surgeons and interventional radiologists, among others.
Orthopaedics | Spine - Thoracolumbar (TL) and sacral surgery | TL and sacral fusion and fixation implant | TL rod connector system excluding locking screw | Medyssey Co., Ltd. | Iliad Spinal System Cross Link - C type 31mm | CLC041 | Standalone | DE0508526 | As per HSA registered indication(s)
Orthopaedics | Spine - Thoracolumbar (TL) and sacral surgery | TL and sacral fusion and fixation implant | TL rod connector system excluding locking screw | Medyssey Co., Ltd. | Iliad Spinal System Cross Link - C type 35~38mm | CLC046 | Standalone | DE0508526 | As per HSA registered indication(s)
Orthopaedics | Spine - Thoracolumbar (TL) and sacral surgery | TL and sacral fusion and fixation implant | TL rod connector system excluding locking screw | Medyssey Co., Ltd. | Iliad Spinal System Cross Link - C type 40~46mm | CLC051 | Standalone | DE0508526 | As per HSA registered indication(s)
Orthopaedics | Spine - Thoracolumbar (TL) and sacral surgery | TL and sacral fusion and fixation implant | TL rod connector system excluding locking screw | Medyssey Co., Ltd. | Iliad Spinal System Cross Link - C type 45~56mm | CLC056 | Standalone | DE0508526 | As per HSA registered indication(s)
Orthopaedics | Spine - Thoracolumbar (TL) and sacral surgery | TL and sacral fusion and fixation implant | TL rod connector system excluding locking screw | Medyssey Co., Ltd. | Iliad Spinal System Cross Link - C type 50~65mm | CLC061 | Standalone | DE0508526 | As per HSA registered indication(s)
Orthopaedics | Spine - Thoracolumbar (TL) and sacral surgery | TL and sacral fusion and fixation implant | TL rod connector system excluding locking screw | Medyssey Co., Ltd. | Iliad Spinal System Cross Link - C type 55~70mm | CLC066 | Standalone | DE0508526 | As per HSA registered indication(s)
Orthopaedics | Spine - Thoracolumbar (TL) and sacral surgery | TL and sacral fusion and fixation implant | TL rod connector system excluding locking screw | Medyssey Co., Ltd. | Iliad Spinal System Cross Link - H type 45~49mm | CLR056 | Standalone | DE0508526 | As per HSA registered indication(s)
Orthopaedics | Spine - Thoracolumbar (TL) and sacral surgery | TL and sacral fusion and fixation implant | TL rod connector system excluding locking screw | Medyssey Co., Ltd. | Iliad Spinal System Cross Link - H type 49~54mm | CLR061 | Standalone | DE0508526 | As per HSA registered indication(s)
Orthopaedics | Spine - Thoracolumbar (TL) and sacral surgery | TL and sacral fusion and fixation implant | TL rod connector system excluding locking screw | Medyssey Co., Ltd. | Iliad Spinal System Cross Link - H type 55~63mm | CLR066 | Standalone | DE0508526 | As per HSA registered indication(s)
Orthopaedics | Spine - Thoracolumbar (TL) and sacral surgery | TL and sacral fusion and fixation implant | TL hook set, clamp, staple, staple locking screw | Medyssey Co., Ltd. | Iliad Spinal System Off Set Body Hook Left 6.0mm | BHL060 | Standalone | DE0508526 | As per HSA registered indication(s)
Orthopaedics | Spine - Thoracolumbar (TL) and sacral surgery | TL and sacral fusion and fixation implant | TL hook set, clamp, staple, staple locking screw | Medyssey Co., Ltd. | Iliad Spinal System Off Set Body Hook Right 6.0mm | BHR060 | Standalone | DE0508526 | As per HSA registered indication(s)
Orthopaedics | Spine - Thoracolumbar (TL) and sacral surgery | TL and sacral fusion and fixation implant | TL rod connector system excluding locking screw | Medyssey Co., Ltd. | Iliad Spinal System Iliac Transverse Connector 14x6.0x6.0mm | TCS6060 | Standalone | DE0508526 | As per HSA registered indication(s)
Orthopaedics | Spine - Thoracolumbar (TL) and sacral surgery | TL and sacral fusion and fixation implant | TL rod connector system excluding locking screw | Medyssey Co., Ltd. | Iliad Spinal System Iliac Transverse Connector 20x6.0x6.0mm | TCL6060 | Standalone | DE0508526 | As per HSA registered indication(s)
Orthopaedics | Spine - Thoracolumbar (TL) and sacral surgery | TL and sacral fusion and fixation implant | TL rod connector system excluding locking screw | Medyssey Co., Ltd. | Iliad Spinal System Iliac Transverse Connector 40x6.0x6.0mm | TCX6060 | Standalone | DE0508526 | As per HSA registered indication(s)
Orthopaedics | Spine - Thoracolumbar (TL) and sacral surgery | TL and sacral fusion and fixation implant | TL rod connector system excluding locking screw | Medyssey Co., Ltd. | Iliad Spinal System Iliac Mono Connector 14x6.0x6.0mm | IMCS6060 | Standalone | DE0508526 | As per HSA registered indication(s)
Orthopaedics | Spine - Thoracolumbar (TL) and sacral surgery | TL and sacral fusion and fixation implant | TL rod connector system excluding locking screw | Medyssey Co., Ltd. | Iliad Spinal System Iliac Mono Connector 20x6.0x6.0mm | IMCL6060 | Standalone | DE0508526 | As per HSA registered indication(s)
Orthopaedics | Spine - Thoracolumbar (TL) and sacral surgery | TL and sacral fusion and fixation implant | TL rod connector system excluding locking screw | Medyssey Co., Ltd. | Iliad Spinal System Iliac Mono Connector 40x6.0x6.0mm | IMCX6060 | Standalone | DE0508526 | As per HSA registered indication(s)
Orthopaedics | Spine - Thoracolumbar (TL) and sacral surgery | TL and sacral fusion and fixation implant | TL pedicle screw - Shank, tulip | Medyssey Co., Ltd. | Hedjet Spinal System Mono axial Pedicle Screw 4.0x20mm | DZMS4020 | Standalone | DE0508525 | As per HSA registered indication(s) except for radiolucent implants which should be used as follows:  in patients with primary or metastatic spinal tumours who would benefit from post-operative high dose high precision beam therapy upon appropriate and stringent patient selection;  Patient selection should be done via standardised assessment such as the neurological-oncological-mechanical systemic (NOMS) framework; and  The assessment should be carried out by a multidisciplinary team (MDT), which may be inclusive of, but not limited to, radiation oncologists, spine surgeons and interventional radiologists, among others.
Orthopaedics | Spine - Thoracolumbar (TL) and sacral surgery | TL and sacral fusion and fixation implant | TL pedicle screw - Shank, tulip | Medyssey Co., Ltd. | Hedjet Spinal System Mono axial Pedicle Screw 4.0x25mm | DZMS4025 | Standalone | DE0508525 | As per HSA registered indication(s) except for radiolucent implants which should be used as follows:  in patients with primary or metastatic spinal tumours who would benefit from post-operative high dose high precision beam therapy upon appropriate and stringent patient selection;  Patient selection should be done via standardised assessment such as the neurological-oncological-mechanical systemic (NOMS) framework; and  The assessment should be carried out by a multidisciplinary team (MDT), which may be inclusive of, but not limited to, radiation oncologists, spine surgeons and interventional radiologists, among others.
Orthopaedics | Spine - Thoracolumbar (TL) and sacral surgery | TL and sacral fusion and fixation implant | TL pedicle screw - Shank, tulip | Medyssey Co., Ltd. | Hedjet Spinal System Mono axial Pedicle Screw 4.0x30mm | DZMS4030 | Standalone | DE0508525 | As per HSA registered indication(s) except for radiolucent implants which should be used as follows:  in patients with primary or metastatic spinal tumours who would benefit from post-operative high dose high precision beam therapy upon appropriate and stringent patient selection;  Patient selection should be done via standardised assessment such as the neurological-oncological-mechanical systemic (NOMS) framework; and  The assessment should be carried out by a multidisciplinary team (MDT), which may be inclusive of, but not limited to, radiation oncologists, spine surgeons and interventional radiologists, among others.
Orthopaedics | Spine - Thoracolumbar (TL) and sacral surgery | TL and sacral fusion and fixation implant | TL pedicle screw - Shank, tulip | Medyssey Co., Ltd. | Hedjet Spinal System Mono axial Pedicle Screw 4.0x35mm | DZMS4035 | Standalone | DE0508525 | As per HSA registered indication(s) except for radiolucent implants which should be used as follows:  in patients with primary or metastatic spinal tumours who would benefit from post-operative high dose high precision beam therapy upon appropriate and stringent patient selection;  Patient selection should be done via standardised assessment such as the neurological-oncological-mechanical systemic (NOMS) framework; and  The assessment should be carried out by a multidisciplinary team (MDT), which may be inclusive of, but not limited to, radiation oncologists, spine surgeons and interventional radiologists, among others.
Orthopaedics | Spine - Thoracolumbar (TL) and sacral surgery | TL and sacral fusion and fixation implant | TL pedicle screw - Shank, tulip | Medyssey Co., Ltd. | Hedjet Spinal System Mono axial Pedicle Screw 4.0x40mm | DZMS4040 | Standalone | DE0508525 | As per HSA registered indication(s) except for radiolucent implants which should be used as follows:  in patients with primary or metastatic spinal tumours who would benefit from post-operative high dose high precision beam therapy upon appropriate and stringent patient selection;  Patient selection should be done via standardised assessment such as the neurological-oncological-mechanical systemic (NOMS) framework; and  The assessment should be carried out by a multidisciplinary team (MDT), which may be inclusive of, but not limited to, radiation oncologists, spine surgeons and interventional radiologists, among others.
Orthopaedics | Spine - Thoracolumbar (TL) and sacral surgery | TL and sacral fusion and fixation implant | TL pedicle screw - Shank, tulip | Medyssey Co., Ltd. | Hedjet Spinal System Mono axial Pedicle Screw 4.0x45mm | DZMS4045 | Standalone | DE0508525 | As per HSA registered indication(s) except for radiolucent implants which should be used as follows:  in patients with primary or metastatic spinal tumours who would benefit from post-operative high dose high precision beam therapy upon appropriate and stringent patient selection;  Patient selection should be done via standardised assessment such as the neurological-oncological-mechanical systemic (NOMS) framework; and  The assessment should be carried out by a multidisciplinary team (MDT), which may be inclusive of, but not limited to, radiation oncologists, spine surgeons and interventional radiologists, among others.
Orthopaedics | Spine - Thoracolumbar (TL) and sacral surgery | TL and sacral fusion and fixation implant | TL pedicle screw - Shank, tulip | Medyssey Co., Ltd. | Hedjet Spinal System Mono axial Pedicle Screw 4.0x50mm | DZMS4050 | Standalone | DE0508525 | As per HSA registered indication(s) except for radiolucent implants which should be used as follows:  in patients with primary or metastatic spinal tumours who would benefit from post-operative high dose high precision beam therapy upon appropriate and stringent patient selection;  Patient selection should be done via standardised assessment such as the neurological-oncological-mechanical systemic (NOMS) framework; and  The assessment should be carried out by a multidisciplinary team (MDT), which may be inclusive of, but not limited to, radiation oncologists, spine surgeons and interventional radiologists, among others.
Orthopaedics | Spine - Thoracolumbar (TL) and sacral surgery | TL and sacral fusion and fixation implant | TL pedicle screw - Shank, tulip | Medyssey Co., Ltd. | Hedjet Spinal System Mono axial Pedicle Screw 4.0x55mm | DZMS4055 | Standalone | DE0508525 | As per HSA registered indication(s) except for radiolucent implants which should be used as follows:  in patients with primary or metastatic spinal tumours who would benefit from post-operative high dose high precision beam therapy upon appropriate and stringent patient selection;  Patient selection should be done via standardised assessment such as the neurological-oncological-mechanical systemic (NOMS) framework; and  The assessment should be carried out by a multidisciplinary team (MDT), which may be inclusive of, but not limited to, radiation oncologists, spine surgeons and interventional radiologists, among others.
Orthopaedics | Spine - Thoracolumbar (TL) and sacral surgery | TL and sacral fusion and fixation implant | TL pedicle screw - Shank, tulip | Medyssey Co., Ltd. | Hedjet Spinal System Mono axial Pedicle Screw 4.0x60mm | DZMS4060 | Standalone | DE0508525 | As per HSA registered indication(s) except for radiolucent implants which should be used as follows:  in patients with primary or metastatic spinal tumours who would benefit from post-operative high dose high precision beam therapy upon appropriate and stringent patient selection;  Patient selection should be done via standardised assessment such as the neurological-oncological-mechanical systemic (NOMS) framework; and  The assessment should be carried out by a multidisciplinary team (MDT), which may be inclusive of, but not limited to, radiation oncologists, spine surgeons and interventional radiologists, among others.
Orthopaedics | Spine - Thoracolumbar (TL) and sacral surgery | TL and sacral fusion and fixation implant | TL pedicle screw - Shank, tulip | Medyssey Co., Ltd. | Hedjet Spinal System Mono axial Pedicle Screw 4.5x20mm | DZMS4520 | Standalone | DE0508525 | As per HSA registered indication(s) except for radiolucent implants which should be used as follows:  in patients with primary or metastatic spinal tumours who would benefit from post-operative high dose high precision beam therapy upon appropriate and stringent patient selection;  Patient selection should be done via standardised assessment such as the neurological-oncological-mechanical systemic (NOMS) framework; and  The assessment should be carried out by a multidisciplinary team (MDT), which may be inclusive of, but not limited to, radiation oncologists, spine surgeons and interventional radiologists, among others.
Orthopaedics | Spine - Thoracolumbar (TL) and sacral surgery | TL and sacral fusion and fixation implant | TL pedicle screw - Shank, tulip | Medyssey Co., Ltd. | Hedjet Spinal System Mono axial Pedicle Screw 4.5x25mm | DZMS4525 | Standalone | DE0508525 | As per HSA registered indication(s) except for radiolucent implants which should be used as follows:  in patients with primary or metastatic spinal tumours who would benefit from post-operative high dose high precision beam therapy upon appropriate and stringent patient selection;  Patient selection should be done via standardised assessment such as the neurological-oncological-mechanical systemic (NOMS) framework; and  The assessment should be carried out by a multidisciplinary team (MDT), which may be inclusive of, but not limited to, radiation oncologists, spine surgeons and interventional radiologists, among others.
Orthopaedics | Spine - Thoracolumbar (TL) and sacral surgery | TL and sacral fusion and fixation implant | TL pedicle screw - Shank, tulip | Medyssey Co., Ltd. | Hedjet Spinal System Mono axial Pedicle Screw 4.5x30mm | DZMS4530 | Standalone | DE0508525 | As per HSA registered indication(s) except for radiolucent implants which should be used as follows:  in patients with primary or metastatic spinal tumours who would benefit from post-operative high dose high precision beam therapy upon appropriate and stringent patient selection;  Patient selection should be done via standardised assessment such as the neurological-oncological-mechanical systemic (NOMS) framework; and  The assessment should be carried out by a multidisciplinary team (MDT), which may be inclusive of, but not limited to, radiation oncologists, spine surgeons and interventional radiologists, among others.
Orthopaedics | Spine - Thoracolumbar (TL) and sacral surgery | TL and sacral fusion and fixation implant | TL pedicle screw - Shank, tulip | Medyssey Co., Ltd. | Hedjet Spinal System Mono axial Pedicle Screw 4.5x35mm | DZMS4535 | Standalone | DE0508525 | As per HSA registered indication(s) except for radiolucent implants which should be used as follows:  in patients with primary or metastatic spinal tumours who would benefit from post-operative high dose high precision beam therapy upon appropriate and stringent patient selection;  Patient selection should be done via standardised assessment such as the neurological-oncological-mechanical systemic (NOMS) framework; and  The assessment should be carried out by a multidisciplinary team (MDT), which may be inclusive of, but not limited to, radiation oncologists, spine surgeons and interventional radiologists, among others.
Orthopaedics | Spine - Thoracolumbar (TL) and sacral surgery | TL and sacral fusion and fixation implant | TL pedicle screw - Shank, tulip | Medyssey Co., Ltd. | Hedjet Spinal System Mono axial Pedicle Screw 4.5x40mm | DZMS4540 | Standalone | DE0508525 | As per HSA registered indication(s) except for radiolucent implants which should be used as follows:  in patients with primary or metastatic spinal tumours who would benefit from post-operative high dose high precision beam therapy upon appropriate and stringent patient selection;  Patient selection should be done via standardised assessment such as the neurological-oncological-mechanical systemic (NOMS) framework; and  The assessment should be carried out by a multidisciplinary team (MDT), which may be inclusive of, but not limited to, radiation oncologists, spine surgeons and interventional radiologists, among others.
Orthopaedics | Spine - Thoracolumbar (TL) and sacral surgery | TL and sacral fusion and fixation implant | TL pedicle screw - Shank, tulip | Medyssey Co., Ltd. | Hedjet Spinal System Mono axial Pedicle Screw 4.5x45mm | DZMS4545 | Standalone | DE0508525 | As per HSA registered indication(s) except for radiolucent implants which should be used as follows:  in patients with primary or metastatic spinal tumours who would benefit from post-operative high dose high precision beam therapy upon appropriate and stringent patient selection;  Patient selection should be done via standardised assessment such as the neurological-oncological-mechanical systemic (NOMS) framework; and  The assessment should be carried out by a multidisciplinary team (MDT), which may be inclusive of, but not limited to, radiation oncologists, spine surgeons and interventional radiologists, among others.
Orthopaedics | Spine - Thoracolumbar (TL) and sacral surgery | TL and sacral fusion and fixation implant | TL pedicle screw - Shank, tulip | Medyssey Co., Ltd. | Hedjet Spinal System Mono axial Pedicle Screw 4.5x50mm | DZMS4550 | Standalone | DE0508525 | As per HSA registered indication(s) except for radiolucent implants which should be used as follows:  in patients with primary or metastatic spinal tumours who would benefit from post-operative high dose high precision beam therapy upon appropriate and stringent patient selection;  Patient selection should be done via standardised assessment such as the neurological-oncological-mechanical systemic (NOMS) framework; and  The assessment should be carried out by a multidisciplinary team (MDT), which may be inclusive of, but not limited to, radiation oncologists, spine surgeons and interventional radiologists, among others.
Orthopaedics | Spine - Thoracolumbar (TL) and sacral surgery | TL and sacral fusion and fixation implant | TL pedicle screw - Shank, tulip | Medyssey Co., Ltd. | Hedjet Spinal System Mono axial Pedicle Screw 4.5x55mm | DZMS4555 | Standalone | DE0508525 | As per HSA registered indication(s) except for radiolucent implants which should be used as follows:  in patients with primary or metastatic spinal tumours who would benefit from post-operative high dose high precision beam therapy upon appropriate and stringent patient selection;  Patient selection should be done via standardised assessment such as the neurological-oncological-mechanical systemic (NOMS) framework; and  The assessment should be carried out by a multidisciplinary team (MDT), which may be inclusive of, but not limited to, radiation oncologists, spine surgeons and interventional radiologists, among others.
Orthopaedics | Spine - Thoracolumbar (TL) and sacral surgery | TL and sacral fusion and fixation implant | TL pedicle screw - Shank, tulip | Medyssey Co., Ltd. | Hedjet Spinal System Mono axial Pedicle Screw 4.5x60mm | DZMS4560 | Standalone | DE0508525 | As per HSA registered indication(s) except for radiolucent implants which should be used as follows:  in patients with primary or metastatic spinal tumours who would benefit from post-operative high dose high precision beam therapy upon appropriate and stringent patient selection;  Patient selection should be done via standardised assessment such as the neurological-oncological-mechanical systemic (NOMS) framework; and  The assessment should be carried out by a multidisciplinary team (MDT), which may be inclusive of, but not limited to, radiation oncologists, spine surgeons and interventional radiologists, among others.
Orthopaedics | Spine - Thoracolumbar (TL) and sacral surgery | TL and sacral fusion and fixation implant | TL pedicle screw - Shank, tulip | Medyssey Co., Ltd. | Hedjet Spinal System Mono axial Pedicle Screw 5.0x20mm | DZMS5020 | Standalone | DE0508525 | As per HSA registered indication(s) except for radiolucent implants which should be used as follows:  in patients with primary or metastatic spinal tumours who would benefit from post-operative high dose high precision beam therapy upon appropriate and stringent patient selection;  Patient selection should be done via standardised assessment such as the neurological-oncological-mechanical systemic (NOMS) framework; and  The assessment should be carried out by a multidisciplinary team (MDT), which may be inclusive of, but not limited to, radiation oncologists, spine surgeons and interventional radiologists, among others.
Orthopaedics | Spine - Thoracolumbar (TL) and sacral surgery | TL and sacral fusion and fixation implant | TL pedicle screw - Shank, tulip | Medyssey Co., Ltd. | Hedjet Spinal System Mono axial Pedicle Screw 5.0x25mm | DZMS5025 | Standalone | DE0508525 | As per HSA registered indication(s) except for radiolucent implants which should be used as follows:  in patients with primary or metastatic spinal tumours who would benefit from post-operative high dose high precision beam therapy upon appropriate and stringent patient selection;  Patient selection should be done via standardised assessment such as the neurological-oncological-mechanical systemic (NOMS) framework; and  The assessment should be carried out by a multidisciplinary team (MDT), which may be inclusive of, but not limited to, radiation oncologists, spine surgeons and interventional radiologists, among others.
Orthopaedics | Spine - Thoracolumbar (TL) and sacral surgery | TL and sacral fusion and fixation implant | TL pedicle screw - Shank, tulip | Medyssey Co., Ltd. | Hedjet Spinal System Mono axial Pedicle Screw 5.0x30mm | DZMS5030 | Standalone | DE0508525 | As per HSA registered indication(s) except for radiolucent implants which should be used as follows:  in patients with primary or metastatic spinal tumours who would benefit from post-operative high dose high precision beam therapy upon appropriate and stringent patient selection;  Patient selection should be done via standardised assessment such as the neurological-oncological-mechanical systemic (NOMS) framework; and  The assessment should be carried out by a multidisciplinary team (MDT), which may be inclusive of, but not limited to, radiation oncologists, spine surgeons and interventional radiologists, among others.
Orthopaedics | Spine - Thoracolumbar (TL) and sacral surgery | TL and sacral fusion and fixation implant | TL pedicle screw - Shank, tulip | Medyssey Co., Ltd. | Hedjet Spinal System Mono axial Pedicle Screw 5.0x35mm | DZMS5035 | Standalone | DE0508525 | As per HSA registered indication(s) except for radiolucent implants which should be used as follows:  in patients with primary or metastatic spinal tumours who would benefit from post-operative high dose high precision beam therapy upon appropriate and stringent patient selection;  Patient selection should be done via standardised assessment such as the neurological-oncological-mechanical systemic (NOMS) framework; and  The assessment should be carried out by a multidisciplinary team (MDT), which may be inclusive of, but not limited to, radiation oncologists, spine surgeons and interventional radiologists, among others.
Orthopaedics | Spine - Thoracolumbar (TL) and sacral surgery | TL and sacral fusion and fixation implant | TL pedicle screw - Shank, tulip | Medyssey Co., Ltd. | Hedjet Spinal System Mono axial Pedicle Screw 5.0x40mm | DZMS5040 | Standalone | DE0508525 | As per HSA registered indication(s) except for radiolucent implants which should be used as follows:  in patients with primary or metastatic spinal tumours who would benefit from post-operative high dose high precision beam therapy upon appropriate and stringent patient selection;  Patient selection should be done via standardised assessment such as the neurological-oncological-mechanical systemic (NOMS) framework; and  The assessment should be carried out by a multidisciplinary team (MDT), which may be inclusive of, but not limited to, radiation oncologists, spine surgeons and interventional radiologists, among others.
Orthopaedics | Spine - Thoracolumbar (TL) and sacral surgery | TL and sacral fusion and fixation implant | TL pedicle screw - Shank, tulip | Medyssey Co., Ltd. | Hedjet Spinal System Mono axial Pedicle Screw 5.0x45mm | DZMS5045 | Standalone | DE0508525 | As per HSA registered indication(s) except for radiolucent implants which should be used as follows:  in patients with primary or metastatic spinal tumours who would benefit from post-operative high dose high precision beam therapy upon appropriate and stringent patient selection;  Patient selection should be done via standardised assessment such as the neurological-oncological-mechanical systemic (NOMS) framework; and  The assessment should be carried out by a multidisciplinary team (MDT), which may be inclusive of, but not limited to, radiation oncologists, spine surgeons and interventional radiologists, among others.
Orthopaedics | Spine - Thoracolumbar (TL) and sacral surgery | TL and sacral fusion and fixation implant | TL pedicle screw - Shank, tulip | Medyssey Co., Ltd. | Hedjet Spinal System Mono axial Pedicle Screw 5.0x50mm | DZMS5050 | Standalone | DE0508525 | As per HSA registered indication(s) except for radiolucent implants which should be used as follows:  in patients with primary or metastatic spinal tumours who would benefit from post-operative high dose high precision beam therapy upon appropriate and stringent patient selection;  Patient selection should be done via standardised assessment such as the neurological-oncological-mechanical systemic (NOMS) framework; and  The assessment should be carried out by a multidisciplinary team (MDT), which may be inclusive of, but not limited to, radiation oncologists, spine surgeons and interventional radiologists, among others.
Orthopaedics | Spine - Thoracolumbar (TL) and sacral surgery | TL and sacral fusion and fixation implant | TL pedicle screw - Shank, tulip | Medyssey Co., Ltd. | Hedjet Spinal System Mono axial Pedicle Screw 5.0x55mm | DZMS5055 | Standalone | DE0508525 | As per HSA registered indication(s) except for radiolucent implants which should be used as follows:  in patients with primary or metastatic spinal tumours who would benefit from post-operative high dose high precision beam therapy upon appropriate and stringent patient selection;  Patient selection should be done via standardised assessment such as the neurological-oncological-mechanical systemic (NOMS) framework; and  The assessment should be carried out by a multidisciplinary team (MDT), which may be inclusive of, but not limited to, radiation oncologists, spine surgeons and interventional radiologists, among others.
Orthopaedics | Spine - Thoracolumbar (TL) and sacral surgery | TL and sacral fusion and fixation implant | TL pedicle screw - Shank, tulip | Medyssey Co., Ltd. | Hedjet Spinal System Mono axial Pedicle Screw 5.0x60mm | DZMS5060 | Standalone | DE0508525 | As per HSA registered indication(s) except for radiolucent implants which should be used as follows:  in patients with primary or metastatic spinal tumours who would benefit from post-operative high dose high precision beam therapy upon appropriate and stringent patient selection;  Patient selection should be done via standardised assessment such as the neurological-oncological-mechanical systemic (NOMS) framework; and  The assessment should be carried out by a multidisciplinary team (MDT), which may be inclusive of, but not limited to, radiation oncologists, spine surgeons and interventional radiologists, among others.
Orthopaedics | Spine - Thoracolumbar (TL) and sacral surgery | TL and sacral fusion and fixation implant | TL pedicle screw - Shank, tulip | Medyssey Co., Ltd. | Hedjet Spinal System Mono axial Pedicle Screw 5.0x65mm | DZMS5065 | Standalone | DE0508525 | As per HSA registered indication(s) except for radiolucent implants which should be used as follows:  in patients with primary or metastatic spinal tumours who would benefit from post-operative high dose high precision beam therapy upon appropriate and stringent patient selection;  Patient selection should be done via standardised assessment such as the neurological-oncological-mechanical systemic (NOMS) framework; and  The assessment should be carried out by a multidisciplinary team (MDT), which may be inclusive of, but not limited to, radiation oncologists, spine surgeons and interventional radiologists, among others.
Orthopaedics | Spine - Thoracolumbar (TL) and sacral surgery | TL and sacral fusion and fixation implant | TL pedicle screw - Shank, tulip | Medyssey Co., Ltd. | Hedjet Spinal System Mono axial Pedicle Screw 5.0x70mm | DZMS5070 | Standalone | DE0508525 | As per HSA registered indication(s) except for radiolucent implants which should be used as follows:  in patients with primary or metastatic spinal tumours who would benefit from post-operative high dose high precision beam therapy upon appropriate and stringent patient selection;  Patient selection should be done via standardised assessment such as the neurological-oncological-mechanical systemic (NOMS) framework; and  The assessment should be carried out by a multidisciplinary team (MDT), which may be inclusive of, but not limited to, radiation oncologists, spine surgeons and interventional radiologists, among others.
Orthopaedics | Spine - Thoracolumbar (TL) and sacral surgery | TL and sacral fusion and fixation implant | TL pedicle screw - Shank, tulip | Medyssey Co., Ltd. | Hedjet Spinal System Mono axial Pedicle Screw 5.5x20mm | DZMS5520 | Standalone | DE0508525 | As per HSA registered indication(s) except for radiolucent implants which should be used as follows:  in patients with primary or metastatic spinal tumours who would benefit from post-operative high dose high precision beam therapy upon appropriate and stringent patient selection;  Patient selection should be done via standardised assessment such as the neurological-oncological-mechanical systemic (NOMS) framework; and  The assessment should be carried out by a multidisciplinary team (MDT), which may be inclusive of, but not limited to, radiation oncologists, spine surgeons and interventional radiologists, among others.
Orthopaedics | Spine - Thoracolumbar (TL) and sacral surgery | TL and sacral fusion and fixation implant | TL pedicle screw - Shank, tulip | Medyssey Co., Ltd. | Hedjet Spinal System Mono axial Pedicle Screw 5.5x25mm | DZMS5525 | Standalone | DE0508525 | As per HSA registered indication(s) except for radiolucent implants which should be used as follows:  in patients with primary or metastatic spinal tumours who would benefit from post-operative high dose high precision beam therapy upon appropriate and stringent patient selection;  Patient selection should be done via standardised assessment such as the neurological-oncological-mechanical systemic (NOMS) framework; and  The assessment should be carried out by a multidisciplinary team (MDT), which may be inclusive of, but not limited to, radiation oncologists, spine surgeons and interventional radiologists, among others.
Orthopaedics | Spine - Thoracolumbar (TL) and sacral surgery | TL and sacral fusion and fixation implant | TL pedicle screw - Shank, tulip | Medyssey Co., Ltd. | Hedjet Spinal System Mono axial Pedicle Screw 5.5x30mm | DZMS5530 | Standalone | DE0508525 | As per HSA registered indication(s) except for radiolucent implants which should be used as follows:  in patients with primary or metastatic spinal tumours who would benefit from post-operative high dose high precision beam therapy upon appropriate and stringent patient selection;  Patient selection should be done via standardised assessment such as the neurological-oncological-mechanical systemic (NOMS) framework; and  The assessment should be carried out by a multidisciplinary team (MDT), which may be inclusive of, but not limited to, radiation oncologists, spine surgeons and interventional radiologists, among others.
Orthopaedics | Spine - Thoracolumbar (TL) and sacral surgery | TL and sacral fusion and fixation implant | TL pedicle screw - Shank, tulip | Medyssey Co., Ltd. | Hedjet Spinal System Mono axial Pedicle Screw 5.5x35mm | DZMS5535 | Standalone | DE0508525 | As per HSA registered indication(s) except for radiolucent implants which should be used as follows:  in patients with primary or metastatic spinal tumours who would benefit from post-operative high dose high precision beam therapy upon appropriate and stringent patient selection;  Patient selection should be done via standardised assessment such as the neurological-oncological-mechanical systemic (NOMS) framework; and  The assessment should be carried out by a multidisciplinary team (MDT), which may be inclusive of, but not limited to, radiation oncologists, spine surgeons and interventional radiologists, among others.
Orthopaedics | Spine - Thoracolumbar (TL) and sacral surgery | TL and sacral fusion and fixation implant | TL pedicle screw - Shank, tulip | Medyssey Co., Ltd. | Hedjet Spinal System Mono axial Pedicle Screw 5.5x40mm | DZMS5540 | Standalone | DE0508525 | As per HSA registered indication(s) except for radiolucent implants which should be used as follows:  in patients with primary or metastatic spinal tumours who would benefit from post-operative high dose high precision beam therapy upon appropriate and stringent patient selection;  Patient selection should be done via standardised assessment such as the neurological-oncological-mechanical systemic (NOMS) framework; and  The assessment should be carried out by a multidisciplinary team (MDT), which may be inclusive of, but not limited to, radiation oncologists, spine surgeons and interventional radiologists, among others.
Orthopaedics | Spine - Thoracolumbar (TL) and sacral surgery | TL and sacral fusion and fixation implant | TL pedicle screw - Shank, tulip | Medyssey Co., Ltd. | Hedjet Spinal System Mono axial Pedicle Screw 5.5x45mm | DZMS5545 | Standalone | DE0508525 | As per HSA registered indication(s) except for radiolucent implants which should be used as follows:  in patients with primary or metastatic spinal tumours who would benefit from post-operative high dose high precision beam therapy upon appropriate and stringent patient selection;  Patient selection should be done via standardised assessment such as the neurological-oncological-mechanical systemic (NOMS) framework; and  The assessment should be carried out by a multidisciplinary team (MDT), which may be inclusive of, but not limited to, radiation oncologists, spine surgeons and interventional radiologists, among others.
Orthopaedics | Spine - Thoracolumbar (TL) and sacral surgery | TL and sacral fusion and fixation implant | TL pedicle screw - Shank, tulip | Medyssey Co., Ltd. | Hedjet Spinal System Mono axial Pedicle Screw 5.5x50mm | DZMS5550 | Standalone | DE0508525 | As per HSA registered indication(s) except for radiolucent implants which should be used as follows:  in patients with primary or metastatic spinal tumours who would benefit from post-operative high dose high precision beam therapy upon appropriate and stringent patient selection;  Patient selection should be done via standardised assessment such as the neurological-oncological-mechanical systemic (NOMS) framework; and  The assessment should be carried out by a multidisciplinary team (MDT), which may be inclusive of, but not limited to, radiation oncologists, spine surgeons and interventional radiologists, among others.
Orthopaedics | Spine - Thoracolumbar (TL) and sacral surgery | TL and sacral fusion and fixation implant | TL pedicle screw - Shank, tulip | Medyssey Co., Ltd. | Hedjet Spinal System Mono axial Pedicle Screw 5.5x55mm | DZMS5555 | Standalone | DE0508525 | As per HSA registered indication(s) except for radiolucent implants which should be used as follows:  in patients with primary or metastatic spinal tumours who would benefit from post-operative high dose high precision beam therapy upon appropriate and stringent patient selection;  Patient selection should be done via standardised assessment such as the neurological-oncological-mechanical systemic (NOMS) framework; and  The assessment should be carried out by a multidisciplinary team (MDT), which may be inclusive of, but not limited to, radiation oncologists, spine surgeons and interventional radiologists, among others.
Orthopaedics | Spine - Thoracolumbar (TL) and sacral surgery | TL and sacral fusion and fixation implant | TL pedicle screw - Shank, tulip | Medyssey Co., Ltd. | Hedjet Spinal System Mono axial Pedicle Screw 5.5x60mm | DZMS5560 | Standalone | DE0508525 | As per HSA registered indication(s) except for radiolucent implants which should be used as follows:  in patients with primary or metastatic spinal tumours who would benefit from post-operative high dose high precision beam therapy upon appropriate and stringent patient selection;  Patient selection should be done via standardised assessment such as the neurological-oncological-mechanical systemic (NOMS) framework; and  The assessment should be carried out by a multidisciplinary team (MDT), which may be inclusive of, but not limited to, radiation oncologists, spine surgeons and interventional radiologists, among others.
Orthopaedics | Spine - Thoracolumbar (TL) and sacral surgery | TL and sacral fusion and fixation implant | TL pedicle screw - Shank, tulip | Medyssey Co., Ltd. | Hedjet Spinal System Mono axial Pedicle Screw 5.5x65mm | DZMS5565 | Standalone | DE0508525 | As per HSA registered indication(s) except for radiolucent implants which should be used as follows:  in patients with primary or metastatic spinal tumours who would benefit from post-operative high dose high precision beam therapy upon appropriate and stringent patient selection;  Patient selection should be done via standardised assessment such as the neurological-oncological-mechanical systemic (NOMS) framework; and  The assessment should be carried out by a multidisciplinary team (MDT), which may be inclusive of, but not limited to, radiation oncologists, spine surgeons and interventional radiologists, among others.
Orthopaedics | Spine - Thoracolumbar (TL) and sacral surgery | TL and sacral fusion and fixation implant | TL pedicle screw - Shank, tulip | Medyssey Co., Ltd. | Hedjet Spinal System Mono axial Pedicle Screw 5.5x70mm | DZMS5570 | Standalone | DE0508525 | As per HSA registered indication(s) except for radiolucent implants which should be used as follows:  in patients with primary or metastatic spinal tumours who would benefit from post-operative high dose high precision beam therapy upon appropriate and stringent patient selection;  Patient selection should be done via standardised assessment such as the neurological-oncological-mechanical systemic (NOMS) framework; and  The assessment should be carried out by a multidisciplinary team (MDT), which may be inclusive of, but not limited to, radiation oncologists, spine surgeons and interventional radiologists, among others.
Orthopaedics | Spine - Thoracolumbar (TL) and sacral surgery | TL and sacral fusion and fixation implant | TL pedicle screw - Shank, tulip | Medyssey Co., Ltd. | Hedjet Spinal System Mono axial Pedicle Screw 6.5x25mm | DZMS6525 | Standalone | DE0508525 | As per HSA registered indication(s) except for radiolucent implants which should be used as follows:  in patients with primary or metastatic spinal tumours who would benefit from post-operative high dose high precision beam therapy upon appropriate and stringent patient selection;  Patient selection should be done via standardised assessment such as the neurological-oncological-mechanical systemic (NOMS) framework; and  The assessment should be carried out by a multidisciplinary team (MDT), which may be inclusive of, but not limited to, radiation oncologists, spine surgeons and interventional radiologists, among others.
Orthopaedics | Spine - Thoracolumbar (TL) and sacral surgery | TL and sacral fusion and fixation implant | TL pedicle screw - Shank, tulip | Medyssey Co., Ltd. | Hedjet Spinal System Mono axial Pedicle Screw 6.5x30mm | DZMS6530 | Standalone | DE0508525 | As per HSA registered indication(s) except for radiolucent implants which should be used as follows:  in patients with primary or metastatic spinal tumours who would benefit from post-operative high dose high precision beam therapy upon appropriate and stringent patient selection;  Patient selection should be done via standardised assessment such as the neurological-oncological-mechanical systemic (NOMS) framework; and  The assessment should be carried out by a multidisciplinary team (MDT), which may be inclusive of, but not limited to, radiation oncologists, spine surgeons and interventional radiologists, among others.
Orthopaedics | Spine - Thoracolumbar (TL) and sacral surgery | TL and sacral fusion and fixation implant | TL pedicle screw - Shank, tulip | Medyssey Co., Ltd. | Hedjet Spinal System Mono axial Pedicle Screw 6.5x35mm | DZMS6535 | Standalone | DE0508525 | As per HSA registered indication(s) except for radiolucent implants which should be used as follows:  in patients with primary or metastatic spinal tumours who would benefit from post-operative high dose high precision beam therapy upon appropriate and stringent patient selection;  Patient selection should be done via standardised assessment such as the neurological-oncological-mechanical systemic (NOMS) framework; and  The assessment should be carried out by a multidisciplinary team (MDT), which may be inclusive of, but not limited to, radiation oncologists, spine surgeons and interventional radiologists, among others.
Orthopaedics | Spine - Thoracolumbar (TL) and sacral surgery | TL and sacral fusion and fixation implant | TL pedicle screw - Shank, tulip | Medyssey Co., Ltd. | Hedjet Spinal System Mono axial Pedicle Screw 6.5x40mm | DZMS6540 | Standalone | DE0508525 | As per HSA registered indication(s) except for radiolucent implants which should be used as follows:  in patients with primary or metastatic spinal tumours who would benefit from post-operative high dose high precision beam therapy upon appropriate and stringent patient selection;  Patient selection should be done via standardised assessment such as the neurological-oncological-mechanical systemic (NOMS) framework; and  The assessment should be carried out by a multidisciplinary team (MDT), which may be inclusive of, but not limited to, radiation oncologists, spine surgeons and interventional radiologists, among others.
Orthopaedics | Spine - Thoracolumbar (TL) and sacral surgery | TL and sacral fusion and fixation implant | TL pedicle screw - Shank, tulip | Medyssey Co., Ltd. | Hedjet Spinal System Mono axial Pedicle Screw 6.5x45mm | DZMS6545 | Standalone | DE0508525 | As per HSA registered indication(s) except for radiolucent implants which should be used as follows:  in patients with primary or metastatic spinal tumours who would benefit from post-operative high dose high precision beam therapy upon appropriate and stringent patient selection;  Patient selection should be done via standardised assessment such as the neurological-oncological-mechanical systemic (NOMS) framework; and  The assessment should be carried out by a multidisciplinary team (MDT), which may be inclusive of, but not limited to, radiation oncologists, spine surgeons and interventional radiologists, among others.
Orthopaedics | Spine - Thoracolumbar (TL) and sacral surgery | TL and sacral fusion and fixation implant | TL pedicle screw - Shank, tulip | Medyssey Co., Ltd. | Hedjet Spinal System Mono axial Pedicle Screw 6.5x50mm | DZMS6550 | Standalone | DE0508525 | As per HSA registered indication(s) except for radiolucent implants which should be used as follows:  in patients with primary or metastatic spinal tumours who would benefit from post-operative high dose high precision beam therapy upon appropriate and stringent patient selection;  Patient selection should be done via standardised assessment such as the neurological-oncological-mechanical systemic (NOMS) framework; and  The assessment should be carried out by a multidisciplinary team (MDT), which may be inclusive of, but not limited to, radiation oncologists, spine surgeons and interventional radiologists, among others.
Orthopaedics | Spine - Thoracolumbar (TL) and sacral surgery | TL and sacral fusion and fixation implant | TL pedicle screw - Shank, tulip | Medyssey Co., Ltd. | Hedjet Spinal System Mono axial Pedicle Screw 6.5x55mm | DZMS6555 | Standalone | DE0508525 | As per HSA registered indication(s) except for radiolucent implants which should be used as follows:  in patients with primary or metastatic spinal tumours who would benefit from post-operative high dose high precision beam therapy upon appropriate and stringent patient selection;  Patient selection should be done via standardised assessment such as the neurological-oncological-mechanical systemic (NOMS) framework; and  The assessment should be carried out by a multidisciplinary team (MDT), which may be inclusive of, but not limited to, radiation oncologists, spine surgeons and interventional radiologists, among others.
Orthopaedics | Spine - Thoracolumbar (TL) and sacral surgery | TL and sacral fusion and fixation implant | TL pedicle screw - Shank, tulip | Medyssey Co., Ltd. | Hedjet Spinal System Mono axial Pedicle Screw 6.5x60mm | DZMS6560 | Standalone | DE0508525 | As per HSA registered indication(s) except for radiolucent implants which should be used as follows:  in patients with primary or metastatic spinal tumours who would benefit from post-operative high dose high precision beam therapy upon appropriate and stringent patient selection;  Patient selection should be done via standardised assessment such as the neurological-oncological-mechanical systemic (NOMS) framework; and  The assessment should be carried out by a multidisciplinary team (MDT), which may be inclusive of, but not limited to, radiation oncologists, spine surgeons and interventional radiologists, among others.
Orthopaedics | Spine - Thoracolumbar (TL) and sacral surgery | TL and sacral fusion and fixation implant | TL pedicle screw - Shank, tulip | Medyssey Co., Ltd. | Hedjet Spinal System Mono axial Pedicle Screw 6.5x65mm | DZMS6565 | Standalone | DE0508525 | As per HSA registered indication(s) except for radiolucent implants which should be used as follows:  in patients with primary or metastatic spinal tumours who would benefit from post-operative high dose high precision beam therapy upon appropriate and stringent patient selection;  Patient selection should be done via standardised assessment such as the neurological-oncological-mechanical systemic (NOMS) framework; and  The assessment should be carried out by a multidisciplinary team (MDT), which may be inclusive of, but not limited to, radiation oncologists, spine surgeons and interventional radiologists, among others.
Orthopaedics | Spine - Thoracolumbar (TL) and sacral surgery | TL and sacral fusion and fixation implant | TL pedicle screw - Shank, tulip | Medyssey Co., Ltd. | Hedjet Spinal System Mono axial Pedicle Screw 6.5x70mm | DZMS6570 | Standalone | DE0508525 | As per HSA registered indication(s) except for radiolucent implants which should be used as follows:  in patients with primary or metastatic spinal tumours who would benefit from post-operative high dose high precision beam therapy upon appropriate and stringent patient selection;  Patient selection should be done via standardised assessment such as the neurological-oncological-mechanical systemic (NOMS) framework; and  The assessment should be carried out by a multidisciplinary team (MDT), which may be inclusive of, but not limited to, radiation oncologists, spine surgeons and interventional radiologists, among others.
Orthopaedics | Spine - Thoracolumbar (TL) and sacral surgery | TL and sacral fusion and fixation implant | TL pedicle screw - Shank, tulip | Medyssey Co., Ltd. | Hedjet Spinal System Mono axial Pedicle Screw 7.5x30mm | DZMS7530 | Standalone | DE0508525 | As per HSA registered indication(s) except for radiolucent implants which should be used as follows:  in patients with primary or metastatic spinal tumours who would benefit from post-operative high dose high precision beam therapy upon appropriate and stringent patient selection;  Patient selection should be done via standardised assessment such as the neurological-oncological-mechanical systemic (NOMS) framework; and  The assessment should be carried out by a multidisciplinary team (MDT), which may be inclusive of, but not limited to, radiation oncologists, spine surgeons and interventional radiologists, among others.
Orthopaedics | Spine - Thoracolumbar (TL) and sacral surgery | TL and sacral fusion and fixation implant | TL pedicle screw - Shank, tulip | Medyssey Co., Ltd. | Hedjet Spinal System Mono axial Pedicle Screw 7.5x35mm | DZMS7535 | Standalone | DE0508525 | As per HSA registered indication(s) except for radiolucent implants which should be used as follows:  in patients with primary or metastatic spinal tumours who would benefit from post-operative high dose high precision beam therapy upon appropriate and stringent patient selection;  Patient selection should be done via standardised assessment such as the neurological-oncological-mechanical systemic (NOMS) framework; and  The assessment should be carried out by a multidisciplinary team (MDT), which may be inclusive of, but not limited to, radiation oncologists, spine surgeons and interventional radiologists, among others.
Orthopaedics | Spine - Thoracolumbar (TL) and sacral surgery | TL and sacral fusion and fixation implant | TL pedicle screw - Shank, tulip | Medyssey Co., Ltd. | Hedjet Spinal System Mono axial Pedicle Screw 7.5x40mm | DZMS7540 | Standalone | DE0508525 | As per HSA registered indication(s) except for radiolucent implants which should be used as follows:  in patients with primary or metastatic spinal tumours who would benefit from post-operative high dose high precision beam therapy upon appropriate and stringent patient selection;  Patient selection should be done via standardised assessment such as the neurological-oncological-mechanical systemic (NOMS) framework; and  The assessment should be carried out by a multidisciplinary team (MDT), which may be inclusive of, but not limited to, radiation oncologists, spine surgeons and interventional radiologists, among others.
Orthopaedics | Spine - Thoracolumbar (TL) and sacral surgery | TL and sacral fusion and fixation implant | TL pedicle screw - Shank, tulip | Medyssey Co., Ltd. | Hedjet Spinal System Mono axial Pedicle Screw 7.5x45mm | DZMS7545 | Standalone | DE0508525 | As per HSA registered indication(s) except for radiolucent implants which should be used as follows:  in patients with primary or metastatic spinal tumours who would benefit from post-operative high dose high precision beam therapy upon appropriate and stringent patient selection;  Patient selection should be done via standardised assessment such as the neurological-oncological-mechanical systemic (NOMS) framework; and  The assessment should be carried out by a multidisciplinary team (MDT), which may be inclusive of, but not limited to, radiation oncologists, spine surgeons and interventional radiologists, among others.
Orthopaedics | Spine - Thoracolumbar (TL) and sacral surgery | TL and sacral fusion and fixation implant | TL pedicle screw - Shank, tulip | Medyssey Co., Ltd. | Hedjet Spinal System Mono axial Pedicle Screw 7.5x50mm | DZMS7550 | Standalone | DE0508525 | As per HSA registered indication(s) except for radiolucent implants which should be used as follows:  in patients with primary or metastatic spinal tumours who would benefit from post-operative high dose high precision beam therapy upon appropriate and stringent patient selection;  Patient selection should be done via standardised assessment such as the neurological-oncological-mechanical systemic (NOMS) framework; and  The assessment should be carried out by a multidisciplinary team (MDT), which may be inclusive of, but not limited to, radiation oncologists, spine surgeons and interventional radiologists, among others.
Orthopaedics | Spine - Thoracolumbar (TL) and sacral surgery | TL and sacral fusion and fixation implant | TL pedicle screw - Shank, tulip | Medyssey Co., Ltd. | Hedjet Spinal System Mono axial Pedicle Screw 7.5x55mm | DZMS7555 | Standalone | DE0508525 | As per HSA registered indication(s) except for radiolucent implants which should be used as follows:  in patients with primary or metastatic spinal tumours who would benefit from post-operative high dose high precision beam therapy upon appropriate and stringent patient selection;  Patient selection should be done via standardised assessment such as the neurological-oncological-mechanical systemic (NOMS) framework; and  The assessment should be carried out by a multidisciplinary team (MDT), which may be inclusive of, but not limited to, radiation oncologists, spine surgeons and interventional radiologists, among others.
Orthopaedics | Spine - Thoracolumbar (TL) and sacral surgery | TL and sacral fusion and fixation implant | TL pedicle screw - Shank, tulip | Medyssey Co., Ltd. | Hedjet Spinal System Mono axial Pedicle Screw 7.5x60mm | DZMS7560 | Standalone | DE0508525 | As per HSA registered indication(s) except for radiolucent implants which should be used as follows:  in patients with primary or metastatic spinal tumours who would benefit from post-operative high dose high precision beam therapy upon appropriate and stringent patient selection;  Patient selection should be done via standardised assessment such as the neurological-oncological-mechanical systemic (NOMS) framework; and  The assessment should be carried out by a multidisciplinary team (MDT), which may be inclusive of, but not limited to, radiation oncologists, spine surgeons and interventional radiologists, among others.
Orthopaedics | Spine - Thoracolumbar (TL) and sacral surgery | TL and sacral fusion and fixation implant | TL pedicle screw - Shank, tulip | Medyssey Co., Ltd. | Hedjet Spinal System Mono axial Pedicle Screw 7.5x65mm | DZMS7565 | Standalone | DE0508525 | As per HSA registered indication(s) except for radiolucent implants which should be used as follows:  in patients with primary or metastatic spinal tumours who would benefit from post-operative high dose high precision beam therapy upon appropriate and stringent patient selection;  Patient selection should be done via standardised assessment such as the neurological-oncological-mechanical systemic (NOMS) framework; and  The assessment should be carried out by a multidisciplinary team (MDT), which may be inclusive of, but not limited to, radiation oncologists, spine surgeons and interventional radiologists, among others.
Orthopaedics | Spine - Thoracolumbar (TL) and sacral surgery | TL and sacral fusion and fixation implant | TL pedicle screw - Shank, tulip | Medyssey Co., Ltd. | Hedjet Spinal System Mono axial Pedicle Screw 7.5x70mm | DZMS7570 | Standalone | DE0508525 | As per HSA registered indication(s) except for radiolucent implants which should be used as follows:  in patients with primary or metastatic spinal tumours who would benefit from post-operative high dose high precision beam therapy upon appropriate and stringent patient selection;  Patient selection should be done via standardised assessment such as the neurological-oncological-mechanical systemic (NOMS) framework; and  The assessment should be carried out by a multidisciplinary team (MDT), which may be inclusive of, but not limited to, radiation oncologists, spine surgeons and interventional radiologists, among others.
Orthopaedics | Spine - Thoracolumbar (TL) and sacral surgery | TL and sacral fusion and fixation implant | TL pedicle screw - Shank, tulip | Medyssey Co., Ltd. | Hedjet Spinal System Mono axial Pedicle Screw 8.5x30mm | DZMS8530 | Standalone | DE0508525 | As per HSA registered indication(s) except for radiolucent implants which should be used as follows:  in patients with primary or metastatic spinal tumours who would benefit from post-operative high dose high precision beam therapy upon appropriate and stringent patient selection;  Patient selection should be done via standardised assessment such as the neurological-oncological-mechanical systemic (NOMS) framework; and  The assessment should be carried out by a multidisciplinary team (MDT), which may be inclusive of, but not limited to, radiation oncologists, spine surgeons and interventional radiologists, among others.
Orthopaedics | Spine - Thoracolumbar (TL) and sacral surgery | TL and sacral fusion and fixation implant | TL pedicle screw - Shank, tulip | Medyssey Co., Ltd. | Hedjet Spinal System Mono axial Pedicle Screw 8.5x35mm | DZMS8535 | Standalone | DE0508525 | As per HSA registered indication(s) except for radiolucent implants which should be used as follows:  in patients with primary or metastatic spinal tumours who would benefit from post-operative high dose high precision beam therapy upon appropriate and stringent patient selection;  Patient selection should be done via standardised assessment such as the neurological-oncological-mechanical systemic (NOMS) framework; and  The assessment should be carried out by a multidisciplinary team (MDT), which may be inclusive of, but not limited to, radiation oncologists, spine surgeons and interventional radiologists, among others.
Orthopaedics | Spine - Thoracolumbar (TL) and sacral surgery | TL and sacral fusion and fixation implant | TL pedicle screw - Shank, tulip | Medyssey Co., Ltd. | Hedjet Spinal System Mono axial Pedicle Screw 8.5x40mm | DZMS8540 | Standalone | DE0508525 | As per HSA registered indication(s) except for radiolucent implants which should be used as follows:  in patients with primary or metastatic spinal tumours who would benefit from post-operative high dose high precision beam therapy upon appropriate and stringent patient selection;  Patient selection should be done via standardised assessment such as the neurological-oncological-mechanical systemic (NOMS) framework; and  The assessment should be carried out by a multidisciplinary team (MDT), which may be inclusive of, but not limited to, radiation oncologists, spine surgeons and interventional radiologists, among others.
Orthopaedics | Spine - Thoracolumbar (TL) and sacral surgery | TL and sacral fusion and fixation implant | TL pedicle screw - Shank, tulip | Medyssey Co., Ltd. | Hedjet Spinal System Mono axial Pedicle Screw 8.5x45mm | DZMS8545 | Standalone | DE0508525 | As per HSA registered indication(s) except for radiolucent implants which should be used as follows:  in patients with primary or metastatic spinal tumours who would benefit from post-operative high dose high precision beam therapy upon appropriate and stringent patient selection;  Patient selection should be done via standardised assessment such as the neurological-oncological-mechanical systemic (NOMS) framework; and  The assessment should be carried out by a multidisciplinary team (MDT), which may be inclusive of, but not limited to, radiation oncologists, spine surgeons and interventional radiologists, among others.
Orthopaedics | Spine - Thoracolumbar (TL) and sacral surgery | TL and sacral fusion and fixation implant | TL pedicle screw - Shank, tulip | Medyssey Co., Ltd. | Hedjet Spinal System Mono axial Pedicle Screw 8.5x50mm | DZMS8550 | Standalone | DE0508525 | As per HSA registered indication(s) except for radiolucent implants which should be used as follows:  in patients with primary or metastatic spinal tumours who would benefit from post-operative high dose high precision beam therapy upon appropriate and stringent patient selection;  Patient selection should be done via standardised assessment such as the neurological-oncological-mechanical systemic (NOMS) framework; and  The assessment should be carried out by a multidisciplinary team (MDT), which may be inclusive of, but not limited to, radiation oncologists, spine surgeons and interventional radiologists, among others.
Orthopaedics | Spine - Thoracolumbar (TL) and sacral surgery | TL and sacral fusion and fixation implant | TL pedicle screw - Shank, tulip | Medyssey Co., Ltd. | Hedjet Spinal System Mono axial Pedicle Screw 8.5x55mm | DZMS8555 | Standalone | DE0508525 | As per HSA registered indication(s) except for radiolucent implants which should be used as follows:  in patients with primary or metastatic spinal tumours who would benefit from post-operative high dose high precision beam therapy upon appropriate and stringent patient selection;  Patient selection should be done via standardised assessment such as the neurological-oncological-mechanical systemic (NOMS) framework; and  The assessment should be carried out by a multidisciplinary team (MDT), which may be inclusive of, but not limited to, radiation oncologists, spine surgeons and interventional radiologists, among others.
Orthopaedics | Spine - Thoracolumbar (TL) and sacral surgery | TL and sacral fusion and fixation implant | TL pedicle screw - Shank, tulip | Medyssey Co., Ltd. | Hedjet Spinal System Mono axial Pedicle Screw 8.5x60mm | DZMS8560 | Standalone | DE0508525 | As per HSA registered indication(s) except for radiolucent implants which should be used as follows:  in patients with primary or metastatic spinal tumours who would benefit from post-operative high dose high precision beam therapy upon appropriate and stringent patient selection;  Patient selection should be done via standardised assessment such as the neurological-oncological-mechanical systemic (NOMS) framework; and  The assessment should be carried out by a multidisciplinary team (MDT), which may be inclusive of, but not limited to, radiation oncologists, spine surgeons and interventional radiologists, among others.
Orthopaedics | Spine - Thoracolumbar (TL) and sacral surgery | TL and sacral fusion and fixation implant | TL pedicle screw - Shank, tulip | Medyssey Co., Ltd. | Hedjet Spinal System Mono axial Pedicle Screw 8.5x65mm | DZMS8565 | Standalone | DE0508525 | As per HSA registered indication(s) except for radiolucent implants which should be used as follows:  in patients with primary or metastatic spinal tumours who would benefit from post-operative high dose high precision beam therapy upon appropriate and stringent patient selection;  Patient selection should be done via standardised assessment such as the neurological-oncological-mechanical systemic (NOMS) framework; and  The assessment should be carried out by a multidisciplinary team (MDT), which may be inclusive of, but not limited to, radiation oncologists, spine surgeons and interventional radiologists, among others.
Orthopaedics | Spine - Thoracolumbar (TL) and sacral surgery | TL and sacral fusion and fixation implant | TL pedicle screw - Shank, tulip | Medyssey Co., Ltd. | Hedjet Spinal System Mono axial Pedicle Screw 8.5x70mm | DZMS8570 | Standalone | DE0508525 | As per HSA registered indication(s) except for radiolucent implants which should be used as follows:  in patients with primary or metastatic spinal tumours who would benefit from post-operative high dose high precision beam therapy upon appropriate and stringent patient selection;  Patient selection should be done via standardised assessment such as the neurological-oncological-mechanical systemic (NOMS) framework; and  The assessment should be carried out by a multidisciplinary team (MDT), which may be inclusive of, but not limited to, radiation oncologists, spine surgeons and interventional radiologists, among others.
Orthopaedics | Spine - Thoracolumbar (TL) and sacral surgery | TL and sacral fusion and fixation implant | TL pedicle screw - Shank, tulip | Medyssey Co., Ltd. | Hedjet Spinal System Poly axial Pedicle Screw 4.0x20mm | DZPS4020 | Standalone | DE0508525 | As per HSA registered indication(s) except for radiolucent implants which should be used as follows:  in patients with primary or metastatic spinal tumours who would benefit from post-operative high dose high precision beam therapy upon appropriate and stringent patient selection;  Patient selection should be done via standardised assessment such as the neurological-oncological-mechanical systemic (NOMS) framework; and  The assessment should be carried out by a multidisciplinary team (MDT), which may be inclusive of, but not limited to, radiation oncologists, spine surgeons and interventional radiologists, among others.
Orthopaedics | Spine - Thoracolumbar (TL) and sacral surgery | TL and sacral fusion and fixation implant | TL pedicle screw - Shank, tulip | Medyssey Co., Ltd. | Hedjet Spinal System Poly axial Pedicle Screw 4.0x25mm | DZPS4025 | Standalone | DE0508525 | As per HSA registered indication(s) except for radiolucent implants which should be used as follows:  in patients with primary or metastatic spinal tumours who would benefit from post-operative high dose high precision beam therapy upon appropriate and stringent patient selection;  Patient selection should be done via standardised assessment such as the neurological-oncological-mechanical systemic (NOMS) framework; and  The assessment should be carried out by a multidisciplinary team (MDT), which may be inclusive of, but not limited to, radiation oncologists, spine surgeons and interventional radiologists, among others.
Orthopaedics | Spine - Thoracolumbar (TL) and sacral surgery | TL and sacral fusion and fixation implant | TL pedicle screw - Shank, tulip | Medyssey Co., Ltd. | Hedjet Spinal System Poly axial Pedicle Screw 4.0x30mm | DZPS4030 | Standalone | DE0508525 | As per HSA registered indication(s) except for radiolucent implants which should be used as follows:  in patients with primary or metastatic spinal tumours who would benefit from post-operative high dose high precision beam therapy upon appropriate and stringent patient selection;  Patient selection should be done via standardised assessment such as the neurological-oncological-mechanical systemic (NOMS) framework; and  The assessment should be carried out by a multidisciplinary team (MDT), which may be inclusive of, but not limited to, radiation oncologists, spine surgeons and interventional radiologists, among others.
Orthopaedics | Spine - Thoracolumbar (TL) and sacral surgery | TL and sacral fusion and fixation implant | TL pedicle screw - Shank, tulip | Medyssey Co., Ltd. | Hedjet Spinal System Poly axial Pedicle Screw 4.0x35mm | DZPS4035 | Standalone | DE0508525 | As per HSA registered indication(s) except for radiolucent implants which should be used as follows:  in patients with primary or metastatic spinal tumours who would benefit from post-operative high dose high precision beam therapy upon appropriate and stringent patient selection;  Patient selection should be done via standardised assessment such as the neurological-oncological-mechanical systemic (NOMS) framework; and  The assessment should be carried out by a multidisciplinary team (MDT), which may be inclusive of, but not limited to, radiation oncologists, spine surgeons and interventional radiologists, among others.
Orthopaedics | Spine - Thoracolumbar (TL) and sacral surgery | TL and sacral fusion and fixation implant | TL pedicle screw - Shank, tulip | Medyssey Co., Ltd. | Hedjet Spinal System Poly axial Pedicle Screw 4.0x40mm | DZPS4040 | Standalone | DE0508525 | As per HSA registered indication(s) except for radiolucent implants which should be used as follows:  in patients with primary or metastatic spinal tumours who would benefit from post-operative high dose high precision beam therapy upon appropriate and stringent patient selection;  Patient selection should be done via standardised assessment such as the neurological-oncological-mechanical systemic (NOMS) framework; and  The assessment should be carried out by a multidisciplinary team (MDT), which may be inclusive of, but not limited to, radiation oncologists, spine surgeons and interventional radiologists, among others.
Orthopaedics | Spine - Thoracolumbar (TL) and sacral surgery | TL and sacral fusion and fixation implant | TL pedicle screw - Shank, tulip | Medyssey Co., Ltd. | Hedjet Spinal System Poly axial Pedicle Screw 4.0x45mm | DZPS4045 | Standalone | DE0508525 | As per HSA registered indication(s) except for radiolucent implants which should be used as follows:  in patients with primary or metastatic spinal tumours who would benefit from post-operative high dose high precision beam therapy upon appropriate and stringent patient selection;  Patient selection should be done via standardised assessment such as the neurological-oncological-mechanical systemic (NOMS) framework; and  The assessment should be carried out by a multidisciplinary team (MDT), which may be inclusive of, but not limited to, radiation oncologists, spine surgeons and interventional radiologists, among others.
Orthopaedics | Spine - Thoracolumbar (TL) and sacral surgery | TL and sacral fusion and fixation implant | TL pedicle screw - Shank, tulip | Medyssey Co., Ltd. | Hedjet Spinal System Poly axial Pedicle Screw 4.0x50mm | DZPS4050 | Standalone | DE0508525 | As per HSA registered indication(s) except for radiolucent implants which should be used as follows:  in patients with primary or metastatic spinal tumours who would benefit from post-operative high dose high precision beam therapy upon appropriate and stringent patient selection;  Patient selection should be done via standardised assessment such as the neurological-oncological-mechanical systemic (NOMS) framework; and  The assessment should be carried out by a multidisciplinary team (MDT), which may be inclusive of, but not limited to, radiation oncologists, spine surgeons and interventional radiologists, among others.
Orthopaedics | Spine - Thoracolumbar (TL) and sacral surgery | TL and sacral fusion and fixation implant | TL pedicle screw - Shank, tulip | Medyssey Co., Ltd. | Hedjet Spinal System Poly axial Pedicle Screw 4.0x55mm | DZPS4055 | Standalone | DE0508525 | As per HSA registered indication(s) except for radiolucent implants which should be used as follows:  in patients with primary or metastatic spinal tumours who would benefit from post-operative high dose high precision beam therapy upon appropriate and stringent patient selection;  Patient selection should be done via standardised assessment such as the neurological-oncological-mechanical systemic (NOMS) framework; and  The assessment should be carried out by a multidisciplinary team (MDT), which may be inclusive of, but not limited to, radiation oncologists, spine surgeons and interventional radiologists, among others.
Orthopaedics | Spine - Thoracolumbar (TL) and sacral surgery | TL and sacral fusion and fixation implant | TL pedicle screw - Shank, tulip | Medyssey Co., Ltd. | Hedjet Spinal System Poly axial Pedicle Screw 4.0x60mm | DZPS4060 | Standalone | DE0508525 | As per HSA registered indication(s) except for radiolucent implants which should be used as follows:  in patients with primary or metastatic spinal tumours who would benefit from post-operative high dose high precision beam therapy upon appropriate and stringent patient selection;  Patient selection should be done via standardised assessment such as the neurological-oncological-mechanical systemic (NOMS) framework; and  The assessment should be carried out by a multidisciplinary team (MDT), which may be inclusive of, but not limited to, radiation oncologists, spine surgeons and interventional radiologists, among others.
Orthopaedics | Spine - Thoracolumbar (TL) and sacral surgery | TL and sacral fusion and fixation implant | TL pedicle screw - Shank, tulip | Medyssey Co., Ltd. | Hedjet Spinal System Poly axial Pedicle Screw 4.5x20mm | DZPS4520 | Standalone | DE0508525 | As per HSA registered indication(s) except for radiolucent implants which should be used as follows:  in patients with primary or metastatic spinal tumours who would benefit from post-operative high dose high precision beam therapy upon appropriate and stringent patient selection;  Patient selection should be done via standardised assessment such as the neurological-oncological-mechanical systemic (NOMS) framework; and  The assessment should be carried out by a multidisciplinary team (MDT), which may be inclusive of, but not limited to, radiation oncologists, spine surgeons and interventional radiologists, among others.
Orthopaedics | Spine - Thoracolumbar (TL) and sacral surgery | TL and sacral fusion and fixation implant | TL pedicle screw - Shank, tulip | Medyssey Co., Ltd. | Hedjet Spinal System Poly axial Pedicle Screw 4.5x25mm | DZPS4525 | Standalone | DE0508525 | As per HSA registered indication(s) except for radiolucent implants which should be used as follows:  in patients with primary or metastatic spinal tumours who would benefit from post-operative high dose high precision beam therapy upon appropriate and stringent patient selection;  Patient selection should be done via standardised assessment such as the neurological-oncological-mechanical systemic (NOMS) framework; and  The assessment should be carried out by a multidisciplinary team (MDT), which may be inclusive of, but not limited to, radiation oncologists, spine surgeons and interventional radiologists, among others.
Orthopaedics | Spine - Thoracolumbar (TL) and sacral surgery | TL and sacral fusion and fixation implant | TL pedicle screw - Shank, tulip | Medyssey Co., Ltd. | Hedjet Spinal System Poly axial Pedicle Screw 4.5x30mm | DZPS4530 | Standalone | DE0508525 | As per HSA registered indication(s) except for radiolucent implants which should be used as follows:  in patients with primary or metastatic spinal tumours who would benefit from post-operative high dose high precision beam therapy upon appropriate and stringent patient selection;  Patient selection should be done via standardised assessment such as the neurological-oncological-mechanical systemic (NOMS) framework; and  The assessment should be carried out by a multidisciplinary team (MDT), which may be inclusive of, but not limited to, radiation oncologists, spine surgeons and interventional radiologists, among others.
Orthopaedics | Spine - Thoracolumbar (TL) and sacral surgery | TL and sacral fusion and fixation implant | TL pedicle screw - Shank, tulip | Medyssey Co., Ltd. | Hedjet Spinal System Poly axial Pedicle Screw 4.5x35mm | DZPS4535 | Standalone | DE0508525 | As per HSA registered indication(s) except for radiolucent implants which should be used as follows:  in patients with primary or metastatic spinal tumours who would benefit from post-operative high dose high precision beam therapy upon appropriate and stringent patient selection;  Patient selection should be done via standardised assessment such as the neurological-oncological-mechanical systemic (NOMS) framework; and  The assessment should be carried out by a multidisciplinary team (MDT), which may be inclusive of, but not limited to, radiation oncologists, spine surgeons and interventional radiologists, among others.
Orthopaedics | Spine - Thoracolumbar (TL) and sacral surgery | TL and sacral fusion and fixation implant | TL pedicle screw - Shank, tulip | Medyssey Co., Ltd. | Hedjet Spinal System Poly axial Pedicle Screw 4.5x40mm | DZPS4540 | Standalone | DE0508525 | As per HSA registered indication(s) except for radiolucent implants which should be used as follows:  in patients with primary or metastatic spinal tumours who would benefit from post-operative high dose high precision beam therapy upon appropriate and stringent patient selection;  Patient selection should be done via standardised assessment such as the neurological-oncological-mechanical systemic (NOMS) framework; and  The assessment should be carried out by a multidisciplinary team (MDT), which may be inclusive of, but not limited to, radiation oncologists, spine surgeons and interventional radiologists, among others.
Orthopaedics | Spine - Thoracolumbar (TL) and sacral surgery | TL and sacral fusion and fixation implant | TL pedicle screw - Shank, tulip | Medyssey Co., Ltd. | Hedjet Spinal System Poly axial Pedicle Screw 4.5x45mm | DZPS4545 | Standalone | DE0508525 | As per HSA registered indication(s) except for radiolucent implants which should be used as follows:  in patients with primary or metastatic spinal tumours who would benefit from post-operative high dose high precision beam therapy upon appropriate and stringent patient selection;  Patient selection should be done via standardised assessment such as the neurological-oncological-mechanical systemic (NOMS) framework; and  The assessment should be carried out by a multidisciplinary team (MDT), which may be inclusive of, but not limited to, radiation oncologists, spine surgeons and interventional radiologists, among others.
Orthopaedics | Spine - Thoracolumbar (TL) and sacral surgery | TL and sacral fusion and fixation implant | TL pedicle screw - Shank, tulip | Medyssey Co., Ltd. | Hedjet Spinal System Poly axial Pedicle Screw 4.5x50mm | DZPS4550 | Standalone | DE0508525 | As per HSA registered indication(s) except for radiolucent implants which should be used as follows:  in patients with primary or metastatic spinal tumours who would benefit from post-operative high dose high precision beam therapy upon appropriate and stringent patient selection;  Patient selection should be done via standardised assessment such as the neurological-oncological-mechanical systemic (NOMS) framework; and  The assessment should be carried out by a multidisciplinary team (MDT), which may be inclusive of, but not limited to, radiation oncologists, spine surgeons and interventional radiologists, among others.
Orthopaedics | Spine - Thoracolumbar (TL) and sacral surgery | TL and sacral fusion and fixation implant | TL pedicle screw - Shank, tulip | Medyssey Co., Ltd. | Hedjet Spinal System Poly axial Pedicle Screw 4.5x55mm | DZPS4555 | Standalone | DE0508525 | As per HSA registered indication(s) except for radiolucent implants which should be used as follows:  in patients with primary or metastatic spinal tumours who would benefit from post-operative high dose high precision beam therapy upon appropriate and stringent patient selection;  Patient selection should be done via standardised assessment such as the neurological-oncological-mechanical systemic (NOMS) framework; and  The assessment should be carried out by a multidisciplinary team (MDT), which may be inclusive of, but not limited to, radiation oncologists, spine surgeons and interventional radiologists, among others.
Orthopaedics | Spine - Thoracolumbar (TL) and sacral surgery | TL and sacral fusion and fixation implant | TL pedicle screw - Shank, tulip | Medyssey Co., Ltd. | Hedjet Spinal System Poly axial Pedicle Screw 4.5x60mm | DZPS4560 | Standalone | DE0508525 | As per HSA registered indication(s) except for radiolucent implants which should be used as follows:  in patients with primary or metastatic spinal tumours who would benefit from post-operative high dose high precision beam therapy upon appropriate and stringent patient selection;  Patient selection should be done via standardised assessment such as the neurological-oncological-mechanical systemic (NOMS) framework; and  The assessment should be carried out by a multidisciplinary team (MDT), which may be inclusive of, but not limited to, radiation oncologists, spine surgeons and interventional radiologists, among others.
Orthopaedics | Spine - Thoracolumbar (TL) and sacral surgery | TL and sacral fusion and fixation implant | TL pedicle screw - Shank, tulip | Medyssey Co., Ltd. | Hedjet Spinal System Poly axial Pedicle Screw 5.0x20mm | DZPS5020 | Standalone | DE0508525 | As per HSA registered indication(s) except for radiolucent implants which should be used as follows:  in patients with primary or metastatic spinal tumours who would benefit from post-operative high dose high precision beam therapy upon appropriate and stringent patient selection;  Patient selection should be done via standardised assessment such as the neurological-oncological-mechanical systemic (NOMS) framework; and  The assessment should be carried out by a multidisciplinary team (MDT), which may be inclusive of, but not limited to, radiation oncologists, spine surgeons and interventional radiologists, among others.
Orthopaedics | Spine - Thoracolumbar (TL) and sacral surgery | TL and sacral fusion and fixation implant | TL pedicle screw - Shank, tulip | Medyssey Co., Ltd. | Hedjet Spinal System Poly axial Pedicle Screw 5.0x25mm | DZPS5025 | Standalone | DE0508525 | As per HSA registered indication(s) except for radiolucent implants which should be used as follows:  in patients with primary or metastatic spinal tumours who would benefit from post-operative high dose high precision beam therapy upon appropriate and stringent patient selection;  Patient selection should be done via standardised assessment such as the neurological-oncological-mechanical systemic (NOMS) framework; and  The assessment should be carried out by a multidisciplinary team (MDT), which may be inclusive of, but not limited to, radiation oncologists, spine surgeons and interventional radiologists, among others.
Orthopaedics | Spine - Thoracolumbar (TL) and sacral surgery | TL and sacral fusion and fixation implant | TL pedicle screw - Shank, tulip | Medyssey Co., Ltd. | Hedjet Spinal System Poly axial Pedicle Screw 5.0x30mm | DZPS5030 | Standalone | DE0508525 | As per HSA registered indication(s) except for radiolucent implants which should be used as follows:  in patients with primary or metastatic spinal tumours who would benefit from post-operative high dose high precision beam therapy upon appropriate and stringent patient selection;  Patient selection should be done via standardised assessment such as the neurological-oncological-mechanical systemic (NOMS) framework; and  The assessment should be carried out by a multidisciplinary team (MDT), which may be inclusive of, but not limited to, radiation oncologists, spine surgeons and interventional radiologists, among others.
Orthopaedics | Spine - Thoracolumbar (TL) and sacral surgery | TL and sacral fusion and fixation implant | TL pedicle screw - Shank, tulip | Medyssey Co., Ltd. | Hedjet Spinal System Poly axial Pedicle Screw 5.0x35mm | DZPS5035 | Standalone | DE0508525 | As per HSA registered indication(s) except for radiolucent implants which should be used as follows:  in patients with primary or metastatic spinal tumours who would benefit from post-operative high dose high precision beam therapy upon appropriate and stringent patient selection;  Patient selection should be done via standardised assessment such as the neurological-oncological-mechanical systemic (NOMS) framework; and  The assessment should be carried out by a multidisciplinary team (MDT), which may be inclusive of, but not limited to, radiation oncologists, spine surgeons and interventional radiologists, among others.
Orthopaedics | Spine - Thoracolumbar (TL) and sacral surgery | TL and sacral fusion and fixation implant | TL pedicle screw - Shank, tulip | Medyssey Co., Ltd. | Hedjet Spinal System Poly axial Pedicle Screw 5.0x40mm | DZPS5040 | Standalone | DE0508525 | As per HSA registered indication(s) except for radiolucent implants which should be used as follows:  in patients with primary or metastatic spinal tumours who would benefit from post-operative high dose high precision beam therapy upon appropriate and stringent patient selection;  Patient selection should be done via standardised assessment such as the neurological-oncological-mechanical systemic (NOMS) framework; and  The assessment should be carried out by a multidisciplinary team (MDT), which may be inclusive of, but not limited to, radiation oncologists, spine surgeons and interventional radiologists, among others.
Orthopaedics | Spine - Thoracolumbar (TL) and sacral surgery | TL and sacral fusion and fixation implant | TL pedicle screw - Shank, tulip | Medyssey Co., Ltd. | Hedjet Spinal System Poly axial Pedicle Screw 5.0x45mm | DZPS5045 | Standalone | DE0508525 | As per HSA registered indication(s) except for radiolucent implants which should be used as follows:  in patients with primary or metastatic spinal tumours who would benefit from post-operative high dose high precision beam therapy upon appropriate and stringent patient selection;  Patient selection should be done via standardised assessment such as the neurological-oncological-mechanical systemic (NOMS) framework; and  The assessment should be carried out by a multidisciplinary team (MDT), which may be inclusive of, but not limited to, radiation oncologists, spine surgeons and interventional radiologists, among others.
Orthopaedics | Spine - Thoracolumbar (TL) and sacral surgery | TL and sacral fusion and fixation implant | TL pedicle screw - Shank, tulip | Medyssey Co., Ltd. | Hedjet Spinal System Poly axial Pedicle Screw 5.0x50mm | DZPS5050 | Standalone | DE0508525 | As per HSA registered indication(s) except for radiolucent implants which should be used as follows:  in patients with primary or metastatic spinal tumours who would benefit from post-operative high dose high precision beam therapy upon appropriate and stringent patient selection;  Patient selection should be done via standardised assessment such as the neurological-oncological-mechanical systemic (NOMS) framework; and  The assessment should be carried out by a multidisciplinary team (MDT), which may be inclusive of, but not limited to, radiation oncologists, spine surgeons and interventional radiologists, among others.
Orthopaedics | Spine - Thoracolumbar (TL) and sacral surgery | TL and sacral fusion and fixation implant | TL pedicle screw - Shank, tulip | Medyssey Co., Ltd. | Hedjet Spinal System Poly axial Pedicle Screw 5.0x55mm | DZPS5055 | Standalone | DE0508525 | As per HSA registered indication(s) except for radiolucent implants which should be used as follows:  in patients with primary or metastatic spinal tumours who would benefit from post-operative high dose high precision beam therapy upon appropriate and stringent patient selection;  Patient selection should be done via standardised assessment such as the neurological-oncological-mechanical systemic (NOMS) framework; and  The assessment should be carried out by a multidisciplinary team (MDT), which may be inclusive of, but not limited to, radiation oncologists, spine surgeons and interventional radiologists, among others.
Orthopaedics | Spine - Thoracolumbar (TL) and sacral surgery | TL and sacral fusion and fixation implant | TL pedicle screw - Shank, tulip | Medyssey Co., Ltd. | Hedjet Spinal System Poly axial Pedicle Screw 5.0x60mm | DZPS5060 | Standalone | DE0508525 | As per HSA registered indication(s) except for radiolucent implants which should be used as follows:  in patients with primary or metastatic spinal tumours who would benefit from post-operative high dose high precision beam therapy upon appropriate and stringent patient selection;  Patient selection should be done via standardised assessment such as the neurological-oncological-mechanical systemic (NOMS) framework; and  The assessment should be carried out by a multidisciplinary team (MDT), which may be inclusive of, but not limited to, radiation oncologists, spine surgeons and interventional radiologists, among others.
Orthopaedics | Spine - Thoracolumbar (TL) and sacral surgery | TL and sacral fusion and fixation implant | TL pedicle screw - Shank, tulip | Medyssey Co., Ltd. | Hedjet Spinal System Poly axial Pedicle Screw 5.0x65mm | DZPS5065 | Standalone | DE0508525 | As per HSA registered indication(s) except for radiolucent implants which should be used as follows:  in patients with primary or metastatic spinal tumours who would benefit from post-operative high dose high precision beam therapy upon appropriate and stringent patient selection;  Patient selection should be done via standardised assessment such as the neurological-oncological-mechanical systemic (NOMS) framework; and  The assessment should be carried out by a multidisciplinary team (MDT), which may be inclusive of, but not limited to, radiation oncologists, spine surgeons and interventional radiologists, among others.
Orthopaedics | Spine - Thoracolumbar (TL) and sacral surgery | TL and sacral fusion and fixation implant | TL pedicle screw - Shank, tulip | Medyssey Co., Ltd. | Hedjet Spinal System Poly axial Pedicle Screw 5.0x70mm | DZPS5070 | Standalone | DE0508525 | As per HSA registered indication(s) except for radiolucent implants which should be used as follows:  in patients with primary or metastatic spinal tumours who would benefit from post-operative high dose high precision beam therapy upon appropriate and stringent patient selection;  Patient selection should be done via standardised assessment such as the neurological-oncological-mechanical systemic (NOMS) framework; and  The assessment should be carried out by a multidisciplinary team (MDT), which may be inclusive of, but not limited to, radiation oncologists, spine surgeons and interventional radiologists, among others.
Orthopaedics | Spine - Thoracolumbar (TL) and sacral surgery | TL and sacral fusion and fixation implant | TL pedicle screw - Shank, tulip | Medyssey Co., Ltd. | Hedjet Spinal System Poly axial Pedicle Screw 5.5x20mm | DZPS5520 | Standalone | DE0508525 | As per HSA registered indication(s) except for radiolucent implants which should be used as follows:  in patients with primary or metastatic spinal tumours who would benefit from post-operative high dose high precision beam therapy upon appropriate and stringent patient selection;  Patient selection should be done via standardised assessment such as the neurological-oncological-mechanical systemic (NOMS) framework; and  The assessment should be carried out by a multidisciplinary team (MDT), which may be inclusive of, but not limited to, radiation oncologists, spine surgeons and interventional radiologists, among others.
Orthopaedics | Spine - Thoracolumbar (TL) and sacral surgery | TL and sacral fusion and fixation implant | TL pedicle screw - Shank, tulip | Medyssey Co., Ltd. | Hedjet Spinal System Poly axial Pedicle Screw 5.5x25mm | DZPS5525 | Standalone | DE0508525 | As per HSA registered indication(s) except for radiolucent implants which should be used as follows:  in patients with primary or metastatic spinal tumours who would benefit from post-operative high dose high precision beam therapy upon appropriate and stringent patient selection;  Patient selection should be done via standardised assessment such as the neurological-oncological-mechanical systemic (NOMS) framework; and  The assessment should be carried out by a multidisciplinary team (MDT), which may be inclusive of, but not limited to, radiation oncologists, spine surgeons and interventional radiologists, among others.
Orthopaedics | Spine - Thoracolumbar (TL) and sacral surgery | TL and sacral fusion and fixation implant | TL pedicle screw - Shank, tulip | Medyssey Co., Ltd. | Hedjet Spinal System Poly axial Pedicle Screw 5.5x30mm | DZPS5530 | Standalone | DE0508525 | As per HSA registered indication(s) except for radiolucent implants which should be used as follows:  in patients with primary or metastatic spinal tumours who would benefit from post-operative high dose high precision beam therapy upon appropriate and stringent patient selection;  Patient selection should be done via standardised assessment such as the neurological-oncological-mechanical systemic (NOMS) framework; and  The assessment should be carried out by a multidisciplinary team (MDT), which may be inclusive of, but not limited to, radiation oncologists, spine surgeons and interventional radiologists, among others.
Orthopaedics | Spine - Thoracolumbar (TL) and sacral surgery | TL and sacral fusion and fixation implant | TL pedicle screw - Shank, tulip | Medyssey Co., Ltd. | Hedjet Spinal System Poly axial Pedicle Screw 5.5x35mm | DZPS5535 | Standalone | DE0508525 | As per HSA registered indication(s) except for radiolucent implants which should be used as follows:  in patients with primary or metastatic spinal tumours who would benefit from post-operative high dose high precision beam therapy upon appropriate and stringent patient selection;  Patient selection should be done via standardised assessment such as the neurological-oncological-mechanical systemic (NOMS) framework; and  The assessment should be carried out by a multidisciplinary team (MDT), which may be inclusive of, but not limited to, radiation oncologists, spine surgeons and interventional radiologists, among others.
Orthopaedics | Spine - Thoracolumbar (TL) and sacral surgery | TL and sacral fusion and fixation implant | TL pedicle screw - Shank, tulip | Medyssey Co., Ltd. | Hedjet Spinal System Poly axial Pedicle Screw 5.5x40mm | DZPS5540 | Standalone | DE0508525 | As per HSA registered indication(s) except for radiolucent implants which should be used as follows:  in patients with primary or metastatic spinal tumours who would benefit from post-operative high dose high precision beam therapy upon appropriate and stringent patient selection;  Patient selection should be done via standardised assessment such as the neurological-oncological-mechanical systemic (NOMS) framework; and  The assessment should be carried out by a multidisciplinary team (MDT), which may be inclusive of, but not limited to, radiation oncologists, spine surgeons and interventional radiologists, among others.
Orthopaedics | Spine - Thoracolumbar (TL) and sacral surgery | TL and sacral fusion and fixation implant | TL pedicle screw - Shank, tulip | Medyssey Co., Ltd. | Hedjet Spinal System Poly axial Pedicle Screw 5.5x45mm | DZPS5545 | Standalone | DE0508525 | As per HSA registered indication(s) except for radiolucent implants which should be used as follows:  in patients with primary or metastatic spinal tumours who would benefit from post-operative high dose high precision beam therapy upon appropriate and stringent patient selection;  Patient selection should be done via standardised assessment such as the neurological-oncological-mechanical systemic (NOMS) framework; and  The assessment should be carried out by a multidisciplinary team (MDT), which may be inclusive of, but not limited to, radiation oncologists, spine surgeons and interventional radiologists, among others.
Orthopaedics | Spine - Thoracolumbar (TL) and sacral surgery | TL and sacral fusion and fixation implant | TL pedicle screw - Shank, tulip | Medyssey Co., Ltd. | Hedjet Spinal System Poly axial Pedicle Screw 5.5x50mm | DZPS5550 | Standalone | DE0508525 | As per HSA registered indication(s) except for radiolucent implants which should be used as follows:  in patients with primary or metastatic spinal tumours who would benefit from post-operative high dose high precision beam therapy upon appropriate and stringent patient selection;  Patient selection should be done via standardised assessment such as the neurological-oncological-mechanical systemic (NOMS) framework; and  The assessment should be carried out by a multidisciplinary team (MDT), which may be inclusive of, but not limited to, radiation oncologists, spine surgeons and interventional radiologists, among others.
Orthopaedics | Spine - Thoracolumbar (TL) and sacral surgery | TL and sacral fusion and fixation implant | TL pedicle screw - Shank, tulip | Medyssey Co., Ltd. | Hedjet Spinal System Poly axial Pedicle Screw 5.5x55mm | DZPS5555 | Standalone | DE0508525 | As per HSA registered indication(s) except for radiolucent implants which should be used as follows:  in patients with primary or metastatic spinal tumours who would benefit from post-operative high dose high precision beam therapy upon appropriate and stringent patient selection;  Patient selection should be done via standardised assessment such as the neurological-oncological-mechanical systemic (NOMS) framework; and  The assessment should be carried out by a multidisciplinary team (MDT), which may be inclusive of, but not limited to, radiation oncologists, spine surgeons and interventional radiologists, among others.
Orthopaedics | Spine - Thoracolumbar (TL) and sacral surgery | TL and sacral fusion and fixation implant | TL pedicle screw - Shank, tulip | Medyssey Co., Ltd. | Hedjet Spinal System Poly axial Pedicle Screw 5.5x60mm | DZPS5560 | Standalone | DE0508525 | As per HSA registered indication(s) except for radiolucent implants which should be used as follows:  in patients with primary or metastatic spinal tumours who would benefit from post-operative high dose high precision beam therapy upon appropriate and stringent patient selection;  Patient selection should be done via standardised assessment such as the neurological-oncological-mechanical systemic (NOMS) framework; and  The assessment should be carried out by a multidisciplinary team (MDT), which may be inclusive of, but not limited to, radiation oncologists, spine surgeons and interventional radiologists, among others.
Orthopaedics | Spine - Thoracolumbar (TL) and sacral surgery | TL and sacral fusion and fixation implant | TL pedicle screw - Shank, tulip | Medyssey Co., Ltd. | Hedjet Spinal System Poly axial Pedicle Screw 5.5x65mm | DZPS5565 | Standalone | DE0508525 | As per HSA registered indication(s) except for radiolucent implants which should be used as follows:  in patients with primary or metastatic spinal tumours who would benefit from post-operative high dose high precision beam therapy upon appropriate and stringent patient selection;  Patient selection should be done via standardised assessment such as the neurological-oncological-mechanical systemic (NOMS) framework; and  The assessment should be carried out by a multidisciplinary team (MDT), which may be inclusive of, but not limited to, radiation oncologists, spine surgeons and interventional radiologists, among others.
Orthopaedics | Spine - Thoracolumbar (TL) and sacral surgery | TL and sacral fusion and fixation implant | TL pedicle screw - Shank, tulip | Medyssey Co., Ltd. | Hedjet Spinal System Poly axial Pedicle Screw 5.5x70mm | DZPS5570 | Standalone | DE0508525 | As per HSA registered indication(s) except for radiolucent implants which should be used as follows:  in patients with primary or metastatic spinal tumours who would benefit from post-operative high dose high precision beam therapy upon appropriate and stringent patient selection;  Patient selection should be done via standardised assessment such as the neurological-oncological-mechanical systemic (NOMS) framework; and  The assessment should be carried out by a multidisciplinary team (MDT), which may be inclusive of, but not limited to, radiation oncologists, spine surgeons and interventional radiologists, among others.
Orthopaedics | Spine - Thoracolumbar (TL) and sacral surgery | TL and sacral fusion and fixation implant | TL pedicle screw - Shank, tulip | Medyssey Co., Ltd. | Hedjet Spinal System Poly axial Pedicle Screw 6.5x25mm | DZPS6525 | Standalone | DE0508525 | As per HSA registered indication(s) except for radiolucent implants which should be used as follows:  in patients with primary or metastatic spinal tumours who would benefit from post-operative high dose high precision beam therapy upon appropriate and stringent patient selection;  Patient selection should be done via standardised assessment such as the neurological-oncological-mechanical systemic (NOMS) framework; and  The assessment should be carried out by a multidisciplinary team (MDT), which may be inclusive of, but not limited to, radiation oncologists, spine surgeons and interventional radiologists, among others.
Orthopaedics | Spine - Thoracolumbar (TL) and sacral surgery | TL and sacral fusion and fixation implant | TL pedicle screw - Shank, tulip | Medyssey Co., Ltd. | Hedjet Spinal System Poly axial Pedicle Screw 6.5x30mm | DZPS6530 | Standalone | DE0508525 | As per HSA registered indication(s) except for radiolucent implants which should be used as follows:  in patients with primary or metastatic spinal tumours who would benefit from post-operative high dose high precision beam therapy upon appropriate and stringent patient selection;  Patient selection should be done via standardised assessment such as the neurological-oncological-mechanical systemic (NOMS) framework; and  The assessment should be carried out by a multidisciplinary team (MDT), which may be inclusive of, but not limited to, radiation oncologists, spine surgeons and interventional radiologists, among others.
Orthopaedics | Spine - Thoracolumbar (TL) and sacral surgery | TL and sacral fusion and fixation implant | TL pedicle screw - Shank, tulip | Medyssey Co., Ltd. | Hedjet Spinal System Poly axial Pedicle Screw 6.5x35mm | DZPS6535 | Standalone | DE0508525 | As per HSA registered indication(s) except for radiolucent implants which should be used as follows:  in patients with primary or metastatic spinal tumours who would benefit from post-operative high dose high precision beam therapy upon appropriate and stringent patient selection;  Patient selection should be done via standardised assessment such as the neurological-oncological-mechanical systemic (NOMS) framework; and  The assessment should be carried out by a multidisciplinary team (MDT), which may be inclusive of, but not limited to, radiation oncologists, spine surgeons and interventional radiologists, among others.
Orthopaedics | Spine - Thoracolumbar (TL) and sacral surgery | TL and sacral fusion and fixation implant | TL pedicle screw - Shank, tulip | Medyssey Co., Ltd. | Hedjet Spinal System Poly axial Pedicle Screw 6.5x40mm | DZPS6540 | Standalone | DE0508525 | As per HSA registered indication(s) except for radiolucent implants which should be used as follows:  in patients with primary or metastatic spinal tumours who would benefit from post-operative high dose high precision beam therapy upon appropriate and stringent patient selection;  Patient selection should be done via standardised assessment such as the neurological-oncological-mechanical systemic (NOMS) framework; and  The assessment should be carried out by a multidisciplinary team (MDT), which may be inclusive of, but not limited to, radiation oncologists, spine surgeons and interventional radiologists, among others.
Orthopaedics | Spine - Thoracolumbar (TL) and sacral surgery | TL and sacral fusion and fixation implant | TL pedicle screw - Shank, tulip | Medyssey Co., Ltd. | Hedjet Spinal System Poly axial Pedicle Screw 6.5x45mm | DZPS6545 | Standalone | DE0508525 | As per HSA registered indication(s) except for radiolucent implants which should be used as follows:  in patients with primary or metastatic spinal tumours who would benefit from post-operative high dose high precision beam therapy upon appropriate and stringent patient selection;  Patient selection should be done via standardised assessment such as the neurological-oncological-mechanical systemic (NOMS) framework; and  The assessment should be carried out by a multidisciplinary team (MDT), which may be inclusive of, but not limited to, radiation oncologists, spine surgeons and interventional radiologists, among others.
Orthopaedics | Spine - Thoracolumbar (TL) and sacral surgery | TL and sacral fusion and fixation implant | TL pedicle screw - Shank, tulip | Medyssey Co., Ltd. | Hedjet Spinal System Poly axial Pedicle Screw 6.5x50mm | DZPS6550 | Standalone | DE0508525 | As per HSA registered indication(s) except for radiolucent implants which should be used as follows:  in patients with primary or metastatic spinal tumours who would benefit from post-operative high dose high precision beam therapy upon appropriate and stringent patient selection;  Patient selection should be done via standardised assessment such as the neurological-oncological-mechanical systemic (NOMS) framework; and  The assessment should be carried out by a multidisciplinary team (MDT), which may be inclusive of, but not limited to, radiation oncologists, spine surgeons and interventional radiologists, among others.
Orthopaedics | Spine - Thoracolumbar (TL) and sacral surgery | TL and sacral fusion and fixation implant | TL pedicle screw - Shank, tulip | Medyssey Co., Ltd. | Hedjet Spinal System Poly axial Pedicle Screw 6.5x55mm | DZPS6555 | Standalone | DE0508525 | As per HSA registered indication(s) except for radiolucent implants which should be used as follows:  in patients with primary or metastatic spinal tumours who would benefit from post-operative high dose high precision beam therapy upon appropriate and stringent patient selection;  Patient selection should be done via standardised assessment such as the neurological-oncological-mechanical systemic (NOMS) framework; and  The assessment should be carried out by a multidisciplinary team (MDT), which may be inclusive of, but not limited to, radiation oncologists, spine surgeons and interventional radiologists, among others.
Orthopaedics | Spine - Thoracolumbar (TL) and sacral surgery | TL and sacral fusion and fixation implant | TL pedicle screw - Shank, tulip | Medyssey Co., Ltd. | Hedjet Spinal System Poly axial Pedicle Screw 6.5x60mm | DZPS6560 | Standalone | DE0508525 | As per HSA registered indication(s) except for radiolucent implants which should be used as follows:  in patients with primary or metastatic spinal tumours who would benefit from post-operative high dose high precision beam therapy upon appropriate and stringent patient selection;  Patient selection should be done via standardised assessment such as the neurological-oncological-mechanical systemic (NOMS) framework; and  The assessment should be carried out by a multidisciplinary team (MDT), which may be inclusive of, but not limited to, radiation oncologists, spine surgeons and interventional radiologists, among others.
Orthopaedics | Spine - Thoracolumbar (TL) and sacral surgery | TL and sacral fusion and fixation implant | TL pedicle screw - Shank, tulip | Medyssey Co., Ltd. | Hedjet Spinal System Poly axial Pedicle Screw 6.5x65mm | DZPS6565 | Standalone | DE0508525 | As per HSA registered indication(s) except for radiolucent implants which should be used as follows:  in patients with primary or metastatic spinal tumours who would benefit from post-operative high dose high precision beam therapy upon appropriate and stringent patient selection;  Patient selection should be done via standardised assessment such as the neurological-oncological-mechanical systemic (NOMS) framework; and  The assessment should be carried out by a multidisciplinary team (MDT), which may be inclusive of, but not limited to, radiation oncologists, spine surgeons and interventional radiologists, among others.
Orthopaedics | Spine - Thoracolumbar (TL) and sacral surgery | TL and sacral fusion and fixation implant | TL pedicle screw - Shank, tulip | Medyssey Co., Ltd. | Hedjet Spinal System Poly axial Pedicle Screw 6.5x70mm | DZPS6570 | Standalone | DE0508525 | As per HSA registered indication(s) except for radiolucent implants which should be used as follows:  in patients with primary or metastatic spinal tumours who would benefit from post-operative high dose high precision beam therapy upon appropriate and stringent patient selection;  Patient selection should be done via standardised assessment such as the neurological-oncological-mechanical systemic (NOMS) framework; and  The assessment should be carried out by a multidisciplinary team (MDT), which may be inclusive of, but not limited to, radiation oncologists, spine surgeons and interventional radiologists, among others.
Orthopaedics | Spine - Thoracolumbar (TL) and sacral surgery | TL and sacral fusion and fixation implant | TL pedicle screw - Shank, tulip | Medyssey Co., Ltd. | Hedjet Spinal System Poly axial Pedicle Screw 6.5x75mm | DZPS6575 | Standalone | DE0508525 | As per HSA registered indication(s) except for radiolucent implants which should be used as follows:  in patients with primary or metastatic spinal tumours who would benefit from post-operative high dose high precision beam therapy upon appropriate and stringent patient selection;  Patient selection should be done via standardised assessment such as the neurological-oncological-mechanical systemic (NOMS) framework; and  The assessment should be carried out by a multidisciplinary team (MDT), which may be inclusive of, but not limited to, radiation oncologists, spine surgeons and interventional radiologists, among others.
Orthopaedics | Spine - Thoracolumbar (TL) and sacral surgery | TL and sacral fusion and fixation implant | TL pedicle screw - Shank, tulip | Medyssey Co., Ltd. | Hedjet Spinal System Poly axial Pedicle Screw 6.5x80mm | DZPS6580 | Standalone | DE0508525 | As per HSA registered indication(s) except for radiolucent implants which should be used as follows:  in patients with primary or metastatic spinal tumours who would benefit from post-operative high dose high precision beam therapy upon appropriate and stringent patient selection;  Patient selection should be done via standardised assessment such as the neurological-oncological-mechanical systemic (NOMS) framework; and  The assessment should be carried out by a multidisciplinary team (MDT), which may be inclusive of, but not limited to, radiation oncologists, spine surgeons and interventional radiologists, among others.
Orthopaedics | Spine - Thoracolumbar (TL) and sacral surgery | TL and sacral fusion and fixation implant | TL pedicle screw - Shank, tulip | Medyssey Co., Ltd. | Hedjet Spinal System Poly axial Pedicle Screw 6.5x85mm | DZPS6585 | Standalone | DE0508525 | As per HSA registered indication(s) except for radiolucent implants which should be used as follows:  in patients with primary or metastatic spinal tumours who would benefit from post-operative high dose high precision beam therapy upon appropriate and stringent patient selection;  Patient selection should be done via standardised assessment such as the neurological-oncological-mechanical systemic (NOMS) framework; and  The assessment should be carried out by a multidisciplinary team (MDT), which may be inclusive of, but not limited to, radiation oncologists, spine surgeons and interventional radiologists, among others.
Orthopaedics | Spine - Thoracolumbar (TL) and sacral surgery | TL and sacral fusion and fixation implant | TL pedicle screw - Shank, tulip | Medyssey Co., Ltd. | Hedjet Spinal System Poly axial Pedicle Screw 6.5x90mm | DZPS6590 | Standalone | DE0508525 | As per HSA registered indication(s) except for radiolucent implants which should be used as follows:  in patients with primary or metastatic spinal tumours who would benefit from post-operative high dose high precision beam therapy upon appropriate and stringent patient selection;  Patient selection should be done via standardised assessment such as the neurological-oncological-mechanical systemic (NOMS) framework; and  The assessment should be carried out by a multidisciplinary team (MDT), which may be inclusive of, but not limited to, radiation oncologists, spine surgeons and interventional radiologists, among others.
Orthopaedics | Spine - Thoracolumbar (TL) and sacral surgery | TL and sacral fusion and fixation implant | TL pedicle screw - Shank, tulip | Medyssey Co., Ltd. | Hedjet Spinal System Poly axial Pedicle Screw 6.5x95mm | DZPS6595 | Standalone | DE0508525 | As per HSA registered indication(s) except for radiolucent implants which should be used as follows:  in patients with primary or metastatic spinal tumours who would benefit from post-operative high dose high precision beam therapy upon appropriate and stringent patient selection;  Patient selection should be done via standardised assessment such as the neurological-oncological-mechanical systemic (NOMS) framework; and  The assessment should be carried out by a multidisciplinary team (MDT), which may be inclusive of, but not limited to, radiation oncologists, spine surgeons and interventional radiologists, among others.
Orthopaedics | Spine - Thoracolumbar (TL) and sacral surgery | TL and sacral fusion and fixation implant | TL pedicle screw - Shank, tulip | Medyssey Co., Ltd. | Hedjet Spinal System Poly axial Pedicle Screw 6.5x100mm | DZPS65100 | Standalone | DE0508525 | As per HSA registered indication(s) except for radiolucent implants which should be used as follows:  in patients with primary or metastatic spinal tumours who would benefit from post-operative high dose high precision beam therapy upon appropriate and stringent patient selection;  Patient selection should be done via standardised assessment such as the neurological-oncological-mechanical systemic (NOMS) framework; and  The assessment should be carried out by a multidisciplinary team (MDT), which may be inclusive of, but not limited to, radiation oncologists, spine surgeons and interventional radiologists, among others.
Orthopaedics | Spine - Thoracolumbar (TL) and sacral surgery | TL and sacral fusion and fixation implant | TL pedicle screw - Shank, tulip | Medyssey Co., Ltd. | Hedjet Spinal System Poly axial Pedicle Screw 6.5x105mm | DZPS65105 | Standalone | DE0508525 | As per HSA registered indication(s) except for radiolucent implants which should be used as follows:  in patients with primary or metastatic spinal tumours who would benefit from post-operative high dose high precision beam therapy upon appropriate and stringent patient selection;  Patient selection should be done via standardised assessment such as the neurological-oncological-mechanical systemic (NOMS) framework; and  The assessment should be carried out by a multidisciplinary team (MDT), which may be inclusive of, but not limited to, radiation oncologists, spine surgeons and interventional radiologists, among others.
Orthopaedics | Spine - Thoracolumbar (TL) and sacral surgery | TL and sacral fusion and fixation implant | TL pedicle screw - Shank, tulip | Medyssey Co., Ltd. | Hedjet Spinal System Poly axial Pedicle Screw 6.5x110mm | DZPS65110 | Standalone | DE0508525 | As per HSA registered indication(s) except for radiolucent implants which should be used as follows:  in patients with primary or metastatic spinal tumours who would benefit from post-operative high dose high precision beam therapy upon appropriate and stringent patient selection;  Patient selection should be done via standardised assessment such as the neurological-oncological-mechanical systemic (NOMS) framework; and  The assessment should be carried out by a multidisciplinary team (MDT), which may be inclusive of, but not limited to, radiation oncologists, spine surgeons and interventional radiologists, among others.
Orthopaedics | Spine - Thoracolumbar (TL) and sacral surgery | TL and sacral fusion and fixation implant | TL pedicle screw - Shank, tulip | Medyssey Co., Ltd. | Hedjet Spinal System Poly axial Pedicle Screw 6.5x115mm | DZPS65115 | Standalone | DE0508525 | As per HSA registered indication(s) except for radiolucent implants which should be used as follows:  in patients with primary or metastatic spinal tumours who would benefit from post-operative high dose high precision beam therapy upon appropriate and stringent patient selection;  Patient selection should be done via standardised assessment such as the neurological-oncological-mechanical systemic (NOMS) framework; and  The assessment should be carried out by a multidisciplinary team (MDT), which may be inclusive of, but not limited to, radiation oncologists, spine surgeons and interventional radiologists, among others.
Orthopaedics | Spine - Thoracolumbar (TL) and sacral surgery | TL and sacral fusion and fixation implant | TL pedicle screw - Shank, tulip | Medyssey Co., Ltd. | Hedjet Spinal System Poly axial Pedicle Screw 6.5x120mm | DZPS65120 | Standalone | DE0508525 | As per HSA registered indication(s) except for radiolucent implants which should be used as follows:  in patients with primary or metastatic spinal tumours who would benefit from post-operative high dose high precision beam therapy upon appropriate and stringent patient selection;  Patient selection should be done via standardised assessment such as the neurological-oncological-mechanical systemic (NOMS) framework; and  The assessment should be carried out by a multidisciplinary team (MDT), which may be inclusive of, but not limited to, radiation oncologists, spine surgeons and interventional radiologists, among others.
Orthopaedics | Spine - Thoracolumbar (TL) and sacral surgery | TL and sacral fusion and fixation implant | TL pedicle screw - Shank, tulip | Medyssey Co., Ltd. | Hedjet Spinal System Poly axial Pedicle Screw 7.5x30mm | DZPS7530 | Standalone | DE0508525 | As per HSA registered indication(s) except for radiolucent implants which should be used as follows:  in patients with primary or metastatic spinal tumours who would benefit from post-operative high dose high precision beam therapy upon appropriate and stringent patient selection;  Patient selection should be done via standardised assessment such as the neurological-oncological-mechanical systemic (NOMS) framework; and  The assessment should be carried out by a multidisciplinary team (MDT), which may be inclusive of, but not limited to, radiation oncologists, spine surgeons and interventional radiologists, among others.
Orthopaedics | Spine - Thoracolumbar (TL) and sacral surgery | TL and sacral fusion and fixation implant | TL pedicle screw - Shank, tulip | Medyssey Co., Ltd. | Hedjet Spinal System Poly axial Pedicle Screw 7.5x35mm | DZPS7535 | Standalone | DE0508525 | As per HSA registered indication(s) except for radiolucent implants which should be used as follows:  in patients with primary or metastatic spinal tumours who would benefit from post-operative high dose high precision beam therapy upon appropriate and stringent patient selection;  Patient selection should be done via standardised assessment such as the neurological-oncological-mechanical systemic (NOMS) framework; and  The assessment should be carried out by a multidisciplinary team (MDT), which may be inclusive of, but not limited to, radiation oncologists, spine surgeons and interventional radiologists, among others.
Orthopaedics | Spine - Thoracolumbar (TL) and sacral surgery | TL and sacral fusion and fixation implant | TL pedicle screw - Shank, tulip | Medyssey Co., Ltd. | Hedjet Spinal System Poly axial Pedicle Screw 7.5x40mm | DZPS7540 | Standalone | DE0508525 | As per HSA registered indication(s) except for radiolucent implants which should be used as follows:  in patients with primary or metastatic spinal tumours who would benefit from post-operative high dose high precision beam therapy upon appropriate and stringent patient selection;  Patient selection should be done via standardised assessment such as the neurological-oncological-mechanical systemic (NOMS) framework; and  The assessment should be carried out by a multidisciplinary team (MDT), which may be inclusive of, but not limited to, radiation oncologists, spine surgeons and interventional radiologists, among others.
Orthopaedics | Spine - Thoracolumbar (TL) and sacral surgery | TL and sacral fusion and fixation implant | TL pedicle screw - Shank, tulip | Medyssey Co., Ltd. | Hedjet Spinal System Poly axial Pedicle Screw 7.5x45mm | DZPS7545 | Standalone | DE0508525 | As per HSA registered indication(s) except for radiolucent implants which should be used as follows:  in patients with primary or metastatic spinal tumours who would benefit from post-operative high dose high precision beam therapy upon appropriate and stringent patient selection;  Patient selection should be done via standardised assessment such as the neurological-oncological-mechanical systemic (NOMS) framework; and  The assessment should be carried out by a multidisciplinary team (MDT), which may be inclusive of, but not limited to, radiation oncologists, spine surgeons and interventional radiologists, among others.
Orthopaedics | Spine - Thoracolumbar (TL) and sacral surgery | TL and sacral fusion and fixation implant | TL pedicle screw - Shank, tulip | Medyssey Co., Ltd. | Hedjet Spinal System Poly axial Pedicle Screw 7.5x50mm | DZPS7550 | Standalone | DE0508525 | As per HSA registered indication(s) except for radiolucent implants which should be used as follows:  in patients with primary or metastatic spinal tumours who would benefit from post-operative high dose high precision beam therapy upon appropriate and stringent patient selection;  Patient selection should be done via standardised assessment such as the neurological-oncological-mechanical systemic (NOMS) framework; and  The assessment should be carried out by a multidisciplinary team (MDT), which may be inclusive of, but not limited to, radiation oncologists, spine surgeons and interventional radiologists, among others.
Orthopaedics | Spine - Thoracolumbar (TL) and sacral surgery | TL and sacral fusion and fixation implant | TL pedicle screw - Shank, tulip | Medyssey Co., Ltd. | Hedjet Spinal System Poly axial Pedicle Screw 7.5x55mm | DZPS7555 | Standalone | DE0508525 | As per HSA registered indication(s) except for radiolucent implants which should be used as follows:  in patients with primary or metastatic spinal tumours who would benefit from post-operative high dose high precision beam therapy upon appropriate and stringent patient selection;  Patient selection should be done via standardised assessment such as the neurological-oncological-mechanical systemic (NOMS) framework; and  The assessment should be carried out by a multidisciplinary team (MDT), which may be inclusive of, but not limited to, radiation oncologists, spine surgeons and interventional radiologists, among others.
Orthopaedics | Spine - Thoracolumbar (TL) and sacral surgery | TL and sacral fusion and fixation implant | TL pedicle screw - Shank, tulip | Medyssey Co., Ltd. | Hedjet Spinal System Poly axial Pedicle Screw 7.5x60mm | DZPS7560 | Standalone | DE0508525 | As per HSA registered indication(s) except for radiolucent implants which should be used as follows:  in patients with primary or metastatic spinal tumours who would benefit from post-operative high dose high precision beam therapy upon appropriate and stringent patient selection;  Patient selection should be done via standardised assessment such as the neurological-oncological-mechanical systemic (NOMS) framework; and  The assessment should be carried out by a multidisciplinary team (MDT), which may be inclusive of, but not limited to, radiation oncologists, spine surgeons and interventional radiologists, among others.
Orthopaedics | Spine - Thoracolumbar (TL) and sacral surgery | TL and sacral fusion and fixation implant | TL pedicle screw - Shank, tulip | Medyssey Co., Ltd. | Hedjet Spinal System Poly axial Pedicle Screw 7.5x65mm | DZPS7565 | Standalone | DE0508525 | As per HSA registered indication(s) except for radiolucent implants which should be used as follows:  in patients with primary or metastatic spinal tumours who would benefit from post-operative high dose high precision beam therapy upon appropriate and stringent patient selection;  Patient selection should be done via standardised assessment such as the neurological-oncological-mechanical systemic (NOMS) framework; and  The assessment should be carried out by a multidisciplinary team (MDT), which may be inclusive of, but not limited to, radiation oncologists, spine surgeons and interventional radiologists, among others.
Orthopaedics | Spine - Thoracolumbar (TL) and sacral surgery | TL and sacral fusion and fixation implant | TL pedicle screw - Shank, tulip | Medyssey Co., Ltd. | Hedjet Spinal System Poly axial Pedicle Screw 7.5x70mm | DZPS7570 | Standalone | DE0508525 | As per HSA registered indication(s) except for radiolucent implants which should be used as follows:  in patients with primary or metastatic spinal tumours who would benefit from post-operative high dose high precision beam therapy upon appropriate and stringent patient selection;  Patient selection should be done via standardised assessment such as the neurological-oncological-mechanical systemic (NOMS) framework; and  The assessment should be carried out by a multidisciplinary team (MDT), which may be inclusive of, but not limited to, radiation oncologists, spine surgeons and interventional radiologists, among others.
Orthopaedics | Spine - Thoracolumbar (TL) and sacral surgery | TL and sacral fusion and fixation implant | TL pedicle screw - Shank, tulip | Medyssey Co., Ltd. | Hedjet Spinal System Poly axial Pedicle Screw 7.5x75mm | DZPS7575 | Standalone | DE0508525 | As per HSA registered indication(s) except for radiolucent implants which should be used as follows:  in patients with primary or metastatic spinal tumours who would benefit from post-operative high dose high precision beam therapy upon appropriate and stringent patient selection;  Patient selection should be done via standardised assessment such as the neurological-oncological-mechanical systemic (NOMS) framework; and  The assessment should be carried out by a multidisciplinary team (MDT), which may be inclusive of, but not limited to, radiation oncologists, spine surgeons and interventional radiologists, among others.
Orthopaedics | Spine - Thoracolumbar (TL) and sacral surgery | TL and sacral fusion and fixation implant | TL pedicle screw - Shank, tulip | Medyssey Co., Ltd. | Hedjet Spinal System Poly axial Pedicle Screw 7.5x80mm | DZPS7580 | Standalone | DE0508525 | As per HSA registered indication(s) except for radiolucent implants which should be used as follows:  in patients with primary or metastatic spinal tumours who would benefit from post-operative high dose high precision beam therapy upon appropriate and stringent patient selection;  Patient selection should be done via standardised assessment such as the neurological-oncological-mechanical systemic (NOMS) framework; and  The assessment should be carried out by a multidisciplinary team (MDT), which may be inclusive of, but not limited to, radiation oncologists, spine surgeons and interventional radiologists, among others.
Orthopaedics | Spine - Thoracolumbar (TL) and sacral surgery | TL and sacral fusion and fixation implant | TL pedicle screw - Shank, tulip | Medyssey Co., Ltd. | Hedjet Spinal System Poly axial Pedicle Screw 7.5x85mm | DZPS7585 | Standalone | DE0508525 | As per HSA registered indication(s) except for radiolucent implants which should be used as follows:  in patients with primary or metastatic spinal tumours who would benefit from post-operative high dose high precision beam therapy upon appropriate and stringent patient selection;  Patient selection should be done via standardised assessment such as the neurological-oncological-mechanical systemic (NOMS) framework; and  The assessment should be carried out by a multidisciplinary team (MDT), which may be inclusive of, but not limited to, radiation oncologists, spine surgeons and interventional radiologists, among others.
Orthopaedics | Spine - Thoracolumbar (TL) and sacral surgery | TL and sacral fusion and fixation implant | TL pedicle screw - Shank, tulip | Medyssey Co., Ltd. | Hedjet Spinal System Poly axial Pedicle Screw 7.5x90mm | DZPS7590 | Standalone | DE0508525 | As per HSA registered indication(s) except for radiolucent implants which should be used as follows:  in patients with primary or metastatic spinal tumours who would benefit from post-operative high dose high precision beam therapy upon appropriate and stringent patient selection;  Patient selection should be done via standardised assessment such as the neurological-oncological-mechanical systemic (NOMS) framework; and  The assessment should be carried out by a multidisciplinary team (MDT), which may be inclusive of, but not limited to, radiation oncologists, spine surgeons and interventional radiologists, among others.
Orthopaedics | Spine - Thoracolumbar (TL) and sacral surgery | TL and sacral fusion and fixation implant | TL pedicle screw - Shank, tulip | Medyssey Co., Ltd. | Hedjet Spinal System Poly axial Pedicle Screw 7.5x95mm | DZPS7595 | Standalone | DE0508525 | As per HSA registered indication(s) except for radiolucent implants which should be used as follows:  in patients with primary or metastatic spinal tumours who would benefit from post-operative high dose high precision beam therapy upon appropriate and stringent patient selection;  Patient selection should be done via standardised assessment such as the neurological-oncological-mechanical systemic (NOMS) framework; and  The assessment should be carried out by a multidisciplinary team (MDT), which may be inclusive of, but not limited to, radiation oncologists, spine surgeons and interventional radiologists, among others.
Orthopaedics | Spine - Thoracolumbar (TL) and sacral surgery | TL and sacral fusion and fixation implant | TL pedicle screw - Shank, tulip | Medyssey Co., Ltd. | Hedjet Spinal System Poly axial Pedicle Screw 7.5x100mm | DZPS75100 | Standalone | DE0508525 | As per HSA registered indication(s) except for radiolucent implants which should be used as follows:  in patients with primary or metastatic spinal tumours who would benefit from post-operative high dose high precision beam therapy upon appropriate and stringent patient selection;  Patient selection should be done via standardised assessment such as the neurological-oncological-mechanical systemic (NOMS) framework; and  The assessment should be carried out by a multidisciplinary team (MDT), which may be inclusive of, but not limited to, radiation oncologists, spine surgeons and interventional radiologists, among others.
Orthopaedics | Spine - Thoracolumbar (TL) and sacral surgery | TL and sacral fusion and fixation implant | TL pedicle screw - Shank, tulip | Medyssey Co., Ltd. | Hedjet Spinal System Poly axial Pedicle Screw 7.5x105mm | DZPS75105 | Standalone | DE0508525 | As per HSA registered indication(s) except for radiolucent implants which should be used as follows:  in patients with primary or metastatic spinal tumours who would benefit from post-operative high dose high precision beam therapy upon appropriate and stringent patient selection;  Patient selection should be done via standardised assessment such as the neurological-oncological-mechanical systemic (NOMS) framework; and  The assessment should be carried out by a multidisciplinary team (MDT), which may be inclusive of, but not limited to, radiation oncologists, spine surgeons and interventional radiologists, among others.
Orthopaedics | Spine - Thoracolumbar (TL) and sacral surgery | TL and sacral fusion and fixation implant | TL pedicle screw - Shank, tulip | Medyssey Co., Ltd. | Hedjet Spinal System Poly axial Pedicle Screw 7.5x110mm | DZPS75110 | Standalone | DE0508525 | As per HSA registered indication(s) except for radiolucent implants which should be used as follows:  in patients with primary or metastatic spinal tumours who would benefit from post-operative high dose high precision beam therapy upon appropriate and stringent patient selection;  Patient selection should be done via standardised assessment such as the neurological-oncological-mechanical systemic (NOMS) framework; and  The assessment should be carried out by a multidisciplinary team (MDT), which may be inclusive of, but not limited to, radiation oncologists, spine surgeons and interventional radiologists, among others.
Orthopaedics | Spine - Thoracolumbar (TL) and sacral surgery | TL and sacral fusion and fixation implant | TL pedicle screw - Shank, tulip | Medyssey Co., Ltd. | Hedjet Spinal System Poly axial Pedicle Screw 7.5x115mm | DZPS75115 | Standalone | DE0508525 | As per HSA registered indication(s) except for radiolucent implants which should be used as follows:  in patients with primary or metastatic spinal tumours who would benefit from post-operative high dose high precision beam therapy upon appropriate and stringent patient selection;  Patient selection should be done via standardised assessment such as the neurological-oncological-mechanical systemic (NOMS) framework; and  The assessment should be carried out by a multidisciplinary team (MDT), which may be inclusive of, but not limited to, radiation oncologists, spine surgeons and interventional radiologists, among others.
Orthopaedics | Spine - Thoracolumbar (TL) and sacral surgery | TL and sacral fusion and fixation implant | TL pedicle screw - Shank, tulip | Medyssey Co., Ltd. | Hedjet Spinal System Poly axial Pedicle Screw 7.5x120mm | DZPS75120 | Standalone | DE0508525 | As per HSA registered indication(s) except for radiolucent implants which should be used as follows:  in patients with primary or metastatic spinal tumours who would benefit from post-operative high dose high precision beam therapy upon appropriate and stringent patient selection;  Patient selection should be done via standardised assessment such as the neurological-oncological-mechanical systemic (NOMS) framework; and  The assessment should be carried out by a multidisciplinary team (MDT), which may be inclusive of, but not limited to, radiation oncologists, spine surgeons and interventional radiologists, among others.
Orthopaedics | Spine - Thoracolumbar (TL) and sacral surgery | TL and sacral fusion and fixation implant | TL pedicle screw - Shank, tulip | Medyssey Co., Ltd. | Hedjet Spinal System Poly axial Pedicle Screw 8.5x30mm | DZPS8530 | Standalone | DE0508525 | As per HSA registered indication(s) except for radiolucent implants which should be used as follows:  in patients with primary or metastatic spinal tumours who would benefit from post-operative high dose high precision beam therapy upon appropriate and stringent patient selection;  Patient selection should be done via standardised assessment such as the neurological-oncological-mechanical systemic (NOMS) framework; and  The assessment should be carried out by a multidisciplinary team (MDT), which may be inclusive of, but not limited to, radiation oncologists, spine surgeons and interventional radiologists, among others.
Orthopaedics | Spine - Thoracolumbar (TL) and sacral surgery | TL and sacral fusion and fixation implant | TL pedicle screw - Shank, tulip | Medyssey Co., Ltd. | Hedjet Spinal System Poly axial Pedicle Screw 8.5x35mm | DZPS8535 | Standalone | DE0508525 | As per HSA registered indication(s) except for radiolucent implants which should be used as follows:  in patients with primary or metastatic spinal tumours who would benefit from post-operative high dose high precision beam therapy upon appropriate and stringent patient selection;  Patient selection should be done via standardised assessment such as the neurological-oncological-mechanical systemic (NOMS) framework; and  The assessment should be carried out by a multidisciplinary team (MDT), which may be inclusive of, but not limited to, radiation oncologists, spine surgeons and interventional radiologists, among others.
Orthopaedics | Spine - Thoracolumbar (TL) and sacral surgery | TL and sacral fusion and fixation implant | TL pedicle screw - Shank, tulip | Medyssey Co., Ltd. | Hedjet Spinal System Poly axial Pedicle Screw 8.5x40mm | DZPS8540 | Standalone | DE0508525 | As per HSA registered indication(s) except for radiolucent implants which should be used as follows:  in patients with primary or metastatic spinal tumours who would benefit from post-operative high dose high precision beam therapy upon appropriate and stringent patient selection;  Patient selection should be done via standardised assessment such as the neurological-oncological-mechanical systemic (NOMS) framework; and  The assessment should be carried out by a multidisciplinary team (MDT), which may be inclusive of, but not limited to, radiation oncologists, spine surgeons and interventional radiologists, among others.
Orthopaedics | Spine - Thoracolumbar (TL) and sacral surgery | TL and sacral fusion and fixation implant | TL pedicle screw - Shank, tulip | Medyssey Co., Ltd. | Hedjet Spinal System Poly axial Pedicle Screw 8.5x45mm | DZPS8545 | Standalone | DE0508525 | As per HSA registered indication(s) except for radiolucent implants which should be used as follows:  in patients with primary or metastatic spinal tumours who would benefit from post-operative high dose high precision beam therapy upon appropriate and stringent patient selection;  Patient selection should be done via standardised assessment such as the neurological-oncological-mechanical systemic (NOMS) framework; and  The assessment should be carried out by a multidisciplinary team (MDT), which may be inclusive of, but not limited to, radiation oncologists, spine surgeons and interventional radiologists, among others.
Orthopaedics | Spine - Thoracolumbar (TL) and sacral surgery | TL and sacral fusion and fixation implant | TL pedicle screw - Shank, tulip | Medyssey Co., Ltd. | Hedjet Spinal System Poly axial Pedicle Screw 8.5x50mm | DZPS8550 | Standalone | DE0508525 | As per HSA registered indication(s) except for radiolucent implants which should be used as follows:  in patients with primary or metastatic spinal tumours who would benefit from post-operative high dose high precision beam therapy upon appropriate and stringent patient selection;  Patient selection should be done via standardised assessment such as the neurological-oncological-mechanical systemic (NOMS) framework; and  The assessment should be carried out by a multidisciplinary team (MDT), which may be inclusive of, but not limited to, radiation oncologists, spine surgeons and interventional radiologists, among others.
Orthopaedics | Spine - Thoracolumbar (TL) and sacral surgery | TL and sacral fusion and fixation implant | TL pedicle screw - Shank, tulip | Medyssey Co., Ltd. | Hedjet Spinal System Poly axial Pedicle Screw 8.5x55mm | DZPS8555 | Standalone | DE0508525 | As per HSA registered indication(s) except for radiolucent implants which should be used as follows:  in patients with primary or metastatic spinal tumours who would benefit from post-operative high dose high precision beam therapy upon appropriate and stringent patient selection;  Patient selection should be done via standardised assessment such as the neurological-oncological-mechanical systemic (NOMS) framework; and  The assessment should be carried out by a multidisciplinary team (MDT), which may be inclusive of, but not limited to, radiation oncologists, spine surgeons and interventional radiologists, among others.
Orthopaedics | Spine - Thoracolumbar (TL) and sacral surgery | TL and sacral fusion and fixation implant | TL pedicle screw - Shank, tulip | Medyssey Co., Ltd. | Hedjet Spinal System Poly axial Pedicle Screw 8.5x60mm | DZPS8560 | Standalone | DE0508525 | As per HSA registered indication(s) except for radiolucent implants which should be used as follows:  in patients with primary or metastatic spinal tumours who would benefit from post-operative high dose high precision beam therapy upon appropriate and stringent patient selection;  Patient selection should be done via standardised assessment such as the neurological-oncological-mechanical systemic (NOMS) framework; and  The assessment should be carried out by a multidisciplinary team (MDT), which may be inclusive of, but not limited to, radiation oncologists, spine surgeons and interventional radiologists, among others.
Orthopaedics | Spine - Thoracolumbar (TL) and sacral surgery | TL and sacral fusion and fixation implant | TL pedicle screw - Shank, tulip | Medyssey Co., Ltd. | Hedjet Spinal System Poly axial Pedicle Screw 8.5x65mm | DZPS8565 | Standalone | DE0508525 | As per HSA registered indication(s) except for radiolucent implants which should be used as follows:  in patients with primary or metastatic spinal tumours who would benefit from post-operative high dose high precision beam therapy upon appropriate and stringent patient selection;  Patient selection should be done via standardised assessment such as the neurological-oncological-mechanical systemic (NOMS) framework; and  The assessment should be carried out by a multidisciplinary team (MDT), which may be inclusive of, but not limited to, radiation oncologists, spine surgeons and interventional radiologists, among others.
Orthopaedics | Spine - Thoracolumbar (TL) and sacral surgery | TL and sacral fusion and fixation implant | TL pedicle screw - Shank, tulip | Medyssey Co., Ltd. | Hedjet Spinal System Poly axial Pedicle Screw 8.5x70mm | DZPS8570 | Standalone | DE0508525 | As per HSA registered indication(s) except for radiolucent implants which should be used as follows:  in patients with primary or metastatic spinal tumours who would benefit from post-operative high dose high precision beam therapy upon appropriate and stringent patient selection;  Patient selection should be done via standardised assessment such as the neurological-oncological-mechanical systemic (NOMS) framework; and  The assessment should be carried out by a multidisciplinary team (MDT), which may be inclusive of, but not limited to, radiation oncologists, spine surgeons and interventional radiologists, among others.
Orthopaedics | Spine - Thoracolumbar (TL) and sacral surgery | TL and sacral fusion and fixation implant | TL pedicle screw - Shank, tulip | Medyssey Co., Ltd. | Hedjet Spinal System Poly axial Pedicle Screw 8.5x75mm | DZPS8575 | Standalone | DE0508525 | As per HSA registered indication(s) except for radiolucent implants which should be used as follows:  in patients with primary or metastatic spinal tumours who would benefit from post-operative high dose high precision beam therapy upon appropriate and stringent patient selection;  Patient selection should be done via standardised assessment such as the neurological-oncological-mechanical systemic (NOMS) framework; and  The assessment should be carried out by a multidisciplinary team (MDT), which may be inclusive of, but not limited to, radiation oncologists, spine surgeons and interventional radiologists, among others.
Orthopaedics | Spine - Thoracolumbar (TL) and sacral surgery | TL and sacral fusion and fixation implant | TL pedicle screw - Shank, tulip | Medyssey Co., Ltd. | Hedjet Spinal System Poly axial Pedicle Screw 8.5x80mm | DZPS8580 | Standalone | DE0508525 | As per HSA registered indication(s) except for radiolucent implants which should be used as follows:  in patients with primary or metastatic spinal tumours who would benefit from post-operative high dose high precision beam therapy upon appropriate and stringent patient selection;  Patient selection should be done via standardised assessment such as the neurological-oncological-mechanical systemic (NOMS) framework; and  The assessment should be carried out by a multidisciplinary team (MDT), which may be inclusive of, but not limited to, radiation oncologists, spine surgeons and interventional radiologists, among others.
Orthopaedics | Spine - Thoracolumbar (TL) and sacral surgery | TL and sacral fusion and fixation implant | TL pedicle screw - Shank, tulip | Medyssey Co., Ltd. | Hedjet Spinal System Poly axial Pedicle Screw 8.5x85mm | DZPS8585 | Standalone | DE0508525 | As per HSA registered indication(s) except for radiolucent implants which should be used as follows:  in patients with primary or metastatic spinal tumours who would benefit from post-operative high dose high precision beam therapy upon appropriate and stringent patient selection;  Patient selection should be done via standardised assessment such as the neurological-oncological-mechanical systemic (NOMS) framework; and  The assessment should be carried out by a multidisciplinary team (MDT), which may be inclusive of, but not limited to, radiation oncologists, spine surgeons and interventional radiologists, among others.
Orthopaedics | Spine - Thoracolumbar (TL) and sacral surgery | TL and sacral fusion and fixation implant | TL pedicle screw - Shank, tulip | Medyssey Co., Ltd. | Hedjet Spinal System Poly axial Pedicle Screw 8.5x90mm | DZPS8590 | Standalone | DE0508525 | As per HSA registered indication(s) except for radiolucent implants which should be used as follows:  in patients with primary or metastatic spinal tumours who would benefit from post-operative high dose high precision beam therapy upon appropriate and stringent patient selection;  Patient selection should be done via standardised assessment such as the neurological-oncological-mechanical systemic (NOMS) framework; and  The assessment should be carried out by a multidisciplinary team (MDT), which may be inclusive of, but not limited to, radiation oncologists, spine surgeons and interventional radiologists, among others.
Orthopaedics | Spine - Thoracolumbar (TL) and sacral surgery | TL and sacral fusion and fixation implant | TL pedicle screw - Shank, tulip | Medyssey Co., Ltd. | Hedjet Spinal System Poly axial Pedicle Screw 8.5x95mm | DZPS8595 | Standalone | DE0508525 | As per HSA registered indication(s) except for radiolucent implants which should be used as follows:  in patients with primary or metastatic spinal tumours who would benefit from post-operative high dose high precision beam therapy upon appropriate and stringent patient selection;  Patient selection should be done via standardised assessment such as the neurological-oncological-mechanical systemic (NOMS) framework; and  The assessment should be carried out by a multidisciplinary team (MDT), which may be inclusive of, but not limited to, radiation oncologists, spine surgeons and interventional radiologists, among others.
Orthopaedics | Spine - Thoracolumbar (TL) and sacral surgery | TL and sacral fusion and fixation implant | TL pedicle screw - Shank, tulip | Medyssey Co., Ltd. | Hedjet Spinal System Poly axial Pedicle Screw 8.5x100mm | DZPS85100 | Standalone | DE0508525 | As per HSA registered indication(s) except for radiolucent implants which should be used as follows:  in patients with primary or metastatic spinal tumours who would benefit from post-operative high dose high precision beam therapy upon appropriate and stringent patient selection;  Patient selection should be done via standardised assessment such as the neurological-oncological-mechanical systemic (NOMS) framework; and  The assessment should be carried out by a multidisciplinary team (MDT), which may be inclusive of, but not limited to, radiation oncologists, spine surgeons and interventional radiologists, among others.
Orthopaedics | Spine - Thoracolumbar (TL) and sacral surgery | TL and sacral fusion and fixation implant | TL pedicle screw - Shank, tulip | Medyssey Co., Ltd. | Hedjet Spinal System Poly axial Pedicle Screw 8.5x105mm | DZPS85105 | Standalone | DE0508525 | As per HSA registered indication(s) except for radiolucent implants which should be used as follows:  in patients with primary or metastatic spinal tumours who would benefit from post-operative high dose high precision beam therapy upon appropriate and stringent patient selection;  Patient selection should be done via standardised assessment such as the neurological-oncological-mechanical systemic (NOMS) framework; and  The assessment should be carried out by a multidisciplinary team (MDT), which may be inclusive of, but not limited to, radiation oncologists, spine surgeons and interventional radiologists, among others.
Orthopaedics | Spine - Thoracolumbar (TL) and sacral surgery | TL and sacral fusion and fixation implant | TL pedicle screw - Shank, tulip | Medyssey Co., Ltd. | Hedjet Spinal System Poly axial Pedicle Screw 8.5x110mm | DZPS85110 | Standalone | DE0508525 | As per HSA registered indication(s) except for radiolucent implants which should be used as follows:  in patients with primary or metastatic spinal tumours who would benefit from post-operative high dose high precision beam therapy upon appropriate and stringent patient selection;  Patient selection should be done via standardised assessment such as the neurological-oncological-mechanical systemic (NOMS) framework; and  The assessment should be carried out by a multidisciplinary team (MDT), which may be inclusive of, but not limited to, radiation oncologists, spine surgeons and interventional radiologists, among others.
Orthopaedics | Spine - Thoracolumbar (TL) and sacral surgery | TL and sacral fusion and fixation implant | TL pedicle screw - Shank, tulip | Medyssey Co., Ltd. | Hedjet Spinal System Poly axial Pedicle Screw 8.5x115mm | DZPS85115 | Standalone | DE0508525 | As per HSA registered indication(s) except for radiolucent implants which should be used as follows:  in patients with primary or metastatic spinal tumours who would benefit from post-operative high dose high precision beam therapy upon appropriate and stringent patient selection;  Patient selection should be done via standardised assessment such as the neurological-oncological-mechanical systemic (NOMS) framework; and  The assessment should be carried out by a multidisciplinary team (MDT), which may be inclusive of, but not limited to, radiation oncologists, spine surgeons and interventional radiologists, among others.
Orthopaedics | Spine - Thoracolumbar (TL) and sacral surgery | TL and sacral fusion and fixation implant | TL pedicle screw - Shank, tulip | Medyssey Co., Ltd. | Hedjet Spinal System Poly axial Pedicle Screw 8.5x120mm | DZPS85120 | Standalone | DE0508525 | As per HSA registered indication(s) except for radiolucent implants which should be used as follows:  in patients with primary or metastatic spinal tumours who would benefit from post-operative high dose high precision beam therapy upon appropriate and stringent patient selection;  Patient selection should be done via standardised assessment such as the neurological-oncological-mechanical systemic (NOMS) framework; and  The assessment should be carried out by a multidisciplinary team (MDT), which may be inclusive of, but not limited to, radiation oncologists, spine surgeons and interventional radiologists, among others.
Orthopaedics | Spine - Thoracolumbar (TL) and sacral surgery | TL and sacral fusion and fixation implant | TL pedicle screw - Shank, tulip | Medyssey Co., Ltd. | Hedjet Spinal System Poly axial Pedicle Screw 9.5x30mm | DZPS9530 | Standalone | DE0508525 | As per HSA registered indication(s) except for radiolucent implants which should be used as follows:  in patients with primary or metastatic spinal tumours who would benefit from post-operative high dose high precision beam therapy upon appropriate and stringent patient selection;  Patient selection should be done via standardised assessment such as the neurological-oncological-mechanical systemic (NOMS) framework; and  The assessment should be carried out by a multidisciplinary team (MDT), which may be inclusive of, but not limited to, radiation oncologists, spine surgeons and interventional radiologists, among others.
Orthopaedics | Spine - Thoracolumbar (TL) and sacral surgery | TL and sacral fusion and fixation implant | TL pedicle screw - Shank, tulip | Medyssey Co., Ltd. | Hedjet Spinal System Poly axial Pedicle Screw 9.5x35mm | DZPS9535 | Standalone | DE0508525 | As per HSA registered indication(s) except for radiolucent implants which should be used as follows:  in patients with primary or metastatic spinal tumours who would benefit from post-operative high dose high precision beam therapy upon appropriate and stringent patient selection;  Patient selection should be done via standardised assessment such as the neurological-oncological-mechanical systemic (NOMS) framework; and  The assessment should be carried out by a multidisciplinary team (MDT), which may be inclusive of, but not limited to, radiation oncologists, spine surgeons and interventional radiologists, among others.
Orthopaedics | Spine - Thoracolumbar (TL) and sacral surgery | TL and sacral fusion and fixation implant | TL pedicle screw - Shank, tulip | Medyssey Co., Ltd. | Hedjet Spinal System Poly axial Pedicle Screw 9.5x40mm | DZPS9540 | Standalone | DE0508525 | As per HSA registered indication(s) except for radiolucent implants which should be used as follows:  in patients with primary or metastatic spinal tumours who would benefit from post-operative high dose high precision beam therapy upon appropriate and stringent patient selection;  Patient selection should be done via standardised assessment such as the neurological-oncological-mechanical systemic (NOMS) framework; and  The assessment should be carried out by a multidisciplinary team (MDT), which may be inclusive of, but not limited to, radiation oncologists, spine surgeons and interventional radiologists, among others.
Orthopaedics | Spine - Thoracolumbar (TL) and sacral surgery | TL and sacral fusion and fixation implant | TL pedicle screw - Shank, tulip | Medyssey Co., Ltd. | Hedjet Spinal System Poly axial Pedicle Screw 9.5x45mm | DZPS9545 | Standalone | DE0508525 | As per HSA registered indication(s) except for radiolucent implants which should be used as follows:  in patients with primary or metastatic spinal tumours who would benefit from post-operative high dose high precision beam therapy upon appropriate and stringent patient selection;  Patient selection should be done via standardised assessment such as the neurological-oncological-mechanical systemic (NOMS) framework; and  The assessment should be carried out by a multidisciplinary team (MDT), which may be inclusive of, but not limited to, radiation oncologists, spine surgeons and interventional radiologists, among others.
Orthopaedics | Spine - Thoracolumbar (TL) and sacral surgery | TL and sacral fusion and fixation implant | TL pedicle screw - Shank, tulip | Medyssey Co., Ltd. | Hedjet Spinal System Poly axial Pedicle Screw 9.5x50mm | DZPS9550 | Standalone | DE0508525 | As per HSA registered indication(s) except for radiolucent implants which should be used as follows:  in patients with primary or metastatic spinal tumours who would benefit from post-operative high dose high precision beam therapy upon appropriate and stringent patient selection;  Patient selection should be done via standardised assessment such as the neurological-oncological-mechanical systemic (NOMS) framework; and  The assessment should be carried out by a multidisciplinary team (MDT), which may be inclusive of, but not limited to, radiation oncologists, spine surgeons and interventional radiologists, among others.
Orthopaedics | Spine - Thoracolumbar (TL) and sacral surgery | TL and sacral fusion and fixation implant | TL pedicle screw - Shank, tulip | Medyssey Co., Ltd. | Hedjet Spinal System Poly axial Pedicle Screw 9.5x55mm | DZPS9555 | Standalone | DE0508525 | As per HSA registered indication(s) except for radiolucent implants which should be used as follows:  in patients with primary or metastatic spinal tumours who would benefit from post-operative high dose high precision beam therapy upon appropriate and stringent patient selection;  Patient selection should be done via standardised assessment such as the neurological-oncological-mechanical systemic (NOMS) framework; and  The assessment should be carried out by a multidisciplinary team (MDT), which may be inclusive of, but not limited to, radiation oncologists, spine surgeons and interventional radiologists, among others.
Orthopaedics | Spine - Thoracolumbar (TL) and sacral surgery | TL and sacral fusion and fixation implant | TL pedicle screw - Shank, tulip | Medyssey Co., Ltd. | Hedjet Spinal System Poly axial Pedicle Screw 9.5x60mm | DZPS9560 | Standalone | DE0508525 | As per HSA registered indication(s) except for radiolucent implants which should be used as follows:  in patients with primary or metastatic spinal tumours who would benefit from post-operative high dose high precision beam therapy upon appropriate and stringent patient selection;  Patient selection should be done via standardised assessment such as the neurological-oncological-mechanical systemic (NOMS) framework; and  The assessment should be carried out by a multidisciplinary team (MDT), which may be inclusive of, but not limited to, radiation oncologists, spine surgeons and interventional radiologists, among others.
Orthopaedics | Spine - Thoracolumbar (TL) and sacral surgery | TL and sacral fusion and fixation implant | TL pedicle screw - Shank, tulip | Medyssey Co., Ltd. | Hedjet Spinal System Poly axial Pedicle Screw 9.5x65mm | DZPS9565 | Standalone | DE0508525 | As per HSA registered indication(s) except for radiolucent implants which should be used as follows:  in patients with primary or metastatic spinal tumours who would benefit from post-operative high dose high precision beam therapy upon appropriate and stringent patient selection;  Patient selection should be done via standardised assessment such as the neurological-oncological-mechanical systemic (NOMS) framework; and  The assessment should be carried out by a multidisciplinary team (MDT), which may be inclusive of, but not limited to, radiation oncologists, spine surgeons and interventional radiologists, among others.
Orthopaedics | Spine - Thoracolumbar (TL) and sacral surgery | TL and sacral fusion and fixation implant | TL pedicle screw - Shank, tulip | Medyssey Co., Ltd. | Hedjet Spinal System Poly axial Pedicle Screw 9.5x70mm | DZPS9570 | Standalone | DE0508525 | As per HSA registered indication(s) except for radiolucent implants which should be used as follows:  in patients with primary or metastatic spinal tumours who would benefit from post-operative high dose high precision beam therapy upon appropriate and stringent patient selection;  Patient selection should be done via standardised assessment such as the neurological-oncological-mechanical systemic (NOMS) framework; and  The assessment should be carried out by a multidisciplinary team (MDT), which may be inclusive of, but not limited to, radiation oncologists, spine surgeons and interventional radiologists, among others.
Orthopaedics | Spine - Thoracolumbar (TL) and sacral surgery | TL and sacral fusion and fixation implant | TL pedicle screw - Shank, tulip | Medyssey Co., Ltd. | Hedjet Spinal System Poly axial Pedicle Screw 9.5x75mm | DZPS9575 | Standalone | DE0508525 | As per HSA registered indication(s) except for radiolucent implants which should be used as follows:  in patients with primary or metastatic spinal tumours who would benefit from post-operative high dose high precision beam therapy upon appropriate and stringent patient selection;  Patient selection should be done via standardised assessment such as the neurological-oncological-mechanical systemic (NOMS) framework; and  The assessment should be carried out by a multidisciplinary team (MDT), which may be inclusive of, but not limited to, radiation oncologists, spine surgeons and interventional radiologists, among others.
Orthopaedics | Spine - Thoracolumbar (TL) and sacral surgery | TL and sacral fusion and fixation implant | TL pedicle screw - Shank, tulip | Medyssey Co., Ltd. | Hedjet Spinal System Poly axial Pedicle Screw 9.5x80mm | DZPS9580 | Standalone | DE0508525 | As per HSA registered indication(s) except for radiolucent implants which should be used as follows:  in patients with primary or metastatic spinal tumours who would benefit from post-operative high dose high precision beam therapy upon appropriate and stringent patient selection;  Patient selection should be done via standardised assessment such as the neurological-oncological-mechanical systemic (NOMS) framework; and  The assessment should be carried out by a multidisciplinary team (MDT), which may be inclusive of, but not limited to, radiation oncologists, spine surgeons and interventional radiologists, among others.
Orthopaedics | Spine - Thoracolumbar (TL) and sacral surgery | TL and sacral fusion and fixation implant | TL pedicle screw - Shank, tulip | Medyssey Co., Ltd. | Hedjet Spinal System Poly axial Pedicle Screw 9.5x85mm | DZPS9585 | Standalone | DE0508525 | As per HSA registered indication(s) except for radiolucent implants which should be used as follows:  in patients with primary or metastatic spinal tumours who would benefit from post-operative high dose high precision beam therapy upon appropriate and stringent patient selection;  Patient selection should be done via standardised assessment such as the neurological-oncological-mechanical systemic (NOMS) framework; and  The assessment should be carried out by a multidisciplinary team (MDT), which may be inclusive of, but not limited to, radiation oncologists, spine surgeons and interventional radiologists, among others.
Orthopaedics | Spine - Thoracolumbar (TL) and sacral surgery | TL and sacral fusion and fixation implant | TL pedicle screw - Shank, tulip | Medyssey Co., Ltd. | Hedjet Spinal System Poly axial Pedicle Screw 9.5x90mm | DZPS9590 | Standalone | DE0508525 | As per HSA registered indication(s) except for radiolucent implants which should be used as follows:  in patients with primary or metastatic spinal tumours who would benefit from post-operative high dose high precision beam therapy upon appropriate and stringent patient selection;  Patient selection should be done via standardised assessment such as the neurological-oncological-mechanical systemic (NOMS) framework; and  The assessment should be carried out by a multidisciplinary team (MDT), which may be inclusive of, but not limited to, radiation oncologists, spine surgeons and interventional radiologists, among others.
Orthopaedics | Spine - Thoracolumbar (TL) and sacral surgery | TL and sacral fusion and fixation implant | TL pedicle screw - Shank, tulip | Medyssey Co., Ltd. | Hedjet Spinal System Poly axial Pedicle Screw 9.5x95mm | DZPS9595 | Standalone | DE0508525 | As per HSA registered indication(s) except for radiolucent implants which should be used as follows:  in patients with primary or metastatic spinal tumours who would benefit from post-operative high dose high precision beam therapy upon appropriate and stringent patient selection;  Patient selection should be done via standardised assessment such as the neurological-oncological-mechanical systemic (NOMS) framework; and  The assessment should be carried out by a multidisciplinary team (MDT), which may be inclusive of, but not limited to, radiation oncologists, spine surgeons and interventional radiologists, among others.
Orthopaedics | Spine - Thoracolumbar (TL) and sacral surgery | TL and sacral fusion and fixation implant | TL pedicle screw - Shank, tulip | Medyssey Co., Ltd. | Hedjet Spinal System Poly axial Pedicle Screw 9.5x100mm | DZPS95100 | Standalone | DE0508525 | As per HSA registered indication(s) except for radiolucent implants which should be used as follows:  in patients with primary or metastatic spinal tumours who would benefit from post-operative high dose high precision beam therapy upon appropriate and stringent patient selection;  Patient selection should be done via standardised assessment such as the neurological-oncological-mechanical systemic (NOMS) framework; and  The assessment should be carried out by a multidisciplinary team (MDT), which may be inclusive of, but not limited to, radiation oncologists, spine surgeons and interventional radiologists, among others.
Orthopaedics | Spine - Thoracolumbar (TL) and sacral surgery | TL and sacral fusion and fixation implant | TL pedicle screw - Shank, tulip | Medyssey Co., Ltd. | Hedjet Spinal System Poly axial Pedicle Screw 9.5x105mm | DZPS95105 | Standalone | DE0508525 | As per HSA registered indication(s) except for radiolucent implants which should be used as follows:  in patients with primary or metastatic spinal tumours who would benefit from post-operative high dose high precision beam therapy upon appropriate and stringent patient selection;  Patient selection should be done via standardised assessment such as the neurological-oncological-mechanical systemic (NOMS) framework; and  The assessment should be carried out by a multidisciplinary team (MDT), which may be inclusive of, but not limited to, radiation oncologists, spine surgeons and interventional radiologists, among others.
Orthopaedics | Spine - Thoracolumbar (TL) and sacral surgery | TL and sacral fusion and fixation implant | TL pedicle screw - Shank, tulip | Medyssey Co., Ltd. | Hedjet Spinal System Poly axial Pedicle Screw 9.5x110mm | DZPS95110 | Standalone | DE0508525 | As per HSA registered indication(s) except for radiolucent implants which should be used as follows:  in patients with primary or metastatic spinal tumours who would benefit from post-operative high dose high precision beam therapy upon appropriate and stringent patient selection;  Patient selection should be done via standardised assessment such as the neurological-oncological-mechanical systemic (NOMS) framework; and  The assessment should be carried out by a multidisciplinary team (MDT), which may be inclusive of, but not limited to, radiation oncologists, spine surgeons and interventional radiologists, among others.
Orthopaedics | Spine - Thoracolumbar (TL) and sacral surgery | TL and sacral fusion and fixation implant | TL pedicle screw - Shank, tulip | Medyssey Co., Ltd. | Hedjet Spinal System Poly axial Pedicle Screw 9.5x115mm | DZPS95115 | Standalone | DE0508525 | As per HSA registered indication(s) except for radiolucent implants which should be used as follows:  in patients with primary or metastatic spinal tumours who would benefit from post-operative high dose high precision beam therapy upon appropriate and stringent patient selection;  Patient selection should be done via standardised assessment such as the neurological-oncological-mechanical systemic (NOMS) framework; and  The assessment should be carried out by a multidisciplinary team (MDT), which may be inclusive of, but not limited to, radiation oncologists, spine surgeons and interventional radiologists, among others.
Orthopaedics | Spine - Thoracolumbar (TL) and sacral surgery | TL and sacral fusion and fixation implant | TL pedicle screw - Shank, tulip | Medyssey Co., Ltd. | Hedjet Spinal System Poly axial Pedicle Screw 9.5x120mm | DZPS95120 | Standalone | DE0508525 | As per HSA registered indication(s) except for radiolucent implants which should be used as follows:  in patients with primary or metastatic spinal tumours who would benefit from post-operative high dose high precision beam therapy upon appropriate and stringent patient selection;  Patient selection should be done via standardised assessment such as the neurological-oncological-mechanical systemic (NOMS) framework; and  The assessment should be carried out by a multidisciplinary team (MDT), which may be inclusive of, but not limited to, radiation oncologists, spine surgeons and interventional radiologists, among others.
Orthopaedics | Spine - Thoracolumbar (TL) and sacral surgery | TL and sacral fusion and fixation implant | TL pedicle screw - Shank, tulip | Medyssey Co., Ltd. | Hedjet Spinal System Hole Poly axial Screw D1.6 Cannula 5.5x20mm | DZHHPS5520 | Standalone | DE0508525 | As per HSA registered indication(s) except for radiolucent implants which should be used as follows:  in patients with primary or metastatic spinal tumours who would benefit from post-operative high dose high precision beam therapy upon appropriate and stringent patient selection;  Patient selection should be done via standardised assessment such as the neurological-oncological-mechanical systemic (NOMS) framework; and  The assessment should be carried out by a multidisciplinary team (MDT), which may be inclusive of, but not limited to, radiation oncologists, spine surgeons and interventional radiologists, among others.
Orthopaedics | Spine - Thoracolumbar (TL) and sacral surgery | TL and sacral fusion and fixation implant | TL pedicle screw - Shank, tulip | Medyssey Co., Ltd. | Hedjet Spinal System Hole Poly axial Screw D1.6 Cannula 5.5x25mm | DZHHPS5525 | Standalone | DE0508525 | As per HSA registered indication(s) except for radiolucent implants which should be used as follows:  in patients with primary or metastatic spinal tumours who would benefit from post-operative high dose high precision beam therapy upon appropriate and stringent patient selection;  Patient selection should be done via standardised assessment such as the neurological-oncological-mechanical systemic (NOMS) framework; and  The assessment should be carried out by a multidisciplinary team (MDT), which may be inclusive of, but not limited to, radiation oncologists, spine surgeons and interventional radiologists, among others.
Orthopaedics | Spine - Thoracolumbar (TL) and sacral surgery | TL and sacral fusion and fixation implant | TL pedicle screw - Shank, tulip | Medyssey Co., Ltd. | Hedjet Spinal System Hole Poly axial Screw D1.6 Cannula 5.5x30mm | DZHHPS5530 | Standalone | DE0508525 | As per HSA registered indication(s) except for radiolucent implants which should be used as follows:  in patients with primary or metastatic spinal tumours who would benefit from post-operative high dose high precision beam therapy upon appropriate and stringent patient selection;  Patient selection should be done via standardised assessment such as the neurological-oncological-mechanical systemic (NOMS) framework; and  The assessment should be carried out by a multidisciplinary team (MDT), which may be inclusive of, but not limited to, radiation oncologists, spine surgeons and interventional radiologists, among others.
Orthopaedics | Spine - Thoracolumbar (TL) and sacral surgery | TL and sacral fusion and fixation implant | TL pedicle screw - Shank, tulip | Medyssey Co., Ltd. | Hedjet Spinal System Hole Poly axial Screw D1.6 Cannula 5.5x35mm | DZHHPS5535 | Standalone | DE0508525 | As per HSA registered indication(s) except for radiolucent implants which should be used as follows:  in patients with primary or metastatic spinal tumours who would benefit from post-operative high dose high precision beam therapy upon appropriate and stringent patient selection;  Patient selection should be done via standardised assessment such as the neurological-oncological-mechanical systemic (NOMS) framework; and  The assessment should be carried out by a multidisciplinary team (MDT), which may be inclusive of, but not limited to, radiation oncologists, spine surgeons and interventional radiologists, among others.
Orthopaedics | Spine - Thoracolumbar (TL) and sacral surgery | TL and sacral fusion and fixation implant | TL pedicle screw - Shank, tulip | Medyssey Co., Ltd. | Hedjet Spinal System Hole Poly axial Screw D1.6 Cannula 5.5x40mm | DZHHPS5540 | Standalone | DE0508525 | As per HSA registered indication(s) except for radiolucent implants which should be used as follows:  in patients with primary or metastatic spinal tumours who would benefit from post-operative high dose high precision beam therapy upon appropriate and stringent patient selection;  Patient selection should be done via standardised assessment such as the neurological-oncological-mechanical systemic (NOMS) framework; and  The assessment should be carried out by a multidisciplinary team (MDT), which may be inclusive of, but not limited to, radiation oncologists, spine surgeons and interventional radiologists, among others.
Orthopaedics | Spine - Thoracolumbar (TL) and sacral surgery | TL and sacral fusion and fixation implant | TL pedicle screw - Shank, tulip | Medyssey Co., Ltd. | Hedjet Spinal System Hole Poly axial Screw D1.6 Cannula 5.5x45mm | DZHHPS5545 | Standalone | DE0508525 | As per HSA registered indication(s) except for radiolucent implants which should be used as follows:  in patients with primary or metastatic spinal tumours who would benefit from post-operative high dose high precision beam therapy upon appropriate and stringent patient selection;  Patient selection should be done via standardised assessment such as the neurological-oncological-mechanical systemic (NOMS) framework; and  The assessment should be carried out by a multidisciplinary team (MDT), which may be inclusive of, but not limited to, radiation oncologists, spine surgeons and interventional radiologists, among others.
Orthopaedics | Spine - Thoracolumbar (TL) and sacral surgery | TL and sacral fusion and fixation implant | TL pedicle screw - Shank, tulip | Medyssey Co., Ltd. | Hedjet Spinal System Hole Poly axial Screw D1.6 Cannula 5.5x50mm | DZHHPS5550 | Standalone | DE0508525 | As per HSA registered indication(s) except for radiolucent implants which should be used as follows:  in patients with primary or metastatic spinal tumours who would benefit from post-operative high dose high precision beam therapy upon appropriate and stringent patient selection;  Patient selection should be done via standardised assessment such as the neurological-oncological-mechanical systemic (NOMS) framework; and  The assessment should be carried out by a multidisciplinary team (MDT), which may be inclusive of, but not limited to, radiation oncologists, spine surgeons and interventional radiologists, among others.
Orthopaedics | Spine - Thoracolumbar (TL) and sacral surgery | TL and sacral fusion and fixation implant | TL pedicle screw - Shank, tulip | Medyssey Co., Ltd. | Hedjet Spinal System Hole Poly axial Screw D1.6 Cannula 5.5x55mm | DZHHPS5555 | Standalone | DE0508525 | As per HSA registered indication(s) except for radiolucent implants which should be used as follows:  in patients with primary or metastatic spinal tumours who would benefit from post-operative high dose high precision beam therapy upon appropriate and stringent patient selection;  Patient selection should be done via standardised assessment such as the neurological-oncological-mechanical systemic (NOMS) framework; and  The assessment should be carried out by a multidisciplinary team (MDT), which may be inclusive of, but not limited to, radiation oncologists, spine surgeons and interventional radiologists, among others.
Orthopaedics | Spine - Thoracolumbar (TL) and sacral surgery | TL and sacral fusion and fixation implant | TL pedicle screw - Shank, tulip | Medyssey Co., Ltd. | Hedjet Spinal System Hole Poly axial Screw D2.5 Cannula 6.5x20mm | DZHPS6520 | Standalone | DE0508525 | As per HSA registered indication(s) except for radiolucent implants which should be used as follows:  in patients with primary or metastatic spinal tumours who would benefit from post-operative high dose high precision beam therapy upon appropriate and stringent patient selection;  Patient selection should be done via standardised assessment such as the neurological-oncological-mechanical systemic (NOMS) framework; and  The assessment should be carried out by a multidisciplinary team (MDT), which may be inclusive of, but not limited to, radiation oncologists, spine surgeons and interventional radiologists, among others.
Orthopaedics | Spine - Thoracolumbar (TL) and sacral surgery | TL and sacral fusion and fixation implant | TL pedicle screw - Shank, tulip | Medyssey Co., Ltd. | Hedjet Spinal System Hole Poly axial Screw D2.5 Cannula 6.5x25mm | DZHPS6525 | Standalone | DE0508525 | As per HSA registered indication(s) except for radiolucent implants which should be used as follows:  in patients with primary or metastatic spinal tumours who would benefit from post-operative high dose high precision beam therapy upon appropriate and stringent patient selection;  Patient selection should be done via standardised assessment such as the neurological-oncological-mechanical systemic (NOMS) framework; and  The assessment should be carried out by a multidisciplinary team (MDT), which may be inclusive of, but not limited to, radiation oncologists, spine surgeons and interventional radiologists, among others.
Orthopaedics | Spine - Thoracolumbar (TL) and sacral surgery | TL and sacral fusion and fixation implant | TL pedicle screw - Shank, tulip | Medyssey Co., Ltd. | Hedjet Spinal System Hole Poly axial Screw D2.5 Cannula 6.5x30mm | DZHPS6530 | Standalone | DE0508525 | As per HSA registered indication(s) except for radiolucent implants which should be used as follows:  in patients with primary or metastatic spinal tumours who would benefit from post-operative high dose high precision beam therapy upon appropriate and stringent patient selection;  Patient selection should be done via standardised assessment such as the neurological-oncological-mechanical systemic (NOMS) framework; and  The assessment should be carried out by a multidisciplinary team (MDT), which may be inclusive of, but not limited to, radiation oncologists, spine surgeons and interventional radiologists, among others.
Orthopaedics | Spine - Thoracolumbar (TL) and sacral surgery | TL and sacral fusion and fixation implant | TL pedicle screw - Shank, tulip | Medyssey Co., Ltd. | Hedjet Spinal System Hole Poly axial Screw D2.5 Cannula 6.5x35mm | DZHPS6535 | Standalone | DE0508525 | As per HSA registered indication(s) except for radiolucent implants which should be used as follows:  in patients with primary or metastatic spinal tumours who would benefit from post-operative high dose high precision beam therapy upon appropriate and stringent patient selection;  Patient selection should be done via standardised assessment such as the neurological-oncological-mechanical systemic (NOMS) framework; and  The assessment should be carried out by a multidisciplinary team (MDT), which may be inclusive of, but not limited to, radiation oncologists, spine surgeons and interventional radiologists, among others.
Orthopaedics | Spine - Thoracolumbar (TL) and sacral surgery | TL and sacral fusion and fixation implant | TL pedicle screw - Shank, tulip | Medyssey Co., Ltd. | Hedjet Spinal System Hole Poly axial Screw D2.5 Cannula 6.5x40mm | DZHPS6540 | Standalone | DE0508525 | As per HSA registered indication(s) except for radiolucent implants which should be used as follows:  in patients with primary or metastatic spinal tumours who would benefit from post-operative high dose high precision beam therapy upon appropriate and stringent patient selection;  Patient selection should be done via standardised assessment such as the neurological-oncological-mechanical systemic (NOMS) framework; and  The assessment should be carried out by a multidisciplinary team (MDT), which may be inclusive of, but not limited to, radiation oncologists, spine surgeons and interventional radiologists, among others.
Orthopaedics | Spine - Thoracolumbar (TL) and sacral surgery | TL and sacral fusion and fixation implant | TL pedicle screw - Shank, tulip | Medyssey Co., Ltd. | Hedjet Spinal System Hole Poly axial Screw D2.5 Cannula 6.5x45mm | DZHPS6545 | Standalone | DE0508525 | As per HSA registered indication(s) except for radiolucent implants which should be used as follows:  in patients with primary or metastatic spinal tumours who would benefit from post-operative high dose high precision beam therapy upon appropriate and stringent patient selection;  Patient selection should be done via standardised assessment such as the neurological-oncological-mechanical systemic (NOMS) framework; and  The assessment should be carried out by a multidisciplinary team (MDT), which may be inclusive of, but not limited to, radiation oncologists, spine surgeons and interventional radiologists, among others.
Orthopaedics | Spine - Thoracolumbar (TL) and sacral surgery | TL and sacral fusion and fixation implant | TL pedicle screw - Shank, tulip | Medyssey Co., Ltd. | Hedjet Spinal System Hole Poly axial Screw D2.5 Cannula 6.5x50mm | DZHPS6550 | Standalone | DE0508525 | As per HSA registered indication(s) except for radiolucent implants which should be used as follows:  in patients with primary or metastatic spinal tumours who would benefit from post-operative high dose high precision beam therapy upon appropriate and stringent patient selection;  Patient selection should be done via standardised assessment such as the neurological-oncological-mechanical systemic (NOMS) framework; and  The assessment should be carried out by a multidisciplinary team (MDT), which may be inclusive of, but not limited to, radiation oncologists, spine surgeons and interventional radiologists, among others.
Orthopaedics | Spine - Thoracolumbar (TL) and sacral surgery | TL and sacral fusion and fixation implant | TL pedicle screw - Shank, tulip | Medyssey Co., Ltd. | Hedjet Spinal System Hole Poly axial Screw D2.5 Cannula 6.5x55mm | DZHPS6555 | Standalone | DE0508525 | As per HSA registered indication(s) except for radiolucent implants which should be used as follows:  in patients with primary or metastatic spinal tumours who would benefit from post-operative high dose high precision beam therapy upon appropriate and stringent patient selection;  Patient selection should be done via standardised assessment such as the neurological-oncological-mechanical systemic (NOMS) framework; and  The assessment should be carried out by a multidisciplinary team (MDT), which may be inclusive of, but not limited to, radiation oncologists, spine surgeons and interventional radiologists, among others.
Orthopaedics | Spine - Thoracolumbar (TL) and sacral surgery | TL and sacral fusion and fixation implant | TL pedicle screw - Shank, tulip | Medyssey Co., Ltd. | Hedjet Spinal System Hole Poly axial Screw D2.5 Cannula 6.5x60mm | DZHPS6560 | Standalone | DE0508525 | As per HSA registered indication(s) except for radiolucent implants which should be used as follows:  in patients with primary or metastatic spinal tumours who would benefit from post-operative high dose high precision beam therapy upon appropriate and stringent patient selection;  Patient selection should be done via standardised assessment such as the neurological-oncological-mechanical systemic (NOMS) framework; and  The assessment should be carried out by a multidisciplinary team (MDT), which may be inclusive of, but not limited to, radiation oncologists, spine surgeons and interventional radiologists, among others.
Orthopaedics | Spine - Thoracolumbar (TL) and sacral surgery | TL and sacral fusion and fixation implant | TL pedicle screw - Shank, tulip | Medyssey Co., Ltd. | Hedjet Spinal System Hole Poly axial Screw D2.5 Cannula 6.5x65mm | DZHPS6565 | Standalone | DE0508525 | As per HSA registered indication(s) except for radiolucent implants which should be used as follows:  in patients with primary or metastatic spinal tumours who would benefit from post-operative high dose high precision beam therapy upon appropriate and stringent patient selection;  Patient selection should be done via standardised assessment such as the neurological-oncological-mechanical systemic (NOMS) framework; and  The assessment should be carried out by a multidisciplinary team (MDT), which may be inclusive of, but not limited to, radiation oncologists, spine surgeons and interventional radiologists, among others.
Orthopaedics | Spine - Thoracolumbar (TL) and sacral surgery | TL and sacral fusion and fixation implant | TL pedicle screw - Shank, tulip | Medyssey Co., Ltd. | Hedjet Spinal System Hole Poly axial Screw D2.5 Cannula 6.5x70mm | DZHPS6570 | Standalone | DE0508525 | As per HSA registered indication(s) except for radiolucent implants which should be used as follows:  in patients with primary or metastatic spinal tumours who would benefit from post-operative high dose high precision beam therapy upon appropriate and stringent patient selection;  Patient selection should be done via standardised assessment such as the neurological-oncological-mechanical systemic (NOMS) framework; and  The assessment should be carried out by a multidisciplinary team (MDT), which may be inclusive of, but not limited to, radiation oncologists, spine surgeons and interventional radiologists, among others.
Orthopaedics | Spine - Thoracolumbar (TL) and sacral surgery | TL and sacral fusion and fixation implant | TL pedicle screw - Shank, tulip | Medyssey Co., Ltd. | Hedjet Spinal System Hole Poly axial Screw D2.5 Cannula 7.5x20mm | DZHPS7520 | Standalone | DE0508525 | As per HSA registered indication(s) except for radiolucent implants which should be used as follows:  in patients with primary or metastatic spinal tumours who would benefit from post-operative high dose high precision beam therapy upon appropriate and stringent patient selection;  Patient selection should be done via standardised assessment such as the neurological-oncological-mechanical systemic (NOMS) framework; and  The assessment should be carried out by a multidisciplinary team (MDT), which may be inclusive of, but not limited to, radiation oncologists, spine surgeons and interventional radiologists, among others.
Orthopaedics | Spine - Thoracolumbar (TL) and sacral surgery | TL and sacral fusion and fixation implant | TL pedicle screw - Shank, tulip | Medyssey Co., Ltd. | Hedjet Spinal System Hole Poly axial Screw D2.5 Cannula 7.5x25mm | DZHPS7525 | Standalone | DE0508525 | As per HSA registered indication(s) except for radiolucent implants which should be used as follows:  in patients with primary or metastatic spinal tumours who would benefit from post-operative high dose high precision beam therapy upon appropriate and stringent patient selection;  Patient selection should be done via standardised assessment such as the neurological-oncological-mechanical systemic (NOMS) framework; and  The assessment should be carried out by a multidisciplinary team (MDT), which may be inclusive of, but not limited to, radiation oncologists, spine surgeons and interventional radiologists, among others.
Orthopaedics | Spine - Thoracolumbar (TL) and sacral surgery | TL and sacral fusion and fixation implant | TL pedicle screw - Shank, tulip | Medyssey Co., Ltd. | Hedjet Spinal System Hole Poly axial Screw D2.5 Cannula 7.5x30mm | DZHPS7530 | Standalone | DE0508525 | As per HSA registered indication(s) except for radiolucent implants which should be used as follows:  in patients with primary or metastatic spinal tumours who would benefit from post-operative high dose high precision beam therapy upon appropriate and stringent patient selection;  Patient selection should be done via standardised assessment such as the neurological-oncological-mechanical systemic (NOMS) framework; and  The assessment should be carried out by a multidisciplinary team (MDT), which may be inclusive of, but not limited to, radiation oncologists, spine surgeons and interventional radiologists, among others.
Orthopaedics | Spine - Thoracolumbar (TL) and sacral surgery | TL and sacral fusion and fixation implant | TL pedicle screw - Shank, tulip | Medyssey Co., Ltd. | Hedjet Spinal System Hole Poly axial Screw D2.5 Cannula 7.5x35mm | DZHPS7535 | Standalone | DE0508525 | As per HSA registered indication(s) except for radiolucent implants which should be used as follows:  in patients with primary or metastatic spinal tumours who would benefit from post-operative high dose high precision beam therapy upon appropriate and stringent patient selection;  Patient selection should be done via standardised assessment such as the neurological-oncological-mechanical systemic (NOMS) framework; and  The assessment should be carried out by a multidisciplinary team (MDT), which may be inclusive of, but not limited to, radiation oncologists, spine surgeons and interventional radiologists, among others.
Orthopaedics | Spine - Thoracolumbar (TL) and sacral surgery | TL and sacral fusion and fixation implant | TL pedicle screw - Shank, tulip | Medyssey Co., Ltd. | Hedjet Spinal System Hole Poly axial Screw D2.5 Cannula 7.5x40mm | DZHPS7540 | Standalone | DE0508525 | As per HSA registered indication(s) except for radiolucent implants which should be used as follows:  in patients with primary or metastatic spinal tumours who would benefit from post-operative high dose high precision beam therapy upon appropriate and stringent patient selection;  Patient selection should be done via standardised assessment such as the neurological-oncological-mechanical systemic (NOMS) framework; and  The assessment should be carried out by a multidisciplinary team (MDT), which may be inclusive of, but not limited to, radiation oncologists, spine surgeons and interventional radiologists, among others.
Orthopaedics | Spine - Thoracolumbar (TL) and sacral surgery | TL and sacral fusion and fixation implant | TL pedicle screw - Shank, tulip | Medyssey Co., Ltd. | Hedjet Spinal System Hole Poly axial Screw D2.5 Cannula 7.5x45mm | DZHPS7545 | Standalone | DE0508525 | As per HSA registered indication(s) except for radiolucent implants which should be used as follows:  in patients with primary or metastatic spinal tumours who would benefit from post-operative high dose high precision beam therapy upon appropriate and stringent patient selection;  Patient selection should be done via standardised assessment such as the neurological-oncological-mechanical systemic (NOMS) framework; and  The assessment should be carried out by a multidisciplinary team (MDT), which may be inclusive of, but not limited to, radiation oncologists, spine surgeons and interventional radiologists, among others.
Orthopaedics | Spine - Thoracolumbar (TL) and sacral surgery | TL and sacral fusion and fixation implant | TL pedicle screw - Shank, tulip | Medyssey Co., Ltd. | Hedjet Spinal System Hole Poly axial Screw D2.5 Cannula 7.5x50mm | DZHPS7550 | Standalone | DE0508525 | As per HSA registered indication(s) except for radiolucent implants which should be used as follows:  in patients with primary or metastatic spinal tumours who would benefit from post-operative high dose high precision beam therapy upon appropriate and stringent patient selection;  Patient selection should be done via standardised assessment such as the neurological-oncological-mechanical systemic (NOMS) framework; and  The assessment should be carried out by a multidisciplinary team (MDT), which may be inclusive of, but not limited to, radiation oncologists, spine surgeons and interventional radiologists, among others.
Orthopaedics | Spine - Thoracolumbar (TL) and sacral surgery | TL and sacral fusion and fixation implant | TL pedicle screw - Shank, tulip | Medyssey Co., Ltd. | Hedjet Spinal System Hole Poly axial Screw D2.5 Cannula 7.5x55mm | DZHPS7555 | Standalone | DE0508525 | As per HSA registered indication(s) except for radiolucent implants which should be used as follows:  in patients with primary or metastatic spinal tumours who would benefit from post-operative high dose high precision beam therapy upon appropriate and stringent patient selection;  Patient selection should be done via standardised assessment such as the neurological-oncological-mechanical systemic (NOMS) framework; and  The assessment should be carried out by a multidisciplinary team (MDT), which may be inclusive of, but not limited to, radiation oncologists, spine surgeons and interventional radiologists, among others.
Orthopaedics | Spine - Thoracolumbar (TL) and sacral surgery | TL and sacral fusion and fixation implant | TL pedicle screw - Shank, tulip | Medyssey Co., Ltd. | Hedjet Spinal System Hole Poly axial Screw D2.5 Cannula 7.5x60mm | DZHPS7560 | Standalone | DE0508525 | As per HSA registered indication(s) except for radiolucent implants which should be used as follows:  in patients with primary or metastatic spinal tumours who would benefit from post-operative high dose high precision beam therapy upon appropriate and stringent patient selection;  Patient selection should be done via standardised assessment such as the neurological-oncological-mechanical systemic (NOMS) framework; and  The assessment should be carried out by a multidisciplinary team (MDT), which may be inclusive of, but not limited to, radiation oncologists, spine surgeons and interventional radiologists, among others.
Orthopaedics | Spine - Thoracolumbar (TL) and sacral surgery | TL and sacral fusion and fixation implant | TL pedicle screw - Shank, tulip | Medyssey Co., Ltd. | Hedjet Spinal System Hole Poly axial Screw D2.5 Cannula 7.5x65mm | DZHPS7565 | Standalone | DE0508525 | As per HSA registered indication(s) except for radiolucent implants which should be used as follows:  in patients with primary or metastatic spinal tumours who would benefit from post-operative high dose high precision beam therapy upon appropriate and stringent patient selection;  Patient selection should be done via standardised assessment such as the neurological-oncological-mechanical systemic (NOMS) framework; and  The assessment should be carried out by a multidisciplinary team (MDT), which may be inclusive of, but not limited to, radiation oncologists, spine surgeons and interventional radiologists, among others.
Orthopaedics | Spine - Thoracolumbar (TL) and sacral surgery | TL and sacral fusion and fixation implant | TL pedicle screw - Shank, tulip | Medyssey Co., Ltd. | Hedjet Spinal System Hole Poly axial Screw D2.5 Cannula 7.5x70mm | DZHPS7570 | Standalone | DE0508525 | As per HSA registered indication(s) except for radiolucent implants which should be used as follows:  in patients with primary or metastatic spinal tumours who would benefit from post-operative high dose high precision beam therapy upon appropriate and stringent patient selection;  Patient selection should be done via standardised assessment such as the neurological-oncological-mechanical systemic (NOMS) framework; and  The assessment should be carried out by a multidisciplinary team (MDT), which may be inclusive of, but not limited to, radiation oncologists, spine surgeons and interventional radiologists, among others.
Orthopaedics | Spine - Thoracolumbar (TL) and sacral surgery | TL and sacral fusion and fixation implant | TL pedicle screw - Shank, tulip | Medyssey Co., Ltd. | Hedjet Spinal System Hole Poly axial Screw D2.5 Cannula 8.5x20mm | DZHPS8520 | Standalone | DE0508525 | As per HSA registered indication(s) except for radiolucent implants which should be used as follows:  in patients with primary or metastatic spinal tumours who would benefit from post-operative high dose high precision beam therapy upon appropriate and stringent patient selection;  Patient selection should be done via standardised assessment such as the neurological-oncological-mechanical systemic (NOMS) framework; and  The assessment should be carried out by a multidisciplinary team (MDT), which may be inclusive of, but not limited to, radiation oncologists, spine surgeons and interventional radiologists, among others.
Orthopaedics | Spine - Thoracolumbar (TL) and sacral surgery | TL and sacral fusion and fixation implant | TL pedicle screw - Shank, tulip | Medyssey Co., Ltd. | Hedjet Spinal System Hole Poly axial Screw D2.5 Cannula 8.5x25mm | DZHPS8525 | Standalone | DE0508525 | As per HSA registered indication(s) except for radiolucent implants which should be used as follows:  in patients with primary or metastatic spinal tumours who would benefit from post-operative high dose high precision beam therapy upon appropriate and stringent patient selection;  Patient selection should be done via standardised assessment such as the neurological-oncological-mechanical systemic (NOMS) framework; and  The assessment should be carried out by a multidisciplinary team (MDT), which may be inclusive of, but not limited to, radiation oncologists, spine surgeons and interventional radiologists, among others.
Orthopaedics | Spine - Thoracolumbar (TL) and sacral surgery | TL and sacral fusion and fixation implant | TL pedicle screw - Shank, tulip | Medyssey Co., Ltd. | Hedjet Spinal System Hole Poly axial Screw D2.5 Cannula 8.5x30mm | DZHPS8530 | Standalone | DE0508525 | As per HSA registered indication(s) except for radiolucent implants which should be used as follows:  in patients with primary or metastatic spinal tumours who would benefit from post-operative high dose high precision beam therapy upon appropriate and stringent patient selection;  Patient selection should be done via standardised assessment such as the neurological-oncological-mechanical systemic (NOMS) framework; and  The assessment should be carried out by a multidisciplinary team (MDT), which may be inclusive of, but not limited to, radiation oncologists, spine surgeons and interventional radiologists, among others.
Orthopaedics | Spine - Thoracolumbar (TL) and sacral surgery | TL and sacral fusion and fixation implant | TL pedicle screw - Shank, tulip | Medyssey Co., Ltd. | Hedjet Spinal System Hole Poly axial Screw D2.5 Cannula 8.5x35mm | DZHPS8535 | Standalone | DE0508525 | As per HSA registered indication(s) except for radiolucent implants which should be used as follows:  in patients with primary or metastatic spinal tumours who would benefit from post-operative high dose high precision beam therapy upon appropriate and stringent patient selection;  Patient selection should be done via standardised assessment such as the neurological-oncological-mechanical systemic (NOMS) framework; and  The assessment should be carried out by a multidisciplinary team (MDT), which may be inclusive of, but not limited to, radiation oncologists, spine surgeons and interventional radiologists, among others.
Orthopaedics | Spine - Thoracolumbar (TL) and sacral surgery | TL and sacral fusion and fixation implant | TL pedicle screw - Shank, tulip | Medyssey Co., Ltd. | Hedjet Spinal System Hole Poly axial Screw D2.5 Cannula 8.5x40mm | DZHPS8540 | Standalone | DE0508525 | As per HSA registered indication(s) except for radiolucent implants which should be used as follows:  in patients with primary or metastatic spinal tumours who would benefit from post-operative high dose high precision beam therapy upon appropriate and stringent patient selection;  Patient selection should be done via standardised assessment such as the neurological-oncological-mechanical systemic (NOMS) framework; and  The assessment should be carried out by a multidisciplinary team (MDT), which may be inclusive of, but not limited to, radiation oncologists, spine surgeons and interventional radiologists, among others.
Orthopaedics | Spine - Thoracolumbar (TL) and sacral surgery | TL and sacral fusion and fixation implant | TL pedicle screw - Shank, tulip | Medyssey Co., Ltd. | Hedjet Spinal System Hole Poly axial Screw D2.5 Cannula 8.5x45mm | DZHPS8545 | Standalone | DE0508525 | As per HSA registered indication(s) except for radiolucent implants which should be used as follows:  in patients with primary or metastatic spinal tumours who would benefit from post-operative high dose high precision beam therapy upon appropriate and stringent patient selection;  Patient selection should be done via standardised assessment such as the neurological-oncological-mechanical systemic (NOMS) framework; and  The assessment should be carried out by a multidisciplinary team (MDT), which may be inclusive of, but not limited to, radiation oncologists, spine surgeons and interventional radiologists, among others.
Orthopaedics | Spine - Thoracolumbar (TL) and sacral surgery | TL and sacral fusion and fixation implant | TL pedicle screw - Shank, tulip | Medyssey Co., Ltd. | Hedjet Spinal System Hole Poly axial Screw D2.5 Cannula 8.5x50mm | DZHPS8550 | Standalone | DE0508525 | As per HSA registered indication(s) except for radiolucent implants which should be used as follows:  in patients with primary or metastatic spinal tumours who would benefit from post-operative high dose high precision beam therapy upon appropriate and stringent patient selection;  Patient selection should be done via standardised assessment such as the neurological-oncological-mechanical systemic (NOMS) framework; and  The assessment should be carried out by a multidisciplinary team (MDT), which may be inclusive of, but not limited to, radiation oncologists, spine surgeons and interventional radiologists, among others.
Orthopaedics | Spine - Thoracolumbar (TL) and sacral surgery | TL and sacral fusion and fixation implant | TL pedicle screw - Shank, tulip | Medyssey Co., Ltd. | Hedjet Spinal System Hole Poly axial Screw D2.5 Cannula 8.5x55mm | DZHPS8555 | Standalone | DE0508525 | As per HSA registered indication(s) except for radiolucent implants which should be used as follows:  in patients with primary or metastatic spinal tumours who would benefit from post-operative high dose high precision beam therapy upon appropriate and stringent patient selection;  Patient selection should be done via standardised assessment such as the neurological-oncological-mechanical systemic (NOMS) framework; and  The assessment should be carried out by a multidisciplinary team (MDT), which may be inclusive of, but not limited to, radiation oncologists, spine surgeons and interventional radiologists, among others.
Orthopaedics | Spine - Thoracolumbar (TL) and sacral surgery | TL and sacral fusion and fixation implant | TL pedicle screw - Shank, tulip | Medyssey Co., Ltd. | Hedjet Spinal System Hole Poly axial Screw D2.5 Cannula 8.5x60mm | DZHPS8560 | Standalone | DE0508525 | As per HSA registered indication(s) except for radiolucent implants which should be used as follows:  in patients with primary or metastatic spinal tumours who would benefit from post-operative high dose high precision beam therapy upon appropriate and stringent patient selection;  Patient selection should be done via standardised assessment such as the neurological-oncological-mechanical systemic (NOMS) framework; and  The assessment should be carried out by a multidisciplinary team (MDT), which may be inclusive of, but not limited to, radiation oncologists, spine surgeons and interventional radiologists, among others.
Orthopaedics | Spine - Thoracolumbar (TL) and sacral surgery | TL and sacral fusion and fixation implant | TL pedicle screw - Shank, tulip | Medyssey Co., Ltd. | Hedjet Spinal System Hole Poly axial Screw D2.5 Cannula 8.5x65mm | DZHPS8565 | Standalone | DE0508525 | As per HSA registered indication(s) except for radiolucent implants which should be used as follows:  in patients with primary or metastatic spinal tumours who would benefit from post-operative high dose high precision beam therapy upon appropriate and stringent patient selection;  Patient selection should be done via standardised assessment such as the neurological-oncological-mechanical systemic (NOMS) framework; and  The assessment should be carried out by a multidisciplinary team (MDT), which may be inclusive of, but not limited to, radiation oncologists, spine surgeons and interventional radiologists, among others.
Orthopaedics | Spine - Thoracolumbar (TL) and sacral surgery | TL and sacral fusion and fixation implant | TL pedicle screw - Shank, tulip | Medyssey Co., Ltd. | Hedjet Spinal System Hole Poly axial Screw D2.5 Cannula 8.5x70mm | DZHPS8570 | Standalone | DE0508525 | As per HSA registered indication(s) except for radiolucent implants which should be used as follows:  in patients with primary or metastatic spinal tumours who would benefit from post-operative high dose high precision beam therapy upon appropriate and stringent patient selection;  Patient selection should be done via standardised assessment such as the neurological-oncological-mechanical systemic (NOMS) framework; and  The assessment should be carried out by a multidisciplinary team (MDT), which may be inclusive of, but not limited to, radiation oncologists, spine surgeons and interventional radiologists, among others.
Orthopaedics | Spine - Thoracolumbar (TL) and sacral surgery | TL and sacral fusion and fixation implant | TL pedicle screw - Shank, tulip | Medyssey Co., Ltd. | Zenius Spinal System Hedjet Reduction Poly axial Screw 4.5x20mm | DZRPS4520 | Standalone | DE0508525 | As per HSA registered indication(s) except for radiolucent implants which should be used as follows:  in patients with primary or metastatic spinal tumours who would benefit from post-operative high dose high precision beam therapy upon appropriate and stringent patient selection;  Patient selection should be done via standardised assessment such as the neurological-oncological-mechanical systemic (NOMS) framework; and  The assessment should be carried out by a multidisciplinary team (MDT), which may be inclusive of, but not limited to, radiation oncologists, spine surgeons and interventional radiologists, among others.
Orthopaedics | Spine - Thoracolumbar (TL) and sacral surgery | TL and sacral fusion and fixation implant | TL pedicle screw - Shank, tulip | Medyssey Co., Ltd. | Zenius Spinal System Hedjet Reduction Poly axial Screw 4.5x25mm | DZRPS4525 | Standalone | DE0508525 | As per HSA registered indication(s) except for radiolucent implants which should be used as follows:  in patients with primary or metastatic spinal tumours who would benefit from post-operative high dose high precision beam therapy upon appropriate and stringent patient selection;  Patient selection should be done via standardised assessment such as the neurological-oncological-mechanical systemic (NOMS) framework; and  The assessment should be carried out by a multidisciplinary team (MDT), which may be inclusive of, but not limited to, radiation oncologists, spine surgeons and interventional radiologists, among others.
Orthopaedics | Spine - Thoracolumbar (TL) and sacral surgery | TL and sacral fusion and fixation implant | TL pedicle screw - Shank, tulip | Medyssey Co., Ltd. | Zenius Spinal System Hedjet Reduction Poly axial Screw 4.5x30mm | DZRPS4530 | Standalone | DE0508525 | As per HSA registered indication(s) except for radiolucent implants which should be used as follows:  in patients with primary or metastatic spinal tumours who would benefit from post-operative high dose high precision beam therapy upon appropriate and stringent patient selection;  Patient selection should be done via standardised assessment such as the neurological-oncological-mechanical systemic (NOMS) framework; and  The assessment should be carried out by a multidisciplinary team (MDT), which may be inclusive of, but not limited to, radiation oncologists, spine surgeons and interventional radiologists, among others.
Orthopaedics | Spine - Thoracolumbar (TL) and sacral surgery | TL and sacral fusion and fixation implant | TL pedicle screw - Shank, tulip | Medyssey Co., Ltd. | Zenius Spinal System Hedjet Reduction Poly axial Screw 4.5x35mm | DZRPS4535 | Standalone | DE0508525 | As per HSA registered indication(s) except for radiolucent implants which should be used as follows:  in patients with primary or metastatic spinal tumours who would benefit from post-operative high dose high precision beam therapy upon appropriate and stringent patient selection;  Patient selection should be done via standardised assessment such as the neurological-oncological-mechanical systemic (NOMS) framework; and  The assessment should be carried out by a multidisciplinary team (MDT), which may be inclusive of, but not limited to, radiation oncologists, spine surgeons and interventional radiologists, among others.
Orthopaedics | Spine - Thoracolumbar (TL) and sacral surgery | TL and sacral fusion and fixation implant | TL pedicle screw - Shank, tulip | Medyssey Co., Ltd. | Zenius Spinal System Hedjet Reduction Poly axial Screw 4.5x40mm | DZRPS4540 | Standalone | DE0508525 | As per HSA registered indication(s) except for radiolucent implants which should be used as follows:  in patients with primary or metastatic spinal tumours who would benefit from post-operative high dose high precision beam therapy upon appropriate and stringent patient selection;  Patient selection should be done via standardised assessment such as the neurological-oncological-mechanical systemic (NOMS) framework; and  The assessment should be carried out by a multidisciplinary team (MDT), which may be inclusive of, but not limited to, radiation oncologists, spine surgeons and interventional radiologists, among others.
Orthopaedics | Spine - Thoracolumbar (TL) and sacral surgery | TL and sacral fusion and fixation implant | TL pedicle screw - Shank, tulip | Medyssey Co., Ltd. | Zenius Spinal System Hedjet Reduction Poly axial Screw 4.5x45mm | DZRPS4545 | Standalone | DE0508525 | As per HSA registered indication(s) except for radiolucent implants which should be used as follows:  in patients with primary or metastatic spinal tumours who would benefit from post-operative high dose high precision beam therapy upon appropriate and stringent patient selection;  Patient selection should be done via standardised assessment such as the neurological-oncological-mechanical systemic (NOMS) framework; and  The assessment should be carried out by a multidisciplinary team (MDT), which may be inclusive of, but not limited to, radiation oncologists, spine surgeons and interventional radiologists, among others.
Orthopaedics | Spine - Thoracolumbar (TL) and sacral surgery | TL and sacral fusion and fixation implant | TL pedicle screw - Shank, tulip | Medyssey Co., Ltd. | Zenius Spinal System Hedjet Reduction Poly axial Screw 4.5x50mm | DZRPS4550 | Standalone | DE0508525 | As per HSA registered indication(s) except for radiolucent implants which should be used as follows:  in patients with primary or metastatic spinal tumours who would benefit from post-operative high dose high precision beam therapy upon appropriate and stringent patient selection;  Patient selection should be done via standardised assessment such as the neurological-oncological-mechanical systemic (NOMS) framework; and  The assessment should be carried out by a multidisciplinary team (MDT), which may be inclusive of, but not limited to, radiation oncologists, spine surgeons and interventional radiologists, among others.
Orthopaedics | Spine - Thoracolumbar (TL) and sacral surgery | TL and sacral fusion and fixation implant | TL pedicle screw - Shank, tulip | Medyssey Co., Ltd. | Zenius Spinal System Hedjet Reduction Poly axial Screw 4.5x55mm | DZRPS4555 | Standalone | DE0508525 | As per HSA registered indication(s) except for radiolucent implants which should be used as follows:  in patients with primary or metastatic spinal tumours who would benefit from post-operative high dose high precision beam therapy upon appropriate and stringent patient selection;  Patient selection should be done via standardised assessment such as the neurological-oncological-mechanical systemic (NOMS) framework; and  The assessment should be carried out by a multidisciplinary team (MDT), which may be inclusive of, but not limited to, radiation oncologists, spine surgeons and interventional radiologists, among others.
Orthopaedics | Spine - Thoracolumbar (TL) and sacral surgery | TL and sacral fusion and fixation implant | TL pedicle screw - Shank, tulip | Medyssey Co., Ltd. | Zenius Spinal System Hedjet Reduction Poly axial Screw 4.5x60mm | DZRPS4560 | Standalone | DE0508525 | As per HSA registered indication(s) except for radiolucent implants which should be used as follows:  in patients with primary or metastatic spinal tumours who would benefit from post-operative high dose high precision beam therapy upon appropriate and stringent patient selection;  Patient selection should be done via standardised assessment such as the neurological-oncological-mechanical systemic (NOMS) framework; and  The assessment should be carried out by a multidisciplinary team (MDT), which may be inclusive of, but not limited to, radiation oncologists, spine surgeons and interventional radiologists, among others.
Orthopaedics | Spine - Thoracolumbar (TL) and sacral surgery | TL and sacral fusion and fixation implant | TL pedicle screw - Shank, tulip | Medyssey Co., Ltd. | Zenius Spinal System Hedjet Reduction Poly axial Screw 5.5x20mm | DZRPS5520 | Standalone | DE0508525 | As per HSA registered indication(s) except for radiolucent implants which should be used as follows:  in patients with primary or metastatic spinal tumours who would benefit from post-operative high dose high precision beam therapy upon appropriate and stringent patient selection;  Patient selection should be done via standardised assessment such as the neurological-oncological-mechanical systemic (NOMS) framework; and  The assessment should be carried out by a multidisciplinary team (MDT), which may be inclusive of, but not limited to, radiation oncologists, spine surgeons and interventional radiologists, among others.
Orthopaedics | Spine - Thoracolumbar (TL) and sacral surgery | TL and sacral fusion and fixation implant | TL pedicle screw - Shank, tulip | Medyssey Co., Ltd. | Zenius Spinal System Hedjet Reduction Poly axial Screw 5.5x25mm | DZRPS5525 | Standalone | DE0508525 | As per HSA registered indication(s) except for radiolucent implants which should be used as follows:  in patients with primary or metastatic spinal tumours who would benefit from post-operative high dose high precision beam therapy upon appropriate and stringent patient selection;  Patient selection should be done via standardised assessment such as the neurological-oncological-mechanical systemic (NOMS) framework; and  The assessment should be carried out by a multidisciplinary team (MDT), which may be inclusive of, but not limited to, radiation oncologists, spine surgeons and interventional radiologists, among others.
Orthopaedics | Spine - Thoracolumbar (TL) and sacral surgery | TL and sacral fusion and fixation implant | TL pedicle screw - Shank, tulip | Medyssey Co., Ltd. | Zenius Spinal System Hedjet Reduction Poly axial Screw 5.5x30mm | DZRPS5530 | Standalone | DE0508525 | As per HSA registered indication(s) except for radiolucent implants which should be used as follows:  in patients with primary or metastatic spinal tumours who would benefit from post-operative high dose high precision beam therapy upon appropriate and stringent patient selection;  Patient selection should be done via standardised assessment such as the neurological-oncological-mechanical systemic (NOMS) framework; and  The assessment should be carried out by a multidisciplinary team (MDT), which may be inclusive of, but not limited to, radiation oncologists, spine surgeons and interventional radiologists, among others.
Orthopaedics | Spine - Thoracolumbar (TL) and sacral surgery | TL and sacral fusion and fixation implant | TL pedicle screw - Shank, tulip | Medyssey Co., Ltd. | Zenius Spinal System Hedjet Reduction Poly axial Screw 5.5x35mm | DZRPS5535 | Standalone | DE0508525 | As per HSA registered indication(s) except for radiolucent implants which should be used as follows:  in patients with primary or metastatic spinal tumours who would benefit from post-operative high dose high precision beam therapy upon appropriate and stringent patient selection;  Patient selection should be done via standardised assessment such as the neurological-oncological-mechanical systemic (NOMS) framework; and  The assessment should be carried out by a multidisciplinary team (MDT), which may be inclusive of, but not limited to, radiation oncologists, spine surgeons and interventional radiologists, among others.
Orthopaedics | Spine - Thoracolumbar (TL) and sacral surgery | TL and sacral fusion and fixation implant | TL pedicle screw - Shank, tulip | Medyssey Co., Ltd. | Zenius Spinal System Hedjet Reduction Poly axial Screw 5.5x40mm | DZRPS5540 | Standalone | DE0508525 | As per HSA registered indication(s) except for radiolucent implants which should be used as follows:  in patients with primary or metastatic spinal tumours who would benefit from post-operative high dose high precision beam therapy upon appropriate and stringent patient selection;  Patient selection should be done via standardised assessment such as the neurological-oncological-mechanical systemic (NOMS) framework; and  The assessment should be carried out by a multidisciplinary team (MDT), which may be inclusive of, but not limited to, radiation oncologists, spine surgeons and interventional radiologists, among others.
Orthopaedics | Spine - Thoracolumbar (TL) and sacral surgery | TL and sacral fusion and fixation implant | TL pedicle screw - Shank, tulip | Medyssey Co., Ltd. | Zenius Spinal System Hedjet Reduction Poly axial Screw 5.5x45mm | DZRPS5545 | Standalone | DE0508525 | As per HSA registered indication(s) except for radiolucent implants which should be used as follows:  in patients with primary or metastatic spinal tumours who would benefit from post-operative high dose high precision beam therapy upon appropriate and stringent patient selection;  Patient selection should be done via standardised assessment such as the neurological-oncological-mechanical systemic (NOMS) framework; and  The assessment should be carried out by a multidisciplinary team (MDT), which may be inclusive of, but not limited to, radiation oncologists, spine surgeons and interventional radiologists, among others.
Orthopaedics | Spine - Thoracolumbar (TL) and sacral surgery | TL and sacral fusion and fixation implant | TL pedicle screw - Shank, tulip | Medyssey Co., Ltd. | Zenius Spinal System Hedjet Reduction Poly axial Screw 5.5x50mm | DZRPS5550 | Standalone | DE0508525 | As per HSA registered indication(s) except for radiolucent implants which should be used as follows:  in patients with primary or metastatic spinal tumours who would benefit from post-operative high dose high precision beam therapy upon appropriate and stringent patient selection;  Patient selection should be done via standardised assessment such as the neurological-oncological-mechanical systemic (NOMS) framework; and  The assessment should be carried out by a multidisciplinary team (MDT), which may be inclusive of, but not limited to, radiation oncologists, spine surgeons and interventional radiologists, among others.
Orthopaedics | Spine - Thoracolumbar (TL) and sacral surgery | TL and sacral fusion and fixation implant | TL pedicle screw - Shank, tulip | Medyssey Co., Ltd. | Zenius Spinal System Hedjet Reduction Poly axial Screw 5.5x55mm | DZRPS5555 | Standalone | DE0508525 | As per HSA registered indication(s) except for radiolucent implants which should be used as follows:  in patients with primary or metastatic spinal tumours who would benefit from post-operative high dose high precision beam therapy upon appropriate and stringent patient selection;  Patient selection should be done via standardised assessment such as the neurological-oncological-mechanical systemic (NOMS) framework; and  The assessment should be carried out by a multidisciplinary team (MDT), which may be inclusive of, but not limited to, radiation oncologists, spine surgeons and interventional radiologists, among others.
Orthopaedics | Spine - Thoracolumbar (TL) and sacral surgery | TL and sacral fusion and fixation implant | TL pedicle screw - Shank, tulip | Medyssey Co., Ltd. | Zenius Spinal System Hedjet Reduction Poly axial Screw 5.5x60mm | DZRPS5560 | Standalone | DE0508525 | As per HSA registered indication(s) except for radiolucent implants which should be used as follows:  in patients with primary or metastatic spinal tumours who would benefit from post-operative high dose high precision beam therapy upon appropriate and stringent patient selection;  Patient selection should be done via standardised assessment such as the neurological-oncological-mechanical systemic (NOMS) framework; and  The assessment should be carried out by a multidisciplinary team (MDT), which may be inclusive of, but not limited to, radiation oncologists, spine surgeons and interventional radiologists, among others.
Orthopaedics | Spine - Thoracolumbar (TL) and sacral surgery | TL and sacral fusion and fixation implant | TL pedicle screw - Shank, tulip | Medyssey Co., Ltd. | Zenius Spinal System Hedjet Reduction Poly axial Screw 5.5x65mm | DZRPS5565 | Standalone | DE0508525 | As per HSA registered indication(s) except for radiolucent implants which should be used as follows:  in patients with primary or metastatic spinal tumours who would benefit from post-operative high dose high precision beam therapy upon appropriate and stringent patient selection;  Patient selection should be done via standardised assessment such as the neurological-oncological-mechanical systemic (NOMS) framework; and  The assessment should be carried out by a multidisciplinary team (MDT), which may be inclusive of, but not limited to, radiation oncologists, spine surgeons and interventional radiologists, among others.
Orthopaedics | Spine - Thoracolumbar (TL) and sacral surgery | TL and sacral fusion and fixation implant | TL pedicle screw - Shank, tulip | Medyssey Co., Ltd. | Zenius Spinal System Hedjet Reduction Poly axial Screw 5.5x70mm | DZRPS5570 | Standalone | DE0508525 | As per HSA registered indication(s) except for radiolucent implants which should be used as follows:  in patients with primary or metastatic spinal tumours who would benefit from post-operative high dose high precision beam therapy upon appropriate and stringent patient selection;  Patient selection should be done via standardised assessment such as the neurological-oncological-mechanical systemic (NOMS) framework; and  The assessment should be carried out by a multidisciplinary team (MDT), which may be inclusive of, but not limited to, radiation oncologists, spine surgeons and interventional radiologists, among others.
Orthopaedics | Spine - Thoracolumbar (TL) and sacral surgery | TL and sacral fusion and fixation implant | TL pedicle screw - Shank, tulip | Medyssey Co., Ltd. | Zenius Spinal System Hedjet Reduction Poly axial Screw 6.5x25mm | DZRPS6525 | Standalone | DE0508525 | As per HSA registered indication(s) except for radiolucent implants which should be used as follows:  in patients with primary or metastatic spinal tumours who would benefit from post-operative high dose high precision beam therapy upon appropriate and stringent patient selection;  Patient selection should be done via standardised assessment such as the neurological-oncological-mechanical systemic (NOMS) framework; and  The assessment should be carried out by a multidisciplinary team (MDT), which may be inclusive of, but not limited to, radiation oncologists, spine surgeons and interventional radiologists, among others.
Orthopaedics | Spine - Thoracolumbar (TL) and sacral surgery | TL and sacral fusion and fixation implant | TL pedicle screw - Shank, tulip | Medyssey Co., Ltd. | Zenius Spinal System Hedjet Reduction Poly axial Screw 6.5x30mm | DZRPS6530 | Standalone | DE0508525 | As per HSA registered indication(s) except for radiolucent implants which should be used as follows:  in patients with primary or metastatic spinal tumours who would benefit from post-operative high dose high precision beam therapy upon appropriate and stringent patient selection;  Patient selection should be done via standardised assessment such as the neurological-oncological-mechanical systemic (NOMS) framework; and  The assessment should be carried out by a multidisciplinary team (MDT), which may be inclusive of, but not limited to, radiation oncologists, spine surgeons and interventional radiologists, among others.
Orthopaedics | Spine - Thoracolumbar (TL) and sacral surgery | TL and sacral fusion and fixation implant | TL pedicle screw - Shank, tulip | Medyssey Co., Ltd. | Zenius Spinal System Hedjet Reduction Poly axial Screw 6.5x35mm | DZRPS6535 | Standalone | DE0508525 | As per HSA registered indication(s) except for radiolucent implants which should be used as follows:  in patients with primary or metastatic spinal tumours who would benefit from post-operative high dose high precision beam therapy upon appropriate and stringent patient selection;  Patient selection should be done via standardised assessment such as the neurological-oncological-mechanical systemic (NOMS) framework; and  The assessment should be carried out by a multidisciplinary team (MDT), which may be inclusive of, but not limited to, radiation oncologists, spine surgeons and interventional radiologists, among others.
Orthopaedics | Spine - Thoracolumbar (TL) and sacral surgery | TL and sacral fusion and fixation implant | TL pedicle screw - Shank, tulip | Medyssey Co., Ltd. | Zenius Spinal System Hedjet Reduction Poly axial Screw 6.5x40mm | DZRPS6540 | Standalone | DE0508525 | As per HSA registered indication(s) except for radiolucent implants which should be used as follows:  in patients with primary or metastatic spinal tumours who would benefit from post-operative high dose high precision beam therapy upon appropriate and stringent patient selection;  Patient selection should be done via standardised assessment such as the neurological-oncological-mechanical systemic (NOMS) framework; and  The assessment should be carried out by a multidisciplinary team (MDT), which may be inclusive of, but not limited to, radiation oncologists, spine surgeons and interventional radiologists, among others.
Orthopaedics | Spine - Thoracolumbar (TL) and sacral surgery | TL and sacral fusion and fixation implant | TL pedicle screw - Shank, tulip | Medyssey Co., Ltd. | Zenius Spinal System Hedjet Reduction Poly axial Screw 6.5x45mm | DZRPS6545 | Standalone | DE0508525 | As per HSA registered indication(s) except for radiolucent implants which should be used as follows:  in patients with primary or metastatic spinal tumours who would benefit from post-operative high dose high precision beam therapy upon appropriate and stringent patient selection;  Patient selection should be done via standardised assessment such as the neurological-oncological-mechanical systemic (NOMS) framework; and  The assessment should be carried out by a multidisciplinary team (MDT), which may be inclusive of, but not limited to, radiation oncologists, spine surgeons and interventional radiologists, among others.
Orthopaedics | Spine - Thoracolumbar (TL) and sacral surgery | TL and sacral fusion and fixation implant | TL pedicle screw - Shank, tulip | Medyssey Co., Ltd. | Zenius Spinal System Hedjet Reduction Poly axial Screw 6.5x50mm | DZRPS6550 | Standalone | DE0508525 | As per HSA registered indication(s) except for radiolucent implants which should be used as follows:  in patients with primary or metastatic spinal tumours who would benefit from post-operative high dose high precision beam therapy upon appropriate and stringent patient selection;  Patient selection should be done via standardised assessment such as the neurological-oncological-mechanical systemic (NOMS) framework; and  The assessment should be carried out by a multidisciplinary team (MDT), which may be inclusive of, but not limited to, radiation oncologists, spine surgeons and interventional radiologists, among others.
Orthopaedics | Spine - Thoracolumbar (TL) and sacral surgery | TL and sacral fusion and fixation implant | TL pedicle screw - Shank, tulip | Medyssey Co., Ltd. | Zenius Spinal System Hedjet Reduction Poly axial Screw 6.5x55mm | DZRPS6555 | Standalone | DE0508525 | As per HSA registered indication(s) except for radiolucent implants which should be used as follows:  in patients with primary or metastatic spinal tumours who would benefit from post-operative high dose high precision beam therapy upon appropriate and stringent patient selection;  Patient selection should be done via standardised assessment such as the neurological-oncological-mechanical systemic (NOMS) framework; and  The assessment should be carried out by a multidisciplinary team (MDT), which may be inclusive of, but not limited to, radiation oncologists, spine surgeons and interventional radiologists, among others.
Orthopaedics | Spine - Thoracolumbar (TL) and sacral surgery | TL and sacral fusion and fixation implant | TL pedicle screw - Shank, tulip | Medyssey Co., Ltd. | Zenius Spinal System Hedjet Reduction Poly axial Screw 6.5x60mm | DZRPS6560 | Standalone | DE0508525 | As per HSA registered indication(s) except for radiolucent implants which should be used as follows:  in patients with primary or metastatic spinal tumours who would benefit from post-operative high dose high precision beam therapy upon appropriate and stringent patient selection;  Patient selection should be done via standardised assessment such as the neurological-oncological-mechanical systemic (NOMS) framework; and  The assessment should be carried out by a multidisciplinary team (MDT), which may be inclusive of, but not limited to, radiation oncologists, spine surgeons and interventional radiologists, among others.
Orthopaedics | Spine - Thoracolumbar (TL) and sacral surgery | TL and sacral fusion and fixation implant | TL pedicle screw - Shank, tulip | Medyssey Co., Ltd. | Zenius Spinal System Hedjet Reduction Poly axial Screw 6.5x65mm | DZRPS6565 | Standalone | DE0508525 | As per HSA registered indication(s) except for radiolucent implants which should be used as follows:  in patients with primary or metastatic spinal tumours who would benefit from post-operative high dose high precision beam therapy upon appropriate and stringent patient selection;  Patient selection should be done via standardised assessment such as the neurological-oncological-mechanical systemic (NOMS) framework; and  The assessment should be carried out by a multidisciplinary team (MDT), which may be inclusive of, but not limited to, radiation oncologists, spine surgeons and interventional radiologists, among others.
Orthopaedics | Spine - Thoracolumbar (TL) and sacral surgery | TL and sacral fusion and fixation implant | TL pedicle screw - Shank, tulip | Medyssey Co., Ltd. | Zenius Spinal System Hedjet Reduction Poly axial Screw 6.5x70mm | DZRPS6570 | Standalone | DE0508525 | As per HSA registered indication(s) except for radiolucent implants which should be used as follows:  in patients with primary or metastatic spinal tumours who would benefit from post-operative high dose high precision beam therapy upon appropriate and stringent patient selection;  Patient selection should be done via standardised assessment such as the neurological-oncological-mechanical systemic (NOMS) framework; and  The assessment should be carried out by a multidisciplinary team (MDT), which may be inclusive of, but not limited to, radiation oncologists, spine surgeons and interventional radiologists, among others.
Orthopaedics | Spine - Thoracolumbar (TL) and sacral surgery | TL and sacral fusion and fixation implant | TL pedicle screw - Shank, tulip | Medyssey Co., Ltd. | Zenius Spinal System Hedjet Reduction Poly axial Screw 7.5x30mm | DZRPS7530 | Standalone | DE0508525 | As per HSA registered indication(s) except for radiolucent implants which should be used as follows:  in patients with primary or metastatic spinal tumours who would benefit from post-operative high dose high precision beam therapy upon appropriate and stringent patient selection;  Patient selection should be done via standardised assessment such as the neurological-oncological-mechanical systemic (NOMS) framework; and  The assessment should be carried out by a multidisciplinary team (MDT), which may be inclusive of, but not limited to, radiation oncologists, spine surgeons and interventional radiologists, among others.
Orthopaedics | Spine - Thoracolumbar (TL) and sacral surgery | TL and sacral fusion and fixation implant | TL pedicle screw - Shank, tulip | Medyssey Co., Ltd. | Zenius Spinal System Hedjet Reduction Poly axial Screw 7.5x35mm | DZRPS7535 | Standalone | DE0508525 | As per HSA registered indication(s) except for radiolucent implants which should be used as follows:  in patients with primary or metastatic spinal tumours who would benefit from post-operative high dose high precision beam therapy upon appropriate and stringent patient selection;  Patient selection should be done via standardised assessment such as the neurological-oncological-mechanical systemic (NOMS) framework; and  The assessment should be carried out by a multidisciplinary team (MDT), which may be inclusive of, but not limited to, radiation oncologists, spine surgeons and interventional radiologists, among others.
Orthopaedics | Spine - Thoracolumbar (TL) and sacral surgery | TL and sacral fusion and fixation implant | TL pedicle screw - Shank, tulip | Medyssey Co., Ltd. | Zenius Spinal System Hedjet Reduction Poly axial Screw 7.5x40mm | DZRPS7540 | Standalone | DE0508525 | As per HSA registered indication(s) except for radiolucent implants which should be used as follows:  in patients with primary or metastatic spinal tumours who would benefit from post-operative high dose high precision beam therapy upon appropriate and stringent patient selection;  Patient selection should be done via standardised assessment such as the neurological-oncological-mechanical systemic (NOMS) framework; and  The assessment should be carried out by a multidisciplinary team (MDT), which may be inclusive of, but not limited to, radiation oncologists, spine surgeons and interventional radiologists, among others.
Orthopaedics | Spine - Thoracolumbar (TL) and sacral surgery | TL and sacral fusion and fixation implant | TL pedicle screw - Shank, tulip | Medyssey Co., Ltd. | Zenius Spinal System Hedjet Reduction Poly axial Screw 7.5x45mm | DZRPS7545 | Standalone | DE0508525 | As per HSA registered indication(s) except for radiolucent implants which should be used as follows:  in patients with primary or metastatic spinal tumours who would benefit from post-operative high dose high precision beam therapy upon appropriate and stringent patient selection;  Patient selection should be done via standardised assessment such as the neurological-oncological-mechanical systemic (NOMS) framework; and  The assessment should be carried out by a multidisciplinary team (MDT), which may be inclusive of, but not limited to, radiation oncologists, spine surgeons and interventional radiologists, among others.
Orthopaedics | Spine - Thoracolumbar (TL) and sacral surgery | TL and sacral fusion and fixation implant | TL pedicle screw - Shank, tulip | Medyssey Co., Ltd. | Zenius Spinal System Hedjet Reduction Poly axial Screw 7.5x50mm | DZRPS7550 | Standalone | DE0508525 | As per HSA registered indication(s) except for radiolucent implants which should be used as follows:  in patients with primary or metastatic spinal tumours who would benefit from post-operative high dose high precision beam therapy upon appropriate and stringent patient selection;  Patient selection should be done via standardised assessment such as the neurological-oncological-mechanical systemic (NOMS) framework; and  The assessment should be carried out by a multidisciplinary team (MDT), which may be inclusive of, but not limited to, radiation oncologists, spine surgeons and interventional radiologists, among others.
Orthopaedics | Spine - Thoracolumbar (TL) and sacral surgery | TL and sacral fusion and fixation implant | TL pedicle screw - Shank, tulip | Medyssey Co., Ltd. | Zenius Spinal System Hedjet Reduction Poly axial Screw 7.5x55mm | DZRPS7555 | Standalone | DE0508525 | As per HSA registered indication(s) except for radiolucent implants which should be used as follows:  in patients with primary or metastatic spinal tumours who would benefit from post-operative high dose high precision beam therapy upon appropriate and stringent patient selection;  Patient selection should be done via standardised assessment such as the neurological-oncological-mechanical systemic (NOMS) framework; and  The assessment should be carried out by a multidisciplinary team (MDT), which may be inclusive of, but not limited to, radiation oncologists, spine surgeons and interventional radiologists, among others.
Orthopaedics | Spine - Thoracolumbar (TL) and sacral surgery | TL and sacral fusion and fixation implant | TL pedicle screw - Shank, tulip | Medyssey Co., Ltd. | Zenius Spinal System Hedjet Reduction Poly axial Screw 7.5x60mm | DZRPS7560 | Standalone | DE0508525 | As per HSA registered indication(s) except for radiolucent implants which should be used as follows:  in patients with primary or metastatic spinal tumours who would benefit from post-operative high dose high precision beam therapy upon appropriate and stringent patient selection;  Patient selection should be done via standardised assessment such as the neurological-oncological-mechanical systemic (NOMS) framework; and  The assessment should be carried out by a multidisciplinary team (MDT), which may be inclusive of, but not limited to, radiation oncologists, spine surgeons and interventional radiologists, among others.
Orthopaedics | Spine - Thoracolumbar (TL) and sacral surgery | TL and sacral fusion and fixation implant | TL pedicle screw - Shank, tulip | Medyssey Co., Ltd. | Zenius Spinal System Hedjet Reduction Poly axial Screw 7.5x65mm | DZRPS7565 | Standalone | DE0508525 | As per HSA registered indication(s) except for radiolucent implants which should be used as follows:  in patients with primary or metastatic spinal tumours who would benefit from post-operative high dose high precision beam therapy upon appropriate and stringent patient selection;  Patient selection should be done via standardised assessment such as the neurological-oncological-mechanical systemic (NOMS) framework; and  The assessment should be carried out by a multidisciplinary team (MDT), which may be inclusive of, but not limited to, radiation oncologists, spine surgeons and interventional radiologists, among others.
Orthopaedics | Spine - Thoracolumbar (TL) and sacral surgery | TL and sacral fusion and fixation implant | TL pedicle screw - Shank, tulip | Medyssey Co., Ltd. | Zenius Spinal System Hedjet Reduction Poly axial Screw 7.5x70mm | DZRPS7570 | Standalone | DE0508525 | As per HSA registered indication(s) except for radiolucent implants which should be used as follows:  in patients with primary or metastatic spinal tumours who would benefit from post-operative high dose high precision beam therapy upon appropriate and stringent patient selection;  Patient selection should be done via standardised assessment such as the neurological-oncological-mechanical systemic (NOMS) framework; and  The assessment should be carried out by a multidisciplinary team (MDT), which may be inclusive of, but not limited to, radiation oncologists, spine surgeons and interventional radiologists, among others.
Orthopaedics | Spine - Thoracolumbar (TL) and sacral surgery | TL and sacral fusion and fixation implant | TL pedicle screw - Shank, tulip | Medyssey Co., Ltd. | Zenius Spinal System Hedjet Reduction Poly axial Screw 8.5x30mm | DZRPS8530 | Standalone | DE0508525 | As per HSA registered indication(s) except for radiolucent implants which should be used as follows:  in patients with primary or metastatic spinal tumours who would benefit from post-operative high dose high precision beam therapy upon appropriate and stringent patient selection;  Patient selection should be done via standardised assessment such as the neurological-oncological-mechanical systemic (NOMS) framework; and  The assessment should be carried out by a multidisciplinary team (MDT), which may be inclusive of, but not limited to, radiation oncologists, spine surgeons and interventional radiologists, among others.
Orthopaedics | Spine - Thoracolumbar (TL) and sacral surgery | TL and sacral fusion and fixation implant | TL pedicle screw - Shank, tulip | Medyssey Co., Ltd. | Zenius Spinal System Hedjet Reduction Poly axial Screw 8.5x35mm | DZRPS8535 | Standalone | DE0508525 | As per HSA registered indication(s) except for radiolucent implants which should be used as follows:  in patients with primary or metastatic spinal tumours who would benefit from post-operative high dose high precision beam therapy upon appropriate and stringent patient selection;  Patient selection should be done via standardised assessment such as the neurological-oncological-mechanical systemic (NOMS) framework; and  The assessment should be carried out by a multidisciplinary team (MDT), which may be inclusive of, but not limited to, radiation oncologists, spine surgeons and interventional radiologists, among others.
Orthopaedics | Spine - Thoracolumbar (TL) and sacral surgery | TL and sacral fusion and fixation implant | TL pedicle screw - Shank, tulip | Medyssey Co., Ltd. | Zenius Spinal System Hedjet Reduction Poly axial Screw 8.5x40mm | DZRPS8540 | Standalone | DE0508525 | As per HSA registered indication(s) except for radiolucent implants which should be used as follows:  in patients with primary or metastatic spinal tumours who would benefit from post-operative high dose high precision beam therapy upon appropriate and stringent patient selection;  Patient selection should be done via standardised assessment such as the neurological-oncological-mechanical systemic (NOMS) framework; and  The assessment should be carried out by a multidisciplinary team (MDT), which may be inclusive of, but not limited to, radiation oncologists, spine surgeons and interventional radiologists, among others.
Orthopaedics | Spine - Thoracolumbar (TL) and sacral surgery | TL and sacral fusion and fixation implant | TL pedicle screw - Shank, tulip | Medyssey Co., Ltd. | Zenius Spinal System Hedjet Reduction Poly axial Screw 8.5x45mm | DZRPS8545 | Standalone | DE0508525 | As per HSA registered indication(s) except for radiolucent implants which should be used as follows:  in patients with primary or metastatic spinal tumours who would benefit from post-operative high dose high precision beam therapy upon appropriate and stringent patient selection;  Patient selection should be done via standardised assessment such as the neurological-oncological-mechanical systemic (NOMS) framework; and  The assessment should be carried out by a multidisciplinary team (MDT), which may be inclusive of, but not limited to, radiation oncologists, spine surgeons and interventional radiologists, among others.
Orthopaedics | Spine - Thoracolumbar (TL) and sacral surgery | TL and sacral fusion and fixation implant | TL pedicle screw - Shank, tulip | Medyssey Co., Ltd. | Zenius Spinal System Hedjet Reduction Poly axial Screw 8.5x50mm | DZRPS8550 | Standalone | DE0508525 | As per HSA registered indication(s) except for radiolucent implants which should be used as follows:  in patients with primary or metastatic spinal tumours who would benefit from post-operative high dose high precision beam therapy upon appropriate and stringent patient selection;  Patient selection should be done via standardised assessment such as the neurological-oncological-mechanical systemic (NOMS) framework; and  The assessment should be carried out by a multidisciplinary team (MDT), which may be inclusive of, but not limited to, radiation oncologists, spine surgeons and interventional radiologists, among others.
Orthopaedics | Spine - Thoracolumbar (TL) and sacral surgery | TL and sacral fusion and fixation implant | TL pedicle screw - Shank, tulip | Medyssey Co., Ltd. | Zenius Spinal System Hedjet Reduction Poly axial Screw 8.5x55mm | DZRPS8555 | Standalone | DE0508525 | As per HSA registered indication(s) except for radiolucent implants which should be used as follows:  in patients with primary or metastatic spinal tumours who would benefit from post-operative high dose high precision beam therapy upon appropriate and stringent patient selection;  Patient selection should be done via standardised assessment such as the neurological-oncological-mechanical systemic (NOMS) framework; and  The assessment should be carried out by a multidisciplinary team (MDT), which may be inclusive of, but not limited to, radiation oncologists, spine surgeons and interventional radiologists, among others.
Orthopaedics | Spine - Thoracolumbar (TL) and sacral surgery | TL and sacral fusion and fixation implant | TL pedicle screw - Shank, tulip | Medyssey Co., Ltd. | Zenius Spinal System Hedjet Reduction Poly axial Screw 8.5x60mm | DZRPS8560 | Standalone | DE0508525 | As per HSA registered indication(s) except for radiolucent implants which should be used as follows:  in patients with primary or metastatic spinal tumours who would benefit from post-operative high dose high precision beam therapy upon appropriate and stringent patient selection;  Patient selection should be done via standardised assessment such as the neurological-oncological-mechanical systemic (NOMS) framework; and  The assessment should be carried out by a multidisciplinary team (MDT), which may be inclusive of, but not limited to, radiation oncologists, spine surgeons and interventional radiologists, among others.
Orthopaedics | Spine - Thoracolumbar (TL) and sacral surgery | TL and sacral fusion and fixation implant | TL pedicle screw - Shank, tulip | Medyssey Co., Ltd. | Zenius Spinal System Hedjet Reduction Poly axial Screw 8.5x65mm | DZRPS8565 | Standalone | DE0508525 | As per HSA registered indication(s) except for radiolucent implants which should be used as follows:  in patients with primary or metastatic spinal tumours who would benefit from post-operative high dose high precision beam therapy upon appropriate and stringent patient selection;  Patient selection should be done via standardised assessment such as the neurological-oncological-mechanical systemic (NOMS) framework; and  The assessment should be carried out by a multidisciplinary team (MDT), which may be inclusive of, but not limited to, radiation oncologists, spine surgeons and interventional radiologists, among others.
Orthopaedics | Spine - Thoracolumbar (TL) and sacral surgery | TL and sacral fusion and fixation implant | TL pedicle screw - Shank, tulip | Medyssey Co., Ltd. | Zenius Spinal System Hedjet Reduction Poly axial Screw 8.5x70mm | DZRPS8570 | Standalone | DE0508525 | As per HSA registered indication(s) except for radiolucent implants which should be used as follows:  in patients with primary or metastatic spinal tumours who would benefit from post-operative high dose high precision beam therapy upon appropriate and stringent patient selection;  Patient selection should be done via standardised assessment such as the neurological-oncological-mechanical systemic (NOMS) framework; and  The assessment should be carried out by a multidisciplinary team (MDT), which may be inclusive of, but not limited to, radiation oncologists, spine surgeons and interventional radiologists, among others.
Orthopaedics | Spine - Thoracolumbar (TL) and sacral surgery | TL and sacral fusion and fixation implant | TL pedicle screw - Shank, tulip | Medyssey Co., Ltd. | Hedjet Spinal System 15mm Reduction Poly axial Screw 4.5x20mm | 15DZRPS4520 | Standalone | DE0508525 | As per HSA registered indication(s) except for radiolucent implants which should be used as follows:  in patients with primary or metastatic spinal tumours who would benefit from post-operative high dose high precision beam therapy upon appropriate and stringent patient selection;  Patient selection should be done via standardised assessment such as the neurological-oncological-mechanical systemic (NOMS) framework; and  The assessment should be carried out by a multidisciplinary team (MDT), which may be inclusive of, but not limited to, radiation oncologists, spine surgeons and interventional radiologists, among others.
Orthopaedics | Spine - Thoracolumbar (TL) and sacral surgery | TL and sacral fusion and fixation implant | TL pedicle screw - Shank, tulip | Medyssey Co., Ltd. | Hedjet Spinal System 15mm Reduction Poly axial Screw 4.5x25mm | 15DZRPS4525 | Standalone | DE0508525 | As per HSA registered indication(s) except for radiolucent implants which should be used as follows:  in patients with primary or metastatic spinal tumours who would benefit from post-operative high dose high precision beam therapy upon appropriate and stringent patient selection;  Patient selection should be done via standardised assessment such as the neurological-oncological-mechanical systemic (NOMS) framework; and  The assessment should be carried out by a multidisciplinary team (MDT), which may be inclusive of, but not limited to, radiation oncologists, spine surgeons and interventional radiologists, among others.
Orthopaedics | Spine - Thoracolumbar (TL) and sacral surgery | TL and sacral fusion and fixation implant | TL pedicle screw - Shank, tulip | Medyssey Co., Ltd. | Hedjet Spinal System 15mm Reduction Poly axial Screw 4.5x30mm | 15DZRPS4530 | Standalone | DE0508525 | As per HSA registered indication(s) except for radiolucent implants which should be used as follows:  in patients with primary or metastatic spinal tumours who would benefit from post-operative high dose high precision beam therapy upon appropriate and stringent patient selection;  Patient selection should be done via standardised assessment such as the neurological-oncological-mechanical systemic (NOMS) framework; and  The assessment should be carried out by a multidisciplinary team (MDT), which may be inclusive of, but not limited to, radiation oncologists, spine surgeons and interventional radiologists, among others.
Orthopaedics | Spine - Thoracolumbar (TL) and sacral surgery | TL and sacral fusion and fixation implant | TL pedicle screw - Shank, tulip | Medyssey Co., Ltd. | Hedjet Spinal System 15mm Reduction Poly axial Screw 4.5x35mm | 15DZRPS4535 | Standalone | DE0508525 | As per HSA registered indication(s) except for radiolucent implants which should be used as follows:  in patients with primary or metastatic spinal tumours who would benefit from post-operative high dose high precision beam therapy upon appropriate and stringent patient selection;  Patient selection should be done via standardised assessment such as the neurological-oncological-mechanical systemic (NOMS) framework; and  The assessment should be carried out by a multidisciplinary team (MDT), which may be inclusive of, but not limited to, radiation oncologists, spine surgeons and interventional radiologists, among others.
Orthopaedics | Spine - Thoracolumbar (TL) and sacral surgery | TL and sacral fusion and fixation implant | TL pedicle screw - Shank, tulip | Medyssey Co., Ltd. | Hedjet Spinal System 15mm Reduction Poly axial Screw 4.5x40mm | 15DZRPS4540 | Standalone | DE0508525 | As per HSA registered indication(s) except for radiolucent implants which should be used as follows:  in patients with primary or metastatic spinal tumours who would benefit from post-operative high dose high precision beam therapy upon appropriate and stringent patient selection;  Patient selection should be done via standardised assessment such as the neurological-oncological-mechanical systemic (NOMS) framework; and  The assessment should be carried out by a multidisciplinary team (MDT), which may be inclusive of, but not limited to, radiation oncologists, spine surgeons and interventional radiologists, among others.
Orthopaedics | Spine - Thoracolumbar (TL) and sacral surgery | TL and sacral fusion and fixation implant | TL pedicle screw - Shank, tulip | Medyssey Co., Ltd. | Hedjet Spinal System 15mm Reduction Poly axial Screw 4.5x45mm | 15DZRPS4545 | Standalone | DE0508525 | As per HSA registered indication(s) except for radiolucent implants which should be used as follows:  in patients with primary or metastatic spinal tumours who would benefit from post-operative high dose high precision beam therapy upon appropriate and stringent patient selection;  Patient selection should be done via standardised assessment such as the neurological-oncological-mechanical systemic (NOMS) framework; and  The assessment should be carried out by a multidisciplinary team (MDT), which may be inclusive of, but not limited to, radiation oncologists, spine surgeons and interventional radiologists, among others.
Orthopaedics | Spine - Thoracolumbar (TL) and sacral surgery | TL and sacral fusion and fixation implant | TL pedicle screw - Shank, tulip | Medyssey Co., Ltd. | Hedjet Spinal System 15mm Reduction Poly axial Screw 4.5x50mm | 15DZRPS4550 | Standalone | DE0508525 | As per HSA registered indication(s) except for radiolucent implants which should be used as follows:  in patients with primary or metastatic spinal tumours who would benefit from post-operative high dose high precision beam therapy upon appropriate and stringent patient selection;  Patient selection should be done via standardised assessment such as the neurological-oncological-mechanical systemic (NOMS) framework; and  The assessment should be carried out by a multidisciplinary team (MDT), which may be inclusive of, but not limited to, radiation oncologists, spine surgeons and interventional radiologists, among others.
Orthopaedics | Spine - Thoracolumbar (TL) and sacral surgery | TL and sacral fusion and fixation implant | TL pedicle screw - Shank, tulip | Medyssey Co., Ltd. | Hedjet Spinal System 15mm Reduction Poly axial Screw 4.5x55mm | 15DZRPS4555 | Standalone | DE0508525 | As per HSA registered indication(s) except for radiolucent implants which should be used as follows:  in patients with primary or metastatic spinal tumours who would benefit from post-operative high dose high precision beam therapy upon appropriate and stringent patient selection;  Patient selection should be done via standardised assessment such as the neurological-oncological-mechanical systemic (NOMS) framework; and  The assessment should be carried out by a multidisciplinary team (MDT), which may be inclusive of, but not limited to, radiation oncologists, spine surgeons and interventional radiologists, among others.
Orthopaedics | Spine - Thoracolumbar (TL) and sacral surgery | TL and sacral fusion and fixation implant | TL pedicle screw - Shank, tulip | Medyssey Co., Ltd. | Hedjet Spinal System 15mm Reduction Poly axial Screw 4.5x60mm | 15DZRPS4560 | Standalone | DE0508525 | As per HSA registered indication(s) except for radiolucent implants which should be used as follows:  in patients with primary or metastatic spinal tumours who would benefit from post-operative high dose high precision beam therapy upon appropriate and stringent patient selection;  Patient selection should be done via standardised assessment such as the neurological-oncological-mechanical systemic (NOMS) framework; and  The assessment should be carried out by a multidisciplinary team (MDT), which may be inclusive of, but not limited to, radiation oncologists, spine surgeons and interventional radiologists, among others.
Orthopaedics | Spine - Thoracolumbar (TL) and sacral surgery | TL and sacral fusion and fixation implant | TL pedicle screw - Shank, tulip | Medyssey Co., Ltd. | Hedjet Spinal System 15mm Reduction Poly axial Screw 5.5x20mm | 15DZRPS5520 | Standalone | DE0508525 | As per HSA registered indication(s) except for radiolucent implants which should be used as follows:  in patients with primary or metastatic spinal tumours who would benefit from post-operative high dose high precision beam therapy upon appropriate and stringent patient selection;  Patient selection should be done via standardised assessment such as the neurological-oncological-mechanical systemic (NOMS) framework; and  The assessment should be carried out by a multidisciplinary team (MDT), which may be inclusive of, but not limited to, radiation oncologists, spine surgeons and interventional radiologists, among others.
Orthopaedics | Spine - Thoracolumbar (TL) and sacral surgery | TL and sacral fusion and fixation implant | TL pedicle screw - Shank, tulip | Medyssey Co., Ltd. | Hedjet Spinal System 15mm Reduction Poly axial Screw 5.5x25mm | 15DZRPS5525 | Standalone | DE0508525 | As per HSA registered indication(s) except for radiolucent implants which should be used as follows:  in patients with primary or metastatic spinal tumours who would benefit from post-operative high dose high precision beam therapy upon appropriate and stringent patient selection;  Patient selection should be done via standardised assessment such as the neurological-oncological-mechanical systemic (NOMS) framework; and  The assessment should be carried out by a multidisciplinary team (MDT), which may be inclusive of, but not limited to, radiation oncologists, spine surgeons and interventional radiologists, among others.
Orthopaedics | Spine - Thoracolumbar (TL) and sacral surgery | TL and sacral fusion and fixation implant | TL pedicle screw - Shank, tulip | Medyssey Co., Ltd. | Hedjet Spinal System 15mm Reduction Poly axial Screw 5.5x30mm | 15DZRPS5530 | Standalone | DE0508525 | As per HSA registered indication(s) except for radiolucent implants which should be used as follows:  in patients with primary or metastatic spinal tumours who would benefit from post-operative high dose high precision beam therapy upon appropriate and stringent patient selection;  Patient selection should be done via standardised assessment such as the neurological-oncological-mechanical systemic (NOMS) framework; and  The assessment should be carried out by a multidisciplinary team (MDT), which may be inclusive of, but not limited to, radiation oncologists, spine surgeons and interventional radiologists, among others.
Orthopaedics | Spine - Thoracolumbar (TL) and sacral surgery | TL and sacral fusion and fixation implant | TL pedicle screw - Shank, tulip | Medyssey Co., Ltd. | Hedjet Spinal System 15mm Reduction Poly axial Screw 5.5x35mm | 15DZRPS5535 | Standalone | DE0508525 | As per HSA registered indication(s) except for radiolucent implants which should be used as follows:  in patients with primary or metastatic spinal tumours who would benefit from post-operative high dose high precision beam therapy upon appropriate and stringent patient selection;  Patient selection should be done via standardised assessment such as the neurological-oncological-mechanical systemic (NOMS) framework; and  The assessment should be carried out by a multidisciplinary team (MDT), which may be inclusive of, but not limited to, radiation oncologists, spine surgeons and interventional radiologists, among others.
Orthopaedics | Spine - Thoracolumbar (TL) and sacral surgery | TL and sacral fusion and fixation implant | TL pedicle screw - Shank, tulip | Medyssey Co., Ltd. | Hedjet Spinal System 15mm Reduction Poly axial Screw 5.5x40mm | 15DZRPS5540 | Standalone | DE0508525 | As per HSA registered indication(s) except for radiolucent implants which should be used as follows:  in patients with primary or metastatic spinal tumours who would benefit from post-operative high dose high precision beam therapy upon appropriate and stringent patient selection;  Patient selection should be done via standardised assessment such as the neurological-oncological-mechanical systemic (NOMS) framework; and  The assessment should be carried out by a multidisciplinary team (MDT), which may be inclusive of, but not limited to, radiation oncologists, spine surgeons and interventional radiologists, among others.
Orthopaedics | Spine - Thoracolumbar (TL) and sacral surgery | TL and sacral fusion and fixation implant | TL pedicle screw - Shank, tulip | Medyssey Co., Ltd. | Hedjet Spinal System 15mm Reduction Poly axial Screw 5.5x45mm | 15DZRPS5545 | Standalone | DE0508525 | As per HSA registered indication(s) except for radiolucent implants which should be used as follows:  in patients with primary or metastatic spinal tumours who would benefit from post-operative high dose high precision beam therapy upon appropriate and stringent patient selection;  Patient selection should be done via standardised assessment such as the neurological-oncological-mechanical systemic (NOMS) framework; and  The assessment should be carried out by a multidisciplinary team (MDT), which may be inclusive of, but not limited to, radiation oncologists, spine surgeons and interventional radiologists, among others.
Orthopaedics | Spine - Thoracolumbar (TL) and sacral surgery | TL and sacral fusion and fixation implant | TL pedicle screw - Shank, tulip | Medyssey Co., Ltd. | Hedjet Spinal System 15mm Reduction Poly axial Screw 5.5x50mm | 15DZRPS5550 | Standalone | DE0508525 | As per HSA registered indication(s) except for radiolucent implants which should be used as follows:  in patients with primary or metastatic spinal tumours who would benefit from post-operative high dose high precision beam therapy upon appropriate and stringent patient selection;  Patient selection should be done via standardised assessment such as the neurological-oncological-mechanical systemic (NOMS) framework; and  The assessment should be carried out by a multidisciplinary team (MDT), which may be inclusive of, but not limited to, radiation oncologists, spine surgeons and interventional radiologists, among others.
Orthopaedics | Spine - Thoracolumbar (TL) and sacral surgery | TL and sacral fusion and fixation implant | TL pedicle screw - Shank, tulip | Medyssey Co., Ltd. | Hedjet Spinal System 15mm Reduction Poly axial Screw 5.5x55mm | 15DZRPS5555 | Standalone | DE0508525 | As per HSA registered indication(s) except for radiolucent implants which should be used as follows:  in patients with primary or metastatic spinal tumours who would benefit from post-operative high dose high precision beam therapy upon appropriate and stringent patient selection;  Patient selection should be done via standardised assessment such as the neurological-oncological-mechanical systemic (NOMS) framework; and  The assessment should be carried out by a multidisciplinary team (MDT), which may be inclusive of, but not limited to, radiation oncologists, spine surgeons and interventional radiologists, among others.
Orthopaedics | Spine - Thoracolumbar (TL) and sacral surgery | TL and sacral fusion and fixation implant | TL pedicle screw - Shank, tulip | Medyssey Co., Ltd. | Hedjet Spinal System 15mm Reduction Poly axial Screw 5.5x60mm | 15DZRPS5560 | Standalone | DE0508525 | As per HSA registered indication(s) except for radiolucent implants which should be used as follows:  in patients with primary or metastatic spinal tumours who would benefit from post-operative high dose high precision beam therapy upon appropriate and stringent patient selection;  Patient selection should be done via standardised assessment such as the neurological-oncological-mechanical systemic (NOMS) framework; and  The assessment should be carried out by a multidisciplinary team (MDT), which may be inclusive of, but not limited to, radiation oncologists, spine surgeons and interventional radiologists, among others.
Orthopaedics | Spine - Thoracolumbar (TL) and sacral surgery | TL and sacral fusion and fixation implant | TL pedicle screw - Shank, tulip | Medyssey Co., Ltd. | Hedjet Spinal System 15mm Reduction Poly axial Screw 5.5x65mm | 15DZRPS5565 | Standalone | DE0508525 | As per HSA registered indication(s) except for radiolucent implants which should be used as follows:  in patients with primary or metastatic spinal tumours who would benefit from post-operative high dose high precision beam therapy upon appropriate and stringent patient selection;  Patient selection should be done via standardised assessment such as the neurological-oncological-mechanical systemic (NOMS) framework; and  The assessment should be carried out by a multidisciplinary team (MDT), which may be inclusive of, but not limited to, radiation oncologists, spine surgeons and interventional radiologists, among others.
Orthopaedics | Spine - Thoracolumbar (TL) and sacral surgery | TL and sacral fusion and fixation implant | TL pedicle screw - Shank, tulip | Medyssey Co., Ltd. | Hedjet Spinal System 15mm Reduction Poly axial Screw 5.5x70mm | 15DZRPS5570 | Standalone | DE0508525 | As per HSA registered indication(s) except for radiolucent implants which should be used as follows:  in patients with primary or metastatic spinal tumours who would benefit from post-operative high dose high precision beam therapy upon appropriate and stringent patient selection;  Patient selection should be done via standardised assessment such as the neurological-oncological-mechanical systemic (NOMS) framework; and  The assessment should be carried out by a multidisciplinary team (MDT), which may be inclusive of, but not limited to, radiation oncologists, spine surgeons and interventional radiologists, among others.
Orthopaedics | Spine - Thoracolumbar (TL) and sacral surgery | TL and sacral fusion and fixation implant | TL pedicle screw - Shank, tulip | Medyssey Co., Ltd. | Hedjet Spinal System 15mm Reduction Poly axial Screw 6.5x25mm | 15DZRPS6525 | Standalone | DE0508525 | As per HSA registered indication(s) except for radiolucent implants which should be used as follows:  in patients with primary or metastatic spinal tumours who would benefit from post-operative high dose high precision beam therapy upon appropriate and stringent patient selection;  Patient selection should be done via standardised assessment such as the neurological-oncological-mechanical systemic (NOMS) framework; and  The assessment should be carried out by a multidisciplinary team (MDT), which may be inclusive of, but not limited to, radiation oncologists, spine surgeons and interventional radiologists, among others.
Orthopaedics | Spine - Thoracolumbar (TL) and sacral surgery | TL and sacral fusion and fixation implant | TL pedicle screw - Shank, tulip | Medyssey Co., Ltd. | Hedjet Spinal System 15mm Reduction Poly axial Screw 6.5x30mm | 15DZRPS6530 | Standalone | DE0508525 | As per HSA registered indication(s) except for radiolucent implants which should be used as follows:  in patients with primary or metastatic spinal tumours who would benefit from post-operative high dose high precision beam therapy upon appropriate and stringent patient selection;  Patient selection should be done via standardised assessment such as the neurological-oncological-mechanical systemic (NOMS) framework; and  The assessment should be carried out by a multidisciplinary team (MDT), which may be inclusive of, but not limited to, radiation oncologists, spine surgeons and interventional radiologists, among others.
Orthopaedics | Spine - Thoracolumbar (TL) and sacral surgery | TL and sacral fusion and fixation implant | TL pedicle screw - Shank, tulip | Medyssey Co., Ltd. | Hedjet Spinal System 15mm Reduction Poly axial Screw 6.5x35mm | 15DZRPS6535 | Standalone | DE0508525 | As per HSA registered indication(s) except for radiolucent implants which should be used as follows:  in patients with primary or metastatic spinal tumours who would benefit from post-operative high dose high precision beam therapy upon appropriate and stringent patient selection;  Patient selection should be done via standardised assessment such as the neurological-oncological-mechanical systemic (NOMS) framework; and  The assessment should be carried out by a multidisciplinary team (MDT), which may be inclusive of, but not limited to, radiation oncologists, spine surgeons and interventional radiologists, among others.
Orthopaedics | Spine - Thoracolumbar (TL) and sacral surgery | TL and sacral fusion and fixation implant | TL pedicle screw - Shank, tulip | Medyssey Co., Ltd. | Hedjet Spinal System 15mm Reduction Poly axial Screw 6.5x40mm | 15DZRPS6540 | Standalone | DE0508525 | As per HSA registered indication(s) except for radiolucent implants which should be used as follows:  in patients with primary or metastatic spinal tumours who would benefit from post-operative high dose high precision beam therapy upon appropriate and stringent patient selection;  Patient selection should be done via standardised assessment such as the neurological-oncological-mechanical systemic (NOMS) framework; and  The assessment should be carried out by a multidisciplinary team (MDT), which may be inclusive of, but not limited to, radiation oncologists, spine surgeons and interventional radiologists, among others.
Orthopaedics | Spine - Thoracolumbar (TL) and sacral surgery | TL and sacral fusion and fixation implant | TL pedicle screw - Shank, tulip | Medyssey Co., Ltd. | Hedjet Spinal System 15mm Reduction Poly axial Screw 6.5x45mm | 15DZRPS6545 | Standalone | DE0508525 | As per HSA registered indication(s) except for radiolucent implants which should be used as follows:  in patients with primary or metastatic spinal tumours who would benefit from post-operative high dose high precision beam therapy upon appropriate and stringent patient selection;  Patient selection should be done via standardised assessment such as the neurological-oncological-mechanical systemic (NOMS) framework; and  The assessment should be carried out by a multidisciplinary team (MDT), which may be inclusive of, but not limited to, radiation oncologists, spine surgeons and interventional radiologists, among others.
Orthopaedics | Spine - Thoracolumbar (TL) and sacral surgery | TL and sacral fusion and fixation implant | TL pedicle screw - Shank, tulip | Medyssey Co., Ltd. | Hedjet Spinal System 15mm Reduction Poly axial Screw 6.5x50mm | 15DZRPS6550 | Standalone | DE0508525 | As per HSA registered indication(s) except for radiolucent implants which should be used as follows:  in patients with primary or metastatic spinal tumours who would benefit from post-operative high dose high precision beam therapy upon appropriate and stringent patient selection;  Patient selection should be done via standardised assessment such as the neurological-oncological-mechanical systemic (NOMS) framework; and  The assessment should be carried out by a multidisciplinary team (MDT), which may be inclusive of, but not limited to, radiation oncologists, spine surgeons and interventional radiologists, among others.
Orthopaedics | Spine - Thoracolumbar (TL) and sacral surgery | TL and sacral fusion and fixation implant | TL pedicle screw - Shank, tulip | Medyssey Co., Ltd. | Hedjet Spinal System 15mm Reduction Poly axial Screw 6.5x55mm | 15DZRPS6555 | Standalone | DE0508525 | As per HSA registered indication(s) except for radiolucent implants which should be used as follows:  in patients with primary or metastatic spinal tumours who would benefit from post-operative high dose high precision beam therapy upon appropriate and stringent patient selection;  Patient selection should be done via standardised assessment such as the neurological-oncological-mechanical systemic (NOMS) framework; and  The assessment should be carried out by a multidisciplinary team (MDT), which may be inclusive of, but not limited to, radiation oncologists, spine surgeons and interventional radiologists, among others.
Orthopaedics | Spine - Thoracolumbar (TL) and sacral surgery | TL and sacral fusion and fixation implant | TL pedicle screw - Shank, tulip | Medyssey Co., Ltd. | Hedjet Spinal System 15mm Reduction Poly axial Screw 6.5x60mm | 15DZRPS6560 | Standalone | DE0508525 | As per HSA registered indication(s) except for radiolucent implants which should be used as follows:  in patients with primary or metastatic spinal tumours who would benefit from post-operative high dose high precision beam therapy upon appropriate and stringent patient selection;  Patient selection should be done via standardised assessment such as the neurological-oncological-mechanical systemic (NOMS) framework; and  The assessment should be carried out by a multidisciplinary team (MDT), which may be inclusive of, but not limited to, radiation oncologists, spine surgeons and interventional radiologists, among others.
Orthopaedics | Spine - Thoracolumbar (TL) and sacral surgery | TL and sacral fusion and fixation implant | TL pedicle screw - Shank, tulip | Medyssey Co., Ltd. | Hedjet Spinal System 15mm Reduction Poly axial Screw 6.5x65mm | 15DZRPS6565 | Standalone | DE0508525 | As per HSA registered indication(s) except for radiolucent implants which should be used as follows:  in patients with primary or metastatic spinal tumours who would benefit from post-operative high dose high precision beam therapy upon appropriate and stringent patient selection;  Patient selection should be done via standardised assessment such as the neurological-oncological-mechanical systemic (NOMS) framework; and  The assessment should be carried out by a multidisciplinary team (MDT), which may be inclusive of, but not limited to, radiation oncologists, spine surgeons and interventional radiologists, among others.
Orthopaedics | Spine - Thoracolumbar (TL) and sacral surgery | TL and sacral fusion and fixation implant | TL pedicle screw - Shank, tulip | Medyssey Co., Ltd. | Hedjet Spinal System 15mm Reduction Poly axial Screw 6.5x70mm | 15DZRPS6570 | Standalone | DE0508525 | As per HSA registered indication(s) except for radiolucent implants which should be used as follows:  in patients with primary or metastatic spinal tumours who would benefit from post-operative high dose high precision beam therapy upon appropriate and stringent patient selection;  Patient selection should be done via standardised assessment such as the neurological-oncological-mechanical systemic (NOMS) framework; and  The assessment should be carried out by a multidisciplinary team (MDT), which may be inclusive of, but not limited to, radiation oncologists, spine surgeons and interventional radiologists, among others.
Orthopaedics | Spine - Thoracolumbar (TL) and sacral surgery | TL and sacral fusion and fixation implant | TL pedicle screw - Shank, tulip | Medyssey Co., Ltd. | Hedjet Spinal System 15mm Reduction Poly axial Screw 7.5x30mm | 15DZRPS7530 | Standalone | DE0508525 | As per HSA registered indication(s) except for radiolucent implants which should be used as follows:  in patients with primary or metastatic spinal tumours who would benefit from post-operative high dose high precision beam therapy upon appropriate and stringent patient selection;  Patient selection should be done via standardised assessment such as the neurological-oncological-mechanical systemic (NOMS) framework; and  The assessment should be carried out by a multidisciplinary team (MDT), which may be inclusive of, but not limited to, radiation oncologists, spine surgeons and interventional radiologists, among others.
Orthopaedics | Spine - Thoracolumbar (TL) and sacral surgery | TL and sacral fusion and fixation implant | TL pedicle screw - Shank, tulip | Medyssey Co., Ltd. | Hedjet Spinal System 15mm Reduction Poly axial Screw 7.5x35mm | 15DZRPS7535 | Standalone | DE0508525 | As per HSA registered indication(s) except for radiolucent implants which should be used as follows:  in patients with primary or metastatic spinal tumours who would benefit from post-operative high dose high precision beam therapy upon appropriate and stringent patient selection;  Patient selection should be done via standardised assessment such as the neurological-oncological-mechanical systemic (NOMS) framework; and  The assessment should be carried out by a multidisciplinary team (MDT), which may be inclusive of, but not limited to, radiation oncologists, spine surgeons and interventional radiologists, among others.
Orthopaedics | Spine - Thoracolumbar (TL) and sacral surgery | TL and sacral fusion and fixation implant | TL pedicle screw - Shank, tulip | Medyssey Co., Ltd. | Hedjet Spinal System 15mm Reduction Poly axial Screw 7.5x40mm | 15DZRPS7540 | Standalone | DE0508525 | As per HSA registered indication(s) except for radiolucent implants which should be used as follows:  in patients with primary or metastatic spinal tumours who would benefit from post-operative high dose high precision beam therapy upon appropriate and stringent patient selection;  Patient selection should be done via standardised assessment such as the neurological-oncological-mechanical systemic (NOMS) framework; and  The assessment should be carried out by a multidisciplinary team (MDT), which may be inclusive of, but not limited to, radiation oncologists, spine surgeons and interventional radiologists, among others.
Orthopaedics | Spine - Thoracolumbar (TL) and sacral surgery | TL and sacral fusion and fixation implant | TL pedicle screw - Shank, tulip | Medyssey Co., Ltd. | Hedjet Spinal System 15mm Reduction Poly axial Screw 7.5x45mm | 15DZRPS7545 | Standalone | DE0508525 | As per HSA registered indication(s) except for radiolucent implants which should be used as follows:  in patients with primary or metastatic spinal tumours who would benefit from post-operative high dose high precision beam therapy upon appropriate and stringent patient selection;  Patient selection should be done via standardised assessment such as the neurological-oncological-mechanical systemic (NOMS) framework; and  The assessment should be carried out by a multidisciplinary team (MDT), which may be inclusive of, but not limited to, radiation oncologists, spine surgeons and interventional radiologists, among others.
Orthopaedics | Spine - Thoracolumbar (TL) and sacral surgery | TL and sacral fusion and fixation implant | TL pedicle screw - Shank, tulip | Medyssey Co., Ltd. | Hedjet Spinal System 15mm Reduction Poly axial Screw 7.5x50mm | 15DZRPS7550 | Standalone | DE0508525 | As per HSA registered indication(s) except for radiolucent implants which should be used as follows:  in patients with primary or metastatic spinal tumours who would benefit from post-operative high dose high precision beam therapy upon appropriate and stringent patient selection;  Patient selection should be done via standardised assessment such as the neurological-oncological-mechanical systemic (NOMS) framework; and  The assessment should be carried out by a multidisciplinary team (MDT), which may be inclusive of, but not limited to, radiation oncologists, spine surgeons and interventional radiologists, among others.
Orthopaedics | Spine - Thoracolumbar (TL) and sacral surgery | TL and sacral fusion and fixation implant | TL pedicle screw - Shank, tulip | Medyssey Co., Ltd. | Hedjet Spinal System 15mm Reduction Poly axial Screw 7.5x55mm | 15DZRPS7555 | Standalone | DE0508525 | As per HSA registered indication(s) except for radiolucent implants which should be used as follows:  in patients with primary or metastatic spinal tumours who would benefit from post-operative high dose high precision beam therapy upon appropriate and stringent patient selection;  Patient selection should be done via standardised assessment such as the neurological-oncological-mechanical systemic (NOMS) framework; and  The assessment should be carried out by a multidisciplinary team (MDT), which may be inclusive of, but not limited to, radiation oncologists, spine surgeons and interventional radiologists, among others.
Orthopaedics | Spine - Thoracolumbar (TL) and sacral surgery | TL and sacral fusion and fixation implant | TL pedicle screw - Shank, tulip | Medyssey Co., Ltd. | Hedjet Spinal System 15mm Reduction Poly axial Screw 7.5x60mm | 15DZRPS7560 | Standalone | DE0508525 | As per HSA registered indication(s) except for radiolucent implants which should be used as follows:  in patients with primary or metastatic spinal tumours who would benefit from post-operative high dose high precision beam therapy upon appropriate and stringent patient selection;  Patient selection should be done via standardised assessment such as the neurological-oncological-mechanical systemic (NOMS) framework; and  The assessment should be carried out by a multidisciplinary team (MDT), which may be inclusive of, but not limited to, radiation oncologists, spine surgeons and interventional radiologists, among others.
Orthopaedics | Spine - Thoracolumbar (TL) and sacral surgery | TL and sacral fusion and fixation implant | TL pedicle screw - Shank, tulip | Medyssey Co., Ltd. | Hedjet Spinal System 15mm Reduction Poly axial Screw 7.5x65mm | 15DZRPS7565 | Standalone | DE0508525 | As per HSA registered indication(s) except for radiolucent implants which should be used as follows:  in patients with primary or metastatic spinal tumours who would benefit from post-operative high dose high precision beam therapy upon appropriate and stringent patient selection;  Patient selection should be done via standardised assessment such as the neurological-oncological-mechanical systemic (NOMS) framework; and  The assessment should be carried out by a multidisciplinary team (MDT), which may be inclusive of, but not limited to, radiation oncologists, spine surgeons and interventional radiologists, among others.
Orthopaedics | Spine - Thoracolumbar (TL) and sacral surgery | TL and sacral fusion and fixation implant | TL pedicle screw - Shank, tulip | Medyssey Co., Ltd. | Hedjet Spinal System 15mm Reduction Poly axial Screw 7.5x70mm | 15DZRPS7570 | Standalone | DE0508525 | As per HSA registered indication(s) except for radiolucent implants which should be used as follows:  in patients with primary or metastatic spinal tumours who would benefit from post-operative high dose high precision beam therapy upon appropriate and stringent patient selection;  Patient selection should be done via standardised assessment such as the neurological-oncological-mechanical systemic (NOMS) framework; and  The assessment should be carried out by a multidisciplinary team (MDT), which may be inclusive of, but not limited to, radiation oncologists, spine surgeons and interventional radiologists, among others.
Orthopaedics | Spine - Thoracolumbar (TL) and sacral surgery | TL and sacral fusion and fixation implant | TL pedicle screw - Shank, tulip | Medyssey Co., Ltd. | Hedjet Spinal System 15mm Reduction Poly axial Screw 8.5x30mm | 15DZRPS8530 | Standalone | DE0508525 | As per HSA registered indication(s) except for radiolucent implants which should be used as follows:  in patients with primary or metastatic spinal tumours who would benefit from post-operative high dose high precision beam therapy upon appropriate and stringent patient selection;  Patient selection should be done via standardised assessment such as the neurological-oncological-mechanical systemic (NOMS) framework; and  The assessment should be carried out by a multidisciplinary team (MDT), which may be inclusive of, but not limited to, radiation oncologists, spine surgeons and interventional radiologists, among others.
Orthopaedics | Spine - Thoracolumbar (TL) and sacral surgery | TL and sacral fusion and fixation implant | TL pedicle screw - Shank, tulip | Medyssey Co., Ltd. | Hedjet Spinal System 15mm Reduction Poly axial Screw 8.5x35mm | 15DZRPS8535 | Standalone | DE0508525 | As per HSA registered indication(s) except for radiolucent implants which should be used as follows:  in patients with primary or metastatic spinal tumours who would benefit from post-operative high dose high precision beam therapy upon appropriate and stringent patient selection;  Patient selection should be done via standardised assessment such as the neurological-oncological-mechanical systemic (NOMS) framework; and  The assessment should be carried out by a multidisciplinary team (MDT), which may be inclusive of, but not limited to, radiation oncologists, spine surgeons and interventional radiologists, among others.
Orthopaedics | Spine - Thoracolumbar (TL) and sacral surgery | TL and sacral fusion and fixation implant | TL pedicle screw - Shank, tulip | Medyssey Co., Ltd. | Hedjet Spinal System 15mm Reduction Poly axial Screw 8.5x40mm | 15DZRPS8540 | Standalone | DE0508525 | As per HSA registered indication(s) except for radiolucent implants which should be used as follows:  in patients with primary or metastatic spinal tumours who would benefit from post-operative high dose high precision beam therapy upon appropriate and stringent patient selection;  Patient selection should be done via standardised assessment such as the neurological-oncological-mechanical systemic (NOMS) framework; and  The assessment should be carried out by a multidisciplinary team (MDT), which may be inclusive of, but not limited to, radiation oncologists, spine surgeons and interventional radiologists, among others.
Orthopaedics | Spine - Thoracolumbar (TL) and sacral surgery | TL and sacral fusion and fixation implant | TL pedicle screw - Shank, tulip | Medyssey Co., Ltd. | Hedjet Spinal System 15mm Reduction Poly axial Screw 8.5x45mm | 15DZRPS8545 | Standalone | DE0508525 | As per HSA registered indication(s) except for radiolucent implants which should be used as follows:  in patients with primary or metastatic spinal tumours who would benefit from post-operative high dose high precision beam therapy upon appropriate and stringent patient selection;  Patient selection should be done via standardised assessment such as the neurological-oncological-mechanical systemic (NOMS) framework; and  The assessment should be carried out by a multidisciplinary team (MDT), which may be inclusive of, but not limited to, radiation oncologists, spine surgeons and interventional radiologists, among others.
Orthopaedics | Spine - Thoracolumbar (TL) and sacral surgery | TL and sacral fusion and fixation implant | TL pedicle screw - Shank, tulip | Medyssey Co., Ltd. | Hedjet Spinal System 15mm Reduction Poly axial Screw 8.5x50mm | 15DZRPS8550 | Standalone | DE0508525 | As per HSA registered indication(s) except for radiolucent implants which should be used as follows:  in patients with primary or metastatic spinal tumours who would benefit from post-operative high dose high precision beam therapy upon appropriate and stringent patient selection;  Patient selection should be done via standardised assessment such as the neurological-oncological-mechanical systemic (NOMS) framework; and  The assessment should be carried out by a multidisciplinary team (MDT), which may be inclusive of, but not limited to, radiation oncologists, spine surgeons and interventional radiologists, among others.
Orthopaedics | Spine - Thoracolumbar (TL) and sacral surgery | TL and sacral fusion and fixation implant | TL pedicle screw - Shank, tulip | Medyssey Co., Ltd. | Hedjet Spinal System 15mm Reduction Poly axial Screw 8.5x55mm | 15DZRPS8555 | Standalone | DE0508525 | As per HSA registered indication(s) except for radiolucent implants which should be used as follows:  in patients with primary or metastatic spinal tumours who would benefit from post-operative high dose high precision beam therapy upon appropriate and stringent patient selection;  Patient selection should be done via standardised assessment such as the neurological-oncological-mechanical systemic (NOMS) framework; and  The assessment should be carried out by a multidisciplinary team (MDT), which may be inclusive of, but not limited to, radiation oncologists, spine surgeons and interventional radiologists, among others.
Orthopaedics | Spine - Thoracolumbar (TL) and sacral surgery | TL and sacral fusion and fixation implant | TL pedicle screw - Shank, tulip | Medyssey Co., Ltd. | Hedjet Spinal System 15mm Reduction Poly axial Screw 8.5x60mm | 15DZRPS8560 | Standalone | DE0508525 | As per HSA registered indication(s) except for radiolucent implants which should be used as follows:  in patients with primary or metastatic spinal tumours who would benefit from post-operative high dose high precision beam therapy upon appropriate and stringent patient selection;  Patient selection should be done via standardised assessment such as the neurological-oncological-mechanical systemic (NOMS) framework; and  The assessment should be carried out by a multidisciplinary team (MDT), which may be inclusive of, but not limited to, radiation oncologists, spine surgeons and interventional radiologists, among others.
Orthopaedics | Spine - Thoracolumbar (TL) and sacral surgery | TL and sacral fusion and fixation implant | TL pedicle screw - Shank, tulip | Medyssey Co., Ltd. | Hedjet Spinal System 15mm Reduction Poly axial Screw 8.5x65mm | 15DZRPS8565 | Standalone | DE0508525 | As per HSA registered indication(s) except for radiolucent implants which should be used as follows:  in patients with primary or metastatic spinal tumours who would benefit from post-operative high dose high precision beam therapy upon appropriate and stringent patient selection;  Patient selection should be done via standardised assessment such as the neurological-oncological-mechanical systemic (NOMS) framework; and  The assessment should be carried out by a multidisciplinary team (MDT), which may be inclusive of, but not limited to, radiation oncologists, spine surgeons and interventional radiologists, among others.
Orthopaedics | Spine - Thoracolumbar (TL) and sacral surgery | TL and sacral fusion and fixation implant | TL pedicle screw - Shank, tulip | Medyssey Co., Ltd. | Hedjet Spinal System 15mm Reduction Poly axial Screw 8.5x70mm | 15DZRPS8570 | Standalone | DE0508525 | As per HSA registered indication(s) except for radiolucent implants which should be used as follows:  in patients with primary or metastatic spinal tumours who would benefit from post-operative high dose high precision beam therapy upon appropriate and stringent patient selection;  Patient selection should be done via standardised assessment such as the neurological-oncological-mechanical systemic (NOMS) framework; and  The assessment should be carried out by a multidisciplinary team (MDT), which may be inclusive of, but not limited to, radiation oncologists, spine surgeons and interventional radiologists, among others.
Orthopaedics | Spine - Thoracolumbar (TL) and sacral surgery | TL and sacral fusion and fixation implant | TL pedicle screw - Shank, tulip | Medyssey Co., Ltd. | Zenius Spinal System Long Reduc. Poly axial Cap type screw 4.5x20mm | SXCP4520 | Standalone | DE0508525 | As per HSA registered indication(s) except for radiolucent implants which should be used as follows:  in patients with primary or metastatic spinal tumours who would benefit from post-operative high dose high precision beam therapy upon appropriate and stringent patient selection;  Patient selection should be done via standardised assessment such as the neurological-oncological-mechanical systemic (NOMS) framework; and  The assessment should be carried out by a multidisciplinary team (MDT), which may be inclusive of, but not limited to, radiation oncologists, spine surgeons and interventional radiologists, among others.
Orthopaedics | Spine - Thoracolumbar (TL) and sacral surgery | TL and sacral fusion and fixation implant | TL pedicle screw - Shank, tulip | Medyssey Co., Ltd. | Zenius Spinal System Long Reduc. Poly axial Cap type screw 4.5x25mm | SXCP4525 | Standalone | DE0508525 | As per HSA registered indication(s) except for radiolucent implants which should be used as follows:  in patients with primary or metastatic spinal tumours who would benefit from post-operative high dose high precision beam therapy upon appropriate and stringent patient selection;  Patient selection should be done via standardised assessment such as the neurological-oncological-mechanical systemic (NOMS) framework; and  The assessment should be carried out by a multidisciplinary team (MDT), which may be inclusive of, but not limited to, radiation oncologists, spine surgeons and interventional radiologists, among others.
Orthopaedics | Spine - Thoracolumbar (TL) and sacral surgery | TL and sacral fusion and fixation implant | TL pedicle screw - Shank, tulip | Medyssey Co., Ltd. | Zenius Spinal System Long Reduc. Poly axial Cap type screw 4.5x30mm | SXCP4530 | Standalone | DE0508525 | As per HSA registered indication(s) except for radiolucent implants which should be used as follows:  in patients with primary or metastatic spinal tumours who would benefit from post-operative high dose high precision beam therapy upon appropriate and stringent patient selection;  Patient selection should be done via standardised assessment such as the neurological-oncological-mechanical systemic (NOMS) framework; and  The assessment should be carried out by a multidisciplinary team (MDT), which may be inclusive of, but not limited to, radiation oncologists, spine surgeons and interventional radiologists, among others.
Orthopaedics | Spine - Thoracolumbar (TL) and sacral surgery | TL and sacral fusion and fixation implant | TL pedicle screw - Shank, tulip | Medyssey Co., Ltd. | Zenius Spinal System Long Reduc. Poly axial Cap type screw 4.5x35mm | SXCP4535 | Standalone | DE0508525 | As per HSA registered indication(s) except for radiolucent implants which should be used as follows:  in patients with primary or metastatic spinal tumours who would benefit from post-operative high dose high precision beam therapy upon appropriate and stringent patient selection;  Patient selection should be done via standardised assessment such as the neurological-oncological-mechanical systemic (NOMS) framework; and  The assessment should be carried out by a multidisciplinary team (MDT), which may be inclusive of, but not limited to, radiation oncologists, spine surgeons and interventional radiologists, among others.
Orthopaedics | Spine - Thoracolumbar (TL) and sacral surgery | TL and sacral fusion and fixation implant | TL pedicle screw - Shank, tulip | Medyssey Co., Ltd. | Zenius Spinal System Long Reduc. Poly axial Cap type screw 4.5x40mm | SXCP4540 | Standalone | DE0508525 | As per HSA registered indication(s) except for radiolucent implants which should be used as follows:  in patients with primary or metastatic spinal tumours who would benefit from post-operative high dose high precision beam therapy upon appropriate and stringent patient selection;  Patient selection should be done via standardised assessment such as the neurological-oncological-mechanical systemic (NOMS) framework; and  The assessment should be carried out by a multidisciplinary team (MDT), which may be inclusive of, but not limited to, radiation oncologists, spine surgeons and interventional radiologists, among others.
Orthopaedics | Spine - Thoracolumbar (TL) and sacral surgery | TL and sacral fusion and fixation implant | TL pedicle screw - Shank, tulip | Medyssey Co., Ltd. | Zenius Spinal System Long Reduc. Poly axial Cap type screw 4.5x45mm | SXCP4545 | Standalone | DE0508525 | As per HSA registered indication(s) except for radiolucent implants which should be used as follows:  in patients with primary or metastatic spinal tumours who would benefit from post-operative high dose high precision beam therapy upon appropriate and stringent patient selection;  Patient selection should be done via standardised assessment such as the neurological-oncological-mechanical systemic (NOMS) framework; and  The assessment should be carried out by a multidisciplinary team (MDT), which may be inclusive of, but not limited to, radiation oncologists, spine surgeons and interventional radiologists, among others.
Orthopaedics | Spine - Thoracolumbar (TL) and sacral surgery | TL and sacral fusion and fixation implant | TL pedicle screw - Shank, tulip | Medyssey Co., Ltd. | Zenius Spinal System Long Reduc. Poly axial Cap type screw 4.5x50mm | SXCP4550 | Standalone | DE0508525 | As per HSA registered indication(s) except for radiolucent implants which should be used as follows:  in patients with primary or metastatic spinal tumours who would benefit from post-operative high dose high precision beam therapy upon appropriate and stringent patient selection;  Patient selection should be done via standardised assessment such as the neurological-oncological-mechanical systemic (NOMS) framework; and  The assessment should be carried out by a multidisciplinary team (MDT), which may be inclusive of, but not limited to, radiation oncologists, spine surgeons and interventional radiologists, among others.
Orthopaedics | Spine - Thoracolumbar (TL) and sacral surgery | TL and sacral fusion and fixation implant | TL pedicle screw - Shank, tulip | Medyssey Co., Ltd. | Zenius Spinal System Long Reduc. Poly axial Cap type screw 4.5x55mm | SXCP4555 | Standalone | DE0508525 | As per HSA registered indication(s) except for radiolucent implants which should be used as follows:  in patients with primary or metastatic spinal tumours who would benefit from post-operative high dose high precision beam therapy upon appropriate and stringent patient selection;  Patient selection should be done via standardised assessment such as the neurological-oncological-mechanical systemic (NOMS) framework; and  The assessment should be carried out by a multidisciplinary team (MDT), which may be inclusive of, but not limited to, radiation oncologists, spine surgeons and interventional radiologists, among others.
Orthopaedics | Spine - Thoracolumbar (TL) and sacral surgery | TL and sacral fusion and fixation implant | TL pedicle screw - Shank, tulip | Medyssey Co., Ltd. | Zenius Spinal System Long Reduc. Poly axial Cap type screw 5.5x20mm | SXCP5520 | Standalone | DE0508525 | As per HSA registered indication(s) except for radiolucent implants which should be used as follows:  in patients with primary or metastatic spinal tumours who would benefit from post-operative high dose high precision beam therapy upon appropriate and stringent patient selection;  Patient selection should be done via standardised assessment such as the neurological-oncological-mechanical systemic (NOMS) framework; and  The assessment should be carried out by a multidisciplinary team (MDT), which may be inclusive of, but not limited to, radiation oncologists, spine surgeons and interventional radiologists, among others.
Orthopaedics | Spine - Thoracolumbar (TL) and sacral surgery | TL and sacral fusion and fixation implant | TL pedicle screw - Shank, tulip | Medyssey Co., Ltd. | Zenius Spinal System Long Reduc. Poly axial Cap type screw 5.5x25mm | SXCP5525 | Standalone | DE0508525 | As per HSA registered indication(s) except for radiolucent implants which should be used as follows:  in patients with primary or metastatic spinal tumours who would benefit from post-operative high dose high precision beam therapy upon appropriate and stringent patient selection;  Patient selection should be done via standardised assessment such as the neurological-oncological-mechanical systemic (NOMS) framework; and  The assessment should be carried out by a multidisciplinary team (MDT), which may be inclusive of, but not limited to, radiation oncologists, spine surgeons and interventional radiologists, among others.
Orthopaedics | Spine - Thoracolumbar (TL) and sacral surgery | TL and sacral fusion and fixation implant | TL pedicle screw - Shank, tulip | Medyssey Co., Ltd. | Zenius Spinal System Long Reduc. Poly axial Cap type screw 5.5x30mm | SXCP5530 | Standalone | DE0508525 | As per HSA registered indication(s) except for radiolucent implants which should be used as follows:  in patients with primary or metastatic spinal tumours who would benefit from post-operative high dose high precision beam therapy upon appropriate and stringent patient selection;  Patient selection should be done via standardised assessment such as the neurological-oncological-mechanical systemic (NOMS) framework; and  The assessment should be carried out by a multidisciplinary team (MDT), which may be inclusive of, but not limited to, radiation oncologists, spine surgeons and interventional radiologists, among others.
Orthopaedics | Spine - Thoracolumbar (TL) and sacral surgery | TL and sacral fusion and fixation implant | TL pedicle screw - Shank, tulip | Medyssey Co., Ltd. | Zenius Spinal System Long Reduc. Poly axial Cap type screw 5.5x35mm | SXCP5535 | Standalone | DE0508525 | As per HSA registered indication(s) except for radiolucent implants which should be used as follows:  in patients with primary or metastatic spinal tumours who would benefit from post-operative high dose high precision beam therapy upon appropriate and stringent patient selection;  Patient selection should be done via standardised assessment such as the neurological-oncological-mechanical systemic (NOMS) framework; and  The assessment should be carried out by a multidisciplinary team (MDT), which may be inclusive of, but not limited to, radiation oncologists, spine surgeons and interventional radiologists, among others.
Orthopaedics | Spine - Thoracolumbar (TL) and sacral surgery | TL and sacral fusion and fixation implant | TL pedicle screw - Shank, tulip | Medyssey Co., Ltd. | Zenius Spinal System Long Reduc. Poly axial Cap type screw 5.5x40mm | SXCP5540 | Standalone | DE0508525 | As per HSA registered indication(s) except for radiolucent implants which should be used as follows:  in patients with primary or metastatic spinal tumours who would benefit from post-operative high dose high precision beam therapy upon appropriate and stringent patient selection;  Patient selection should be done via standardised assessment such as the neurological-oncological-mechanical systemic (NOMS) framework; and  The assessment should be carried out by a multidisciplinary team (MDT), which may be inclusive of, but not limited to, radiation oncologists, spine surgeons and interventional radiologists, among others.
Orthopaedics | Spine - Thoracolumbar (TL) and sacral surgery | TL and sacral fusion and fixation implant | TL pedicle screw - Shank, tulip | Medyssey Co., Ltd. | Zenius Spinal System Long Reduc. Poly axial Cap type screw 5.5x45mm | SXCP5545 | Standalone | DE0508525 | As per HSA registered indication(s) except for radiolucent implants which should be used as follows:  in patients with primary or metastatic spinal tumours who would benefit from post-operative high dose high precision beam therapy upon appropriate and stringent patient selection;  Patient selection should be done via standardised assessment such as the neurological-oncological-mechanical systemic (NOMS) framework; and  The assessment should be carried out by a multidisciplinary team (MDT), which may be inclusive of, but not limited to, radiation oncologists, spine surgeons and interventional radiologists, among others.
Orthopaedics | Spine - Thoracolumbar (TL) and sacral surgery | TL and sacral fusion and fixation implant | TL pedicle screw - Shank, tulip | Medyssey Co., Ltd. | Zenius Spinal System Long Reduc. Poly axial Cap type screw 5.5x50mm | SXCP5550 | Standalone | DE0508525 | As per HSA registered indication(s) except for radiolucent implants which should be used as follows:  in patients with primary or metastatic spinal tumours who would benefit from post-operative high dose high precision beam therapy upon appropriate and stringent patient selection;  Patient selection should be done via standardised assessment such as the neurological-oncological-mechanical systemic (NOMS) framework; and  The assessment should be carried out by a multidisciplinary team (MDT), which may be inclusive of, but not limited to, radiation oncologists, spine surgeons and interventional radiologists, among others.
Orthopaedics | Spine - Thoracolumbar (TL) and sacral surgery | TL and sacral fusion and fixation implant | TL pedicle screw - Shank, tulip | Medyssey Co., Ltd. | Zenius Spinal System Long Reduc. Poly axial Cap type screw 5.5x55mm | SXCP5555 | Standalone | DE0508525 | As per HSA registered indication(s) except for radiolucent implants which should be used as follows:  in patients with primary or metastatic spinal tumours who would benefit from post-operative high dose high precision beam therapy upon appropriate and stringent patient selection;  Patient selection should be done via standardised assessment such as the neurological-oncological-mechanical systemic (NOMS) framework; and  The assessment should be carried out by a multidisciplinary team (MDT), which may be inclusive of, but not limited to, radiation oncologists, spine surgeons and interventional radiologists, among others.
Orthopaedics | Spine - Thoracolumbar (TL) and sacral surgery | TL and sacral fusion and fixation implant | TL pedicle screw - Shank, tulip | Medyssey Co., Ltd. | Zenius Spinal System Long Reduc. Poly axial Cap type screw 6.5x25mm | SXCP6525 | Standalone | DE0508525 | As per HSA registered indication(s) except for radiolucent implants which should be used as follows:  in patients with primary or metastatic spinal tumours who would benefit from post-operative high dose high precision beam therapy upon appropriate and stringent patient selection;  Patient selection should be done via standardised assessment such as the neurological-oncological-mechanical systemic (NOMS) framework; and  The assessment should be carried out by a multidisciplinary team (MDT), which may be inclusive of, but not limited to, radiation oncologists, spine surgeons and interventional radiologists, among others.
Orthopaedics | Spine - Thoracolumbar (TL) and sacral surgery | TL and sacral fusion and fixation implant | TL pedicle screw - Shank, tulip | Medyssey Co., Ltd. | Zenius Spinal System Long Reduc. Poly axial Cap type screw 6.5x30mm | SXCP6530 | Standalone | DE0508525 | As per HSA registered indication(s) except for radiolucent implants which should be used as follows:  in patients with primary or metastatic spinal tumours who would benefit from post-operative high dose high precision beam therapy upon appropriate and stringent patient selection;  Patient selection should be done via standardised assessment such as the neurological-oncological-mechanical systemic (NOMS) framework; and  The assessment should be carried out by a multidisciplinary team (MDT), which may be inclusive of, but not limited to, radiation oncologists, spine surgeons and interventional radiologists, among others.
Orthopaedics | Spine - Thoracolumbar (TL) and sacral surgery | TL and sacral fusion and fixation implant | TL pedicle screw - Shank, tulip | Medyssey Co., Ltd. | Zenius Spinal System Long Reduc. Poly axial Cap type screw 6.5x35mm | SXCP6535 | Standalone | DE0508525 | As per HSA registered indication(s) except for radiolucent implants which should be used as follows:  in patients with primary or metastatic spinal tumours who would benefit from post-operative high dose high precision beam therapy upon appropriate and stringent patient selection;  Patient selection should be done via standardised assessment such as the neurological-oncological-mechanical systemic (NOMS) framework; and  The assessment should be carried out by a multidisciplinary team (MDT), which may be inclusive of, but not limited to, radiation oncologists, spine surgeons and interventional radiologists, among others.
Orthopaedics | Spine - Thoracolumbar (TL) and sacral surgery | TL and sacral fusion and fixation implant | TL pedicle screw - Shank, tulip | Medyssey Co., Ltd. | Zenius Spinal System Long Reduc. Poly axial Cap type screw 6.5x40mm | SXCP6540 | Standalone | DE0508525 | As per HSA registered indication(s) except for radiolucent implants which should be used as follows:  in patients with primary or metastatic spinal tumours who would benefit from post-operative high dose high precision beam therapy upon appropriate and stringent patient selection;  Patient selection should be done via standardised assessment such as the neurological-oncological-mechanical systemic (NOMS) framework; and  The assessment should be carried out by a multidisciplinary team (MDT), which may be inclusive of, but not limited to, radiation oncologists, spine surgeons and interventional radiologists, among others.
Orthopaedics | Spine - Thoracolumbar (TL) and sacral surgery | TL and sacral fusion and fixation implant | TL pedicle screw - Shank, tulip | Medyssey Co., Ltd. | Zenius Spinal System Long Reduc. Poly axial Cap type screw 6.5x45mm | SXCP6545 | Standalone | DE0508525 | As per HSA registered indication(s) except for radiolucent implants which should be used as follows:  in patients with primary or metastatic spinal tumours who would benefit from post-operative high dose high precision beam therapy upon appropriate and stringent patient selection;  Patient selection should be done via standardised assessment such as the neurological-oncological-mechanical systemic (NOMS) framework; and  The assessment should be carried out by a multidisciplinary team (MDT), which may be inclusive of, but not limited to, radiation oncologists, spine surgeons and interventional radiologists, among others.
Orthopaedics | Spine - Thoracolumbar (TL) and sacral surgery | TL and sacral fusion and fixation implant | TL pedicle screw - Shank, tulip | Medyssey Co., Ltd. | Zenius Spinal System Long Reduc. Poly axial Cap type screw 6.5x50mm | SXCP6550 | Standalone | DE0508525 | As per HSA registered indication(s) except for radiolucent implants which should be used as follows:  in patients with primary or metastatic spinal tumours who would benefit from post-operative high dose high precision beam therapy upon appropriate and stringent patient selection;  Patient selection should be done via standardised assessment such as the neurological-oncological-mechanical systemic (NOMS) framework; and  The assessment should be carried out by a multidisciplinary team (MDT), which may be inclusive of, but not limited to, radiation oncologists, spine surgeons and interventional radiologists, among others.
Orthopaedics | Spine - Thoracolumbar (TL) and sacral surgery | TL and sacral fusion and fixation implant | TL pedicle screw - Shank, tulip | Medyssey Co., Ltd. | Zenius Spinal System Long Reduc. Poly axial Cap type screw 6.5x55mm | SXCP6555 | Standalone | DE0508525 | As per HSA registered indication(s) except for radiolucent implants which should be used as follows:  in patients with primary or metastatic spinal tumours who would benefit from post-operative high dose high precision beam therapy upon appropriate and stringent patient selection;  Patient selection should be done via standardised assessment such as the neurological-oncological-mechanical systemic (NOMS) framework; and  The assessment should be carried out by a multidisciplinary team (MDT), which may be inclusive of, but not limited to, radiation oncologists, spine surgeons and interventional radiologists, among others.
Orthopaedics | Spine - Thoracolumbar (TL) and sacral surgery | TL and sacral fusion and fixation implant | TL pedicle screw - Shank, tulip | Medyssey Co., Ltd. | Zenius Spinal System Long Reduc. Poly axial Cap type screw 6.5x60mm | SXCP6560 | Standalone | DE0508525 | As per HSA registered indication(s) except for radiolucent implants which should be used as follows:  in patients with primary or metastatic spinal tumours who would benefit from post-operative high dose high precision beam therapy upon appropriate and stringent patient selection;  Patient selection should be done via standardised assessment such as the neurological-oncological-mechanical systemic (NOMS) framework; and  The assessment should be carried out by a multidisciplinary team (MDT), which may be inclusive of, but not limited to, radiation oncologists, spine surgeons and interventional radiologists, among others.
Orthopaedics | Spine - Thoracolumbar (TL) and sacral surgery | TL and sacral fusion and fixation implant | TL pedicle screw - Shank, tulip | Medyssey Co., Ltd. | Zenius Spinal System Long Reduc. Poly axial Cap type screw 7.5x30mm | SXCP7530 | Standalone | DE0508525 | As per HSA registered indication(s) except for radiolucent implants which should be used as follows:  in patients with primary or metastatic spinal tumours who would benefit from post-operative high dose high precision beam therapy upon appropriate and stringent patient selection;  Patient selection should be done via standardised assessment such as the neurological-oncological-mechanical systemic (NOMS) framework; and  The assessment should be carried out by a multidisciplinary team (MDT), which may be inclusive of, but not limited to, radiation oncologists, spine surgeons and interventional radiologists, among others.
Orthopaedics | Spine - Thoracolumbar (TL) and sacral surgery | TL and sacral fusion and fixation implant | TL pedicle screw - Shank, tulip | Medyssey Co., Ltd. | Zenius Spinal System Long Reduc. Poly axial Cap type screw 7.5x35mm | SXCP7535 | Standalone | DE0508525 | As per HSA registered indication(s) except for radiolucent implants which should be used as follows:  in patients with primary or metastatic spinal tumours who would benefit from post-operative high dose high precision beam therapy upon appropriate and stringent patient selection;  Patient selection should be done via standardised assessment such as the neurological-oncological-mechanical systemic (NOMS) framework; and  The assessment should be carried out by a multidisciplinary team (MDT), which may be inclusive of, but not limited to, radiation oncologists, spine surgeons and interventional radiologists, among others.
Orthopaedics | Spine - Thoracolumbar (TL) and sacral surgery | TL and sacral fusion and fixation implant | TL pedicle screw - Shank, tulip | Medyssey Co., Ltd. | Zenius Spinal System Long Reduc. Poly axial Cap type screw 7.5x40mm | SXCP7540 | Standalone | DE0508525 | As per HSA registered indication(s) except for radiolucent implants which should be used as follows:  in patients with primary or metastatic spinal tumours who would benefit from post-operative high dose high precision beam therapy upon appropriate and stringent patient selection;  Patient selection should be done via standardised assessment such as the neurological-oncological-mechanical systemic (NOMS) framework; and  The assessment should be carried out by a multidisciplinary team (MDT), which may be inclusive of, but not limited to, radiation oncologists, spine surgeons and interventional radiologists, among others.
Orthopaedics | Spine - Thoracolumbar (TL) and sacral surgery | TL and sacral fusion and fixation implant | TL pedicle screw - Shank, tulip | Medyssey Co., Ltd. | Zenius Spinal System Long Reduc. Poly axial Cap type screw 7.5x45mm | SXCP7545 | Standalone | DE0508525 | As per HSA registered indication(s) except for radiolucent implants which should be used as follows:  in patients with primary or metastatic spinal tumours who would benefit from post-operative high dose high precision beam therapy upon appropriate and stringent patient selection;  Patient selection should be done via standardised assessment such as the neurological-oncological-mechanical systemic (NOMS) framework; and  The assessment should be carried out by a multidisciplinary team (MDT), which may be inclusive of, but not limited to, radiation oncologists, spine surgeons and interventional radiologists, among others.
Orthopaedics | Spine - Thoracolumbar (TL) and sacral surgery | TL and sacral fusion and fixation implant | TL pedicle screw - Shank, tulip | Medyssey Co., Ltd. | Zenius Spinal System Long Reduc. Poly axial Cap type screw 7.5x50mm | SXCP7550 | Standalone | DE0508525 | As per HSA registered indication(s) except for radiolucent implants which should be used as follows:  in patients with primary or metastatic spinal tumours who would benefit from post-operative high dose high precision beam therapy upon appropriate and stringent patient selection;  Patient selection should be done via standardised assessment such as the neurological-oncological-mechanical systemic (NOMS) framework; and  The assessment should be carried out by a multidisciplinary team (MDT), which may be inclusive of, but not limited to, radiation oncologists, spine surgeons and interventional radiologists, among others.
Orthopaedics | Spine - Thoracolumbar (TL) and sacral surgery | TL and sacral fusion and fixation implant | TL pedicle screw - Shank, tulip | Medyssey Co., Ltd. | Zenius Spinal System Long Reduc. Poly axial Cap type screw 7.5x55mm | SXCP7555 | Standalone | DE0508525 | As per HSA registered indication(s) except for radiolucent implants which should be used as follows:  in patients with primary or metastatic spinal tumours who would benefit from post-operative high dose high precision beam therapy upon appropriate and stringent patient selection;  Patient selection should be done via standardised assessment such as the neurological-oncological-mechanical systemic (NOMS) framework; and  The assessment should be carried out by a multidisciplinary team (MDT), which may be inclusive of, but not limited to, radiation oncologists, spine surgeons and interventional radiologists, among others.
Orthopaedics | Spine - Thoracolumbar (TL) and sacral surgery | TL and sacral fusion and fixation implant | TL pedicle screw - Shank, tulip | Medyssey Co., Ltd. | Zenius Spinal System Long Reduc. Poly axial Cap type screw 7.5x60mm | SXCP7560 | Standalone | DE0508525 | As per HSA registered indication(s) except for radiolucent implants which should be used as follows:  in patients with primary or metastatic spinal tumours who would benefit from post-operative high dose high precision beam therapy upon appropriate and stringent patient selection;  Patient selection should be done via standardised assessment such as the neurological-oncological-mechanical systemic (NOMS) framework; and  The assessment should be carried out by a multidisciplinary team (MDT), which may be inclusive of, but not limited to, radiation oncologists, spine surgeons and interventional radiologists, among others.
Orthopaedics | Spine - Thoracolumbar (TL) and sacral surgery | TL and sacral fusion and fixation implant | TL pedicle screw - Shank, tulip | Medyssey Co., Ltd. | Zenius Spinal System Long Reduc. Poly axial Cap type screw 7.5x65mm | SXCP7565 | Standalone | DE0508525 | As per HSA registered indication(s) except for radiolucent implants which should be used as follows:  in patients with primary or metastatic spinal tumours who would benefit from post-operative high dose high precision beam therapy upon appropriate and stringent patient selection;  Patient selection should be done via standardised assessment such as the neurological-oncological-mechanical systemic (NOMS) framework; and  The assessment should be carried out by a multidisciplinary team (MDT), which may be inclusive of, but not limited to, radiation oncologists, spine surgeons and interventional radiologists, among others.
Orthopaedics | Spine - Thoracolumbar (TL) and sacral surgery | TL and sacral fusion and fixation implant | TL pedicle screw - Shank, tulip | Medyssey Co., Ltd. | Zenius Spinal System Long Reduc. Poly axial Cap type screw 7.5x70mm | SXCP7570 | Standalone | DE0508525 | As per HSA registered indication(s) except for radiolucent implants which should be used as follows:  in patients with primary or metastatic spinal tumours who would benefit from post-operative high dose high precision beam therapy upon appropriate and stringent patient selection;  Patient selection should be done via standardised assessment such as the neurological-oncological-mechanical systemic (NOMS) framework; and  The assessment should be carried out by a multidisciplinary team (MDT), which may be inclusive of, but not limited to, radiation oncologists, spine surgeons and interventional radiologists, among others.
Orthopaedics | Spine - Thoracolumbar (TL) and sacral surgery | TL and sacral fusion and fixation implant | TL pedicle screw - Shank, tulip | Medyssey Co., Ltd. | Zenius Spinal System Long Reduc. Poly axial Cap type screw 7.5x75mm | SXCP7575 | Standalone | DE0508525 | As per HSA registered indication(s) except for radiolucent implants which should be used as follows:  in patients with primary or metastatic spinal tumours who would benefit from post-operative high dose high precision beam therapy upon appropriate and stringent patient selection;  Patient selection should be done via standardised assessment such as the neurological-oncological-mechanical systemic (NOMS) framework; and  The assessment should be carried out by a multidisciplinary team (MDT), which may be inclusive of, but not limited to, radiation oncologists, spine surgeons and interventional radiologists, among others.
Orthopaedics | Spine - Thoracolumbar (TL) and sacral surgery | TL and sacral fusion and fixation implant | TL pedicle screw - Shank, tulip | Medyssey Co., Ltd. | Zenius Spinal System Long Reduc. Poly axial Cap type screw 7.5x80mm | SXCP7580 | Standalone | DE0508525 | As per HSA registered indication(s) except for radiolucent implants which should be used as follows:  in patients with primary or metastatic spinal tumours who would benefit from post-operative high dose high precision beam therapy upon appropriate and stringent patient selection;  Patient selection should be done via standardised assessment such as the neurological-oncological-mechanical systemic (NOMS) framework; and  The assessment should be carried out by a multidisciplinary team (MDT), which may be inclusive of, but not limited to, radiation oncologists, spine surgeons and interventional radiologists, among others.
Orthopaedics | Spine - Thoracolumbar (TL) and sacral surgery | TL and sacral fusion and fixation implant | TL pedicle screw - Shank, tulip | Medyssey Co., Ltd. | Zenius Spinal System Long Reduc. Poly axial Cap type screw 8.5x30mm | SXCP8530 | Standalone | DE0508525 | As per HSA registered indication(s) except for radiolucent implants which should be used as follows:  in patients with primary or metastatic spinal tumours who would benefit from post-operative high dose high precision beam therapy upon appropriate and stringent patient selection;  Patient selection should be done via standardised assessment such as the neurological-oncological-mechanical systemic (NOMS) framework; and  The assessment should be carried out by a multidisciplinary team (MDT), which may be inclusive of, but not limited to, radiation oncologists, spine surgeons and interventional radiologists, among others.
Orthopaedics | Spine - Thoracolumbar (TL) and sacral surgery | TL and sacral fusion and fixation implant | TL pedicle screw - Shank, tulip | Medyssey Co., Ltd. | Zenius Spinal System Long Reduc. Poly axial Cap type screw 8.5x35mm | SXCP8535 | Standalone | DE0508525 | As per HSA registered indication(s) except for radiolucent implants which should be used as follows:  in patients with primary or metastatic spinal tumours who would benefit from post-operative high dose high precision beam therapy upon appropriate and stringent patient selection;  Patient selection should be done via standardised assessment such as the neurological-oncological-mechanical systemic (NOMS) framework; and  The assessment should be carried out by a multidisciplinary team (MDT), which may be inclusive of, but not limited to, radiation oncologists, spine surgeons and interventional radiologists, among others.
Orthopaedics | Spine - Thoracolumbar (TL) and sacral surgery | TL and sacral fusion and fixation implant | TL pedicle screw - Shank, tulip | Medyssey Co., Ltd. | Zenius Spinal System Long Reduc. Poly axial Cap type screw 8.5x40mm | SXCP8540 | Standalone | DE0508525 | As per HSA registered indication(s) except for radiolucent implants which should be used as follows:  in patients with primary or metastatic spinal tumours who would benefit from post-operative high dose high precision beam therapy upon appropriate and stringent patient selection;  Patient selection should be done via standardised assessment such as the neurological-oncological-mechanical systemic (NOMS) framework; and  The assessment should be carried out by a multidisciplinary team (MDT), which may be inclusive of, but not limited to, radiation oncologists, spine surgeons and interventional radiologists, among others.
Orthopaedics | Spine - Thoracolumbar (TL) and sacral surgery | TL and sacral fusion and fixation implant | TL pedicle screw - Shank, tulip | Medyssey Co., Ltd. | Zenius Spinal System Long Reduc. Poly axial Cap type screw 8.5x45mm | SXCP8545 | Standalone | DE0508525 | As per HSA registered indication(s) except for radiolucent implants which should be used as follows:  in patients with primary or metastatic spinal tumours who would benefit from post-operative high dose high precision beam therapy upon appropriate and stringent patient selection;  Patient selection should be done via standardised assessment such as the neurological-oncological-mechanical systemic (NOMS) framework; and  The assessment should be carried out by a multidisciplinary team (MDT), which may be inclusive of, but not limited to, radiation oncologists, spine surgeons and interventional radiologists, among others.
Orthopaedics | Spine - Thoracolumbar (TL) and sacral surgery | TL and sacral fusion and fixation implant | TL pedicle screw - Shank, tulip | Medyssey Co., Ltd. | Zenius Spinal System Long Reduc. Poly axial Cap type screw 8.5x50mm | SXCP8550 | Standalone | DE0508525 | As per HSA registered indication(s) except for radiolucent implants which should be used as follows:  in patients with primary or metastatic spinal tumours who would benefit from post-operative high dose high precision beam therapy upon appropriate and stringent patient selection;  Patient selection should be done via standardised assessment such as the neurological-oncological-mechanical systemic (NOMS) framework; and  The assessment should be carried out by a multidisciplinary team (MDT), which may be inclusive of, but not limited to, radiation oncologists, spine surgeons and interventional radiologists, among others.
Orthopaedics | Spine - Thoracolumbar (TL) and sacral surgery | TL and sacral fusion and fixation implant | TL pedicle screw - Shank, tulip | Medyssey Co., Ltd. | Zenius Spinal System Long Reduc. Poly axial Cap type screw 8.5x55mm | SXCP8555 | Standalone | DE0508525 | As per HSA registered indication(s) except for radiolucent implants which should be used as follows:  in patients with primary or metastatic spinal tumours who would benefit from post-operative high dose high precision beam therapy upon appropriate and stringent patient selection;  Patient selection should be done via standardised assessment such as the neurological-oncological-mechanical systemic (NOMS) framework; and  The assessment should be carried out by a multidisciplinary team (MDT), which may be inclusive of, but not limited to, radiation oncologists, spine surgeons and interventional radiologists, among others.
Orthopaedics | Spine - Thoracolumbar (TL) and sacral surgery | TL and sacral fusion and fixation implant | TL pedicle screw - Shank, tulip | Medyssey Co., Ltd. | Zenius Spinal System Long Reduc. Poly axial Cap type screw 8.5x60mm | SXCP8560 | Standalone | DE0508525 | As per HSA registered indication(s) except for radiolucent implants which should be used as follows:  in patients with primary or metastatic spinal tumours who would benefit from post-operative high dose high precision beam therapy upon appropriate and stringent patient selection;  Patient selection should be done via standardised assessment such as the neurological-oncological-mechanical systemic (NOMS) framework; and  The assessment should be carried out by a multidisciplinary team (MDT), which may be inclusive of, but not limited to, radiation oncologists, spine surgeons and interventional radiologists, among others.
Orthopaedics | Spine - Thoracolumbar (TL) and sacral surgery | TL and sacral fusion and fixation implant | TL pedicle screw - Shank, tulip | Medyssey Co., Ltd. | Zenius Spinal System Long Reduc. Poly axial Cap type screw 8.5x65mm | SXCP8565 | Standalone | DE0508525 | As per HSA registered indication(s) except for radiolucent implants which should be used as follows:  in patients with primary or metastatic spinal tumours who would benefit from post-operative high dose high precision beam therapy upon appropriate and stringent patient selection;  Patient selection should be done via standardised assessment such as the neurological-oncological-mechanical systemic (NOMS) framework; and  The assessment should be carried out by a multidisciplinary team (MDT), which may be inclusive of, but not limited to, radiation oncologists, spine surgeons and interventional radiologists, among others.
Orthopaedics | Spine - Thoracolumbar (TL) and sacral surgery | TL and sacral fusion and fixation implant | TL pedicle screw - Shank, tulip | Medyssey Co., Ltd. | Zenius Spinal System Long Reduc. Poly axial Cap type screw 8.5x70mm | SXCP8570 | Standalone | DE0508525 | As per HSA registered indication(s) except for radiolucent implants which should be used as follows:  in patients with primary or metastatic spinal tumours who would benefit from post-operative high dose high precision beam therapy upon appropriate and stringent patient selection;  Patient selection should be done via standardised assessment such as the neurological-oncological-mechanical systemic (NOMS) framework; and  The assessment should be carried out by a multidisciplinary team (MDT), which may be inclusive of, but not limited to, radiation oncologists, spine surgeons and interventional radiologists, among others.
Orthopaedics | Spine - Thoracolumbar (TL) and sacral surgery | TL and sacral fusion and fixation implant | TL pedicle screw - Shank, tulip | Medyssey Co., Ltd. | Zenius Spinal System Long Reduc. Poly axial Cap type screw 8.5x75mm | SXCP8575 | Standalone | DE0508525 | As per HSA registered indication(s) except for radiolucent implants which should be used as follows:  in patients with primary or metastatic spinal tumours who would benefit from post-operative high dose high precision beam therapy upon appropriate and stringent patient selection;  Patient selection should be done via standardised assessment such as the neurological-oncological-mechanical systemic (NOMS) framework; and  The assessment should be carried out by a multidisciplinary team (MDT), which may be inclusive of, but not limited to, radiation oncologists, spine surgeons and interventional radiologists, among others.
Orthopaedics | Spine - Thoracolumbar (TL) and sacral surgery | TL and sacral fusion and fixation implant | TL pedicle screw - Shank, tulip | Medyssey Co., Ltd. | Zenius Spinal System Long Reduc. Poly axial Cap type screw 8.5x80mm | SXCP8580 | Standalone | DE0508525 | As per HSA registered indication(s) except for radiolucent implants which should be used as follows:  in patients with primary or metastatic spinal tumours who would benefit from post-operative high dose high precision beam therapy upon appropriate and stringent patient selection;  Patient selection should be done via standardised assessment such as the neurological-oncological-mechanical systemic (NOMS) framework; and  The assessment should be carried out by a multidisciplinary team (MDT), which may be inclusive of, but not limited to, radiation oncologists, spine surgeons and interventional radiologists, among others.
Orthopaedics | Spine - Thoracolumbar (TL) and sacral surgery | TL and sacral fusion and fixation implant | TL pedicle screw - Shank, tulip | Medyssey Co., Ltd. | Zenius Spinal System Long Reduc. Hole Poly axial Cap type screw 6.5x30mm | SXHP6530 | Standalone | DE0508525 | As per HSA registered indication(s) except for radiolucent implants which should be used as follows:  in patients with primary or metastatic spinal tumours who would benefit from post-operative high dose high precision beam therapy upon appropriate and stringent patient selection;  Patient selection should be done via standardised assessment such as the neurological-oncological-mechanical systemic (NOMS) framework; and  The assessment should be carried out by a multidisciplinary team (MDT), which may be inclusive of, but not limited to, radiation oncologists, spine surgeons and interventional radiologists, among others.
Orthopaedics | Spine - Thoracolumbar (TL) and sacral surgery | TL and sacral fusion and fixation implant | TL pedicle screw - Shank, tulip | Medyssey Co., Ltd. | Zenius Spinal System Long Reduc. Hole Poly axial Cap type screw 6.5x35mm | SXHP6535 | Standalone | DE0508525 | As per HSA registered indication(s) except for radiolucent implants which should be used as follows:  in patients with primary or metastatic spinal tumours who would benefit from post-operative high dose high precision beam therapy upon appropriate and stringent patient selection;  Patient selection should be done via standardised assessment such as the neurological-oncological-mechanical systemic (NOMS) framework; and  The assessment should be carried out by a multidisciplinary team (MDT), which may be inclusive of, but not limited to, radiation oncologists, spine surgeons and interventional radiologists, among others.
Orthopaedics | Spine - Thoracolumbar (TL) and sacral surgery | TL and sacral fusion and fixation implant | TL pedicle screw - Shank, tulip | Medyssey Co., Ltd. | Zenius Spinal System Long Reduc. Hole Poly axial Cap type screw 6.5x40mm | SXHP6540 | Standalone | DE0508525 | As per HSA registered indication(s) except for radiolucent implants which should be used as follows:  in patients with primary or metastatic spinal tumours who would benefit from post-operative high dose high precision beam therapy upon appropriate and stringent patient selection;  Patient selection should be done via standardised assessment such as the neurological-oncological-mechanical systemic (NOMS) framework; and  The assessment should be carried out by a multidisciplinary team (MDT), which may be inclusive of, but not limited to, radiation oncologists, spine surgeons and interventional radiologists, among others.
Orthopaedics | Spine - Thoracolumbar (TL) and sacral surgery | TL and sacral fusion and fixation implant | TL pedicle screw - Shank, tulip | Medyssey Co., Ltd. | Zenius Spinal System Long Reduc. Hole Poly axial Cap type screw 6.5x45mm | SXHP6545 | Standalone | DE0508525 | As per HSA registered indication(s) except for radiolucent implants which should be used as follows:  in patients with primary or metastatic spinal tumours who would benefit from post-operative high dose high precision beam therapy upon appropriate and stringent patient selection;  Patient selection should be done via standardised assessment such as the neurological-oncological-mechanical systemic (NOMS) framework; and  The assessment should be carried out by a multidisciplinary team (MDT), which may be inclusive of, but not limited to, radiation oncologists, spine surgeons and interventional radiologists, among others.
Orthopaedics | Spine - Thoracolumbar (TL) and sacral surgery | TL and sacral fusion and fixation implant | TL pedicle screw - Shank, tulip | Medyssey Co., Ltd. | Zenius Spinal System Long Reduc. Hole Poly axial Cap type screw 6.5x50mm | SXHP6550 | Standalone | DE0508525 | As per HSA registered indication(s) except for radiolucent implants which should be used as follows:  in patients with primary or metastatic spinal tumours who would benefit from post-operative high dose high precision beam therapy upon appropriate and stringent patient selection;  Patient selection should be done via standardised assessment such as the neurological-oncological-mechanical systemic (NOMS) framework; and  The assessment should be carried out by a multidisciplinary team (MDT), which may be inclusive of, but not limited to, radiation oncologists, spine surgeons and interventional radiologists, among others.
Orthopaedics | Spine - Thoracolumbar (TL) and sacral surgery | TL and sacral fusion and fixation implant | TL pedicle screw - Shank, tulip | Medyssey Co., Ltd. | Zenius Spinal System Long Reduc. Hole Poly axial Cap type screw 6.5x55mm | SXHP6555 | Standalone | DE0508525 | As per HSA registered indication(s) except for radiolucent implants which should be used as follows:  in patients with primary or metastatic spinal tumours who would benefit from post-operative high dose high precision beam therapy upon appropriate and stringent patient selection;  Patient selection should be done via standardised assessment such as the neurological-oncological-mechanical systemic (NOMS) framework; and  The assessment should be carried out by a multidisciplinary team (MDT), which may be inclusive of, but not limited to, radiation oncologists, spine surgeons and interventional radiologists, among others.
Orthopaedics | Spine - Thoracolumbar (TL) and sacral surgery | TL and sacral fusion and fixation implant | TL pedicle screw - Shank, tulip | Medyssey Co., Ltd. | Zenius Spinal System Long Reduc. Hole Poly axial Cap type screw 6.5x60mm | SXHP6560 | Standalone | DE0508525 | As per HSA registered indication(s) except for radiolucent implants which should be used as follows:  in patients with primary or metastatic spinal tumours who would benefit from post-operative high dose high precision beam therapy upon appropriate and stringent patient selection;  Patient selection should be done via standardised assessment such as the neurological-oncological-mechanical systemic (NOMS) framework; and  The assessment should be carried out by a multidisciplinary team (MDT), which may be inclusive of, but not limited to, radiation oncologists, spine surgeons and interventional radiologists, among others.
Orthopaedics | Spine - Thoracolumbar (TL) and sacral surgery | TL and sacral fusion and fixation implant | TL pedicle screw - Shank, tulip | Medyssey Co., Ltd. | Zenius Spinal System Long Reduc. Hole Poly axial Cap type screw 7.5x30mm | SXHP7530 | Standalone | DE0508525 | As per HSA registered indication(s) except for radiolucent implants which should be used as follows:  in patients with primary or metastatic spinal tumours who would benefit from post-operative high dose high precision beam therapy upon appropriate and stringent patient selection;  Patient selection should be done via standardised assessment such as the neurological-oncological-mechanical systemic (NOMS) framework; and  The assessment should be carried out by a multidisciplinary team (MDT), which may be inclusive of, but not limited to, radiation oncologists, spine surgeons and interventional radiologists, among others.
Orthopaedics | Spine - Thoracolumbar (TL) and sacral surgery | TL and sacral fusion and fixation implant | TL pedicle screw - Shank, tulip | Medyssey Co., Ltd. | Zenius Spinal System Long Reduc. Hole Poly axial Cap type screw 7.5x35mm | SXHP7535 | Standalone | DE0508525 | As per HSA registered indication(s) except for radiolucent implants which should be used as follows:  in patients with primary or metastatic spinal tumours who would benefit from post-operative high dose high precision beam therapy upon appropriate and stringent patient selection;  Patient selection should be done via standardised assessment such as the neurological-oncological-mechanical systemic (NOMS) framework; and  The assessment should be carried out by a multidisciplinary team (MDT), which may be inclusive of, but not limited to, radiation oncologists, spine surgeons and interventional radiologists, among others.
Orthopaedics | Spine - Thoracolumbar (TL) and sacral surgery | TL and sacral fusion and fixation implant | TL pedicle screw - Shank, tulip | Medyssey Co., Ltd. | Zenius Spinal System Long Reduc. Hole Poly axial Cap type screw 7.5x40mm | SXHP7540 | Standalone | DE0508525 | As per HSA registered indication(s) except for radiolucent implants which should be used as follows:  in patients with primary or metastatic spinal tumours who would benefit from post-operative high dose high precision beam therapy upon appropriate and stringent patient selection;  Patient selection should be done via standardised assessment such as the neurological-oncological-mechanical systemic (NOMS) framework; and  The assessment should be carried out by a multidisciplinary team (MDT), which may be inclusive of, but not limited to, radiation oncologists, spine surgeons and interventional radiologists, among others.
Orthopaedics | Spine - Thoracolumbar (TL) and sacral surgery | TL and sacral fusion and fixation implant | TL pedicle screw - Shank, tulip | Medyssey Co., Ltd. | Zenius Spinal System Long Reduc. Hole Poly axial Cap type screw 7.5x45mm | SXHP7545 | Standalone | DE0508525 | As per HSA registered indication(s) except for radiolucent implants which should be used as follows:  in patients with primary or metastatic spinal tumours who would benefit from post-operative high dose high precision beam therapy upon appropriate and stringent patient selection;  Patient selection should be done via standardised assessment such as the neurological-oncological-mechanical systemic (NOMS) framework; and  The assessment should be carried out by a multidisciplinary team (MDT), which may be inclusive of, but not limited to, radiation oncologists, spine surgeons and interventional radiologists, among others.
Orthopaedics | Spine - Thoracolumbar (TL) and sacral surgery | TL and sacral fusion and fixation implant | TL pedicle screw - Shank, tulip | Medyssey Co., Ltd. | Zenius Spinal System Long Reduc. Hole Poly axial Cap type screw 7.5x50mm | SXHP7550 | Standalone | DE0508525 | As per HSA registered indication(s) except for radiolucent implants which should be used as follows:  in patients with primary or metastatic spinal tumours who would benefit from post-operative high dose high precision beam therapy upon appropriate and stringent patient selection;  Patient selection should be done via standardised assessment such as the neurological-oncological-mechanical systemic (NOMS) framework; and  The assessment should be carried out by a multidisciplinary team (MDT), which may be inclusive of, but not limited to, radiation oncologists, spine surgeons and interventional radiologists, among others.
Orthopaedics | Spine - Thoracolumbar (TL) and sacral surgery | TL and sacral fusion and fixation implant | TL pedicle screw - Shank, tulip | Medyssey Co., Ltd. | Zenius Spinal System Long Reduc. Hole Poly axial Cap type screw 7.5x55mm | SXHP7555 | Standalone | DE0508525 | As per HSA registered indication(s) except for radiolucent implants which should be used as follows:  in patients with primary or metastatic spinal tumours who would benefit from post-operative high dose high precision beam therapy upon appropriate and stringent patient selection;  Patient selection should be done via standardised assessment such as the neurological-oncological-mechanical systemic (NOMS) framework; and  The assessment should be carried out by a multidisciplinary team (MDT), which may be inclusive of, but not limited to, radiation oncologists, spine surgeons and interventional radiologists, among others.
Orthopaedics | Spine - Thoracolumbar (TL) and sacral surgery | TL and sacral fusion and fixation implant | TL pedicle screw - Shank, tulip | Medyssey Co., Ltd. | Zenius Spinal System Long Reduc. Hole Poly axial Cap type screw 7.5x60mm | SXHP7560 | Standalone | DE0508525 | As per HSA registered indication(s) except for radiolucent implants which should be used as follows:  in patients with primary or metastatic spinal tumours who would benefit from post-operative high dose high precision beam therapy upon appropriate and stringent patient selection;  Patient selection should be done via standardised assessment such as the neurological-oncological-mechanical systemic (NOMS) framework; and  The assessment should be carried out by a multidisciplinary team (MDT), which may be inclusive of, but not limited to, radiation oncologists, spine surgeons and interventional radiologists, among others.
Orthopaedics | Spine - Thoracolumbar (TL) and sacral surgery | TL and sacral fusion and fixation implant | TL pedicle screw - Shank, tulip | Medyssey Co., Ltd. | Zenius Spinal System Long Reduc. Hole Poly axial Cap type screw 8.5x30mm | SXHP8530 | Standalone | DE0508525 | As per HSA registered indication(s) except for radiolucent implants which should be used as follows:  in patients with primary or metastatic spinal tumours who would benefit from post-operative high dose high precision beam therapy upon appropriate and stringent patient selection;  Patient selection should be done via standardised assessment such as the neurological-oncological-mechanical systemic (NOMS) framework; and  The assessment should be carried out by a multidisciplinary team (MDT), which may be inclusive of, but not limited to, radiation oncologists, spine surgeons and interventional radiologists, among others.
Orthopaedics | Spine - Thoracolumbar (TL) and sacral surgery | TL and sacral fusion and fixation implant | TL pedicle screw - Shank, tulip | Medyssey Co., Ltd. | Zenius Spinal System Long Reduc. Hole Poly axial Cap type screw 8.5x35mm | SXHP8535 | Standalone | DE0508525 | As per HSA registered indication(s) except for radiolucent implants which should be used as follows:  in patients with primary or metastatic spinal tumours who would benefit from post-operative high dose high precision beam therapy upon appropriate and stringent patient selection;  Patient selection should be done via standardised assessment such as the neurological-oncological-mechanical systemic (NOMS) framework; and  The assessment should be carried out by a multidisciplinary team (MDT), which may be inclusive of, but not limited to, radiation oncologists, spine surgeons and interventional radiologists, among others.
Orthopaedics | Spine - Thoracolumbar (TL) and sacral surgery | TL and sacral fusion and fixation implant | TL pedicle screw - Shank, tulip | Medyssey Co., Ltd. | Zenius Spinal System Long Reduc. Hole Poly axial Cap type screw 8.5x40mm | SXHP8540 | Standalone | DE0508525 | As per HSA registered indication(s) except for radiolucent implants which should be used as follows:  in patients with primary or metastatic spinal tumours who would benefit from post-operative high dose high precision beam therapy upon appropriate and stringent patient selection;  Patient selection should be done via standardised assessment such as the neurological-oncological-mechanical systemic (NOMS) framework; and  The assessment should be carried out by a multidisciplinary team (MDT), which may be inclusive of, but not limited to, radiation oncologists, spine surgeons and interventional radiologists, among others.
Orthopaedics | Spine - Thoracolumbar (TL) and sacral surgery | TL and sacral fusion and fixation implant | TL pedicle screw - Shank, tulip | Medyssey Co., Ltd. | Zenius Spinal System Long Reduc. Hole Poly axial Cap type screw 8.5x45mm | SXHP8545 | Standalone | DE0508525 | As per HSA registered indication(s) except for radiolucent implants which should be used as follows:  in patients with primary or metastatic spinal tumours who would benefit from post-operative high dose high precision beam therapy upon appropriate and stringent patient selection;  Patient selection should be done via standardised assessment such as the neurological-oncological-mechanical systemic (NOMS) framework; and  The assessment should be carried out by a multidisciplinary team (MDT), which may be inclusive of, but not limited to, radiation oncologists, spine surgeons and interventional radiologists, among others.
Orthopaedics | Spine - Thoracolumbar (TL) and sacral surgery | TL and sacral fusion and fixation implant | TL pedicle screw - Shank, tulip | Medyssey Co., Ltd. | Zenius Spinal System Long Reduc. Hole Poly axial Cap type screw 8.5x50mm | SXHP8550 | Standalone | DE0508525 | As per HSA registered indication(s) except for radiolucent implants which should be used as follows:  in patients with primary or metastatic spinal tumours who would benefit from post-operative high dose high precision beam therapy upon appropriate and stringent patient selection;  Patient selection should be done via standardised assessment such as the neurological-oncological-mechanical systemic (NOMS) framework; and  The assessment should be carried out by a multidisciplinary team (MDT), which may be inclusive of, but not limited to, radiation oncologists, spine surgeons and interventional radiologists, among others.
Orthopaedics | Spine - Thoracolumbar (TL) and sacral surgery | TL and sacral fusion and fixation implant | TL pedicle screw - Shank, tulip | Medyssey Co., Ltd. | Zenius Spinal System Long Reduc. Hole Poly axial Cap type screw 8.5x55mm | SXHP8555 | Standalone | DE0508525 | As per HSA registered indication(s) except for radiolucent implants which should be used as follows:  in patients with primary or metastatic spinal tumours who would benefit from post-operative high dose high precision beam therapy upon appropriate and stringent patient selection;  Patient selection should be done via standardised assessment such as the neurological-oncological-mechanical systemic (NOMS) framework; and  The assessment should be carried out by a multidisciplinary team (MDT), which may be inclusive of, but not limited to, radiation oncologists, spine surgeons and interventional radiologists, among others.
Orthopaedics | Spine - Thoracolumbar (TL) and sacral surgery | TL and sacral fusion and fixation implant | TL pedicle screw - Shank, tulip | Medyssey Co., Ltd. | Zenius Spinal System Long Reduc. Hole Poly axial Cap type screw 8.5x60mm | SXHP8560 | Standalone | DE0508525 | As per HSA registered indication(s) except for radiolucent implants which should be used as follows:  in patients with primary or metastatic spinal tumours who would benefit from post-operative high dose high precision beam therapy upon appropriate and stringent patient selection;  Patient selection should be done via standardised assessment such as the neurological-oncological-mechanical systemic (NOMS) framework; and  The assessment should be carried out by a multidisciplinary team (MDT), which may be inclusive of, but not limited to, radiation oncologists, spine surgeons and interventional radiologists, among others.
Orthopaedics | Spine - Thoracolumbar (TL) and sacral surgery | TL and sacral fusion and fixation implant | TL pedicle screw - Shank, tulip | Medyssey Co., Ltd. | Zenius Spinal System Long Reduc. Hole Poly 1.6 Cannula screw 5.5x20mm | SXHHP5520 | Standalone | DE0508525 | As per HSA registered indication(s) except for radiolucent implants which should be used as follows:  in patients with primary or metastatic spinal tumours who would benefit from post-operative high dose high precision beam therapy upon appropriate and stringent patient selection;  Patient selection should be done via standardised assessment such as the neurological-oncological-mechanical systemic (NOMS) framework; and  The assessment should be carried out by a multidisciplinary team (MDT), which may be inclusive of, but not limited to, radiation oncologists, spine surgeons and interventional radiologists, among others.
Orthopaedics | Spine - Thoracolumbar (TL) and sacral surgery | TL and sacral fusion and fixation implant | TL pedicle screw - Shank, tulip | Medyssey Co., Ltd. | Zenius Spinal System Long Reduc. Hole Poly 1.6 Cannula screw 5.5x25mm | SXHHP5525 | Standalone | DE0508525 | As per HSA registered indication(s) except for radiolucent implants which should be used as follows:  in patients with primary or metastatic spinal tumours who would benefit from post-operative high dose high precision beam therapy upon appropriate and stringent patient selection;  Patient selection should be done via standardised assessment such as the neurological-oncological-mechanical systemic (NOMS) framework; and  The assessment should be carried out by a multidisciplinary team (MDT), which may be inclusive of, but not limited to, radiation oncologists, spine surgeons and interventional radiologists, among others.
Orthopaedics | Spine - Thoracolumbar (TL) and sacral surgery | TL and sacral fusion and fixation implant | TL pedicle screw - Shank, tulip | Medyssey Co., Ltd. | Zenius Spinal System Long Reduc. Hole Poly 1.6 Cannula screw 5.5x30mm | SXHHP5530 | Standalone | DE0508525 | As per HSA registered indication(s) except for radiolucent implants which should be used as follows:  in patients with primary or metastatic spinal tumours who would benefit from post-operative high dose high precision beam therapy upon appropriate and stringent patient selection;  Patient selection should be done via standardised assessment such as the neurological-oncological-mechanical systemic (NOMS) framework; and  The assessment should be carried out by a multidisciplinary team (MDT), which may be inclusive of, but not limited to, radiation oncologists, spine surgeons and interventional radiologists, among others.
Orthopaedics | Spine - Thoracolumbar (TL) and sacral surgery | TL and sacral fusion and fixation implant | TL pedicle screw - Shank, tulip | Medyssey Co., Ltd. | Zenius Spinal System Long Reduc. Hole Poly 1.6 Cannula screw 5.5x35mm | SXHHP5535 | Standalone | DE0508525 | As per HSA registered indication(s) except for radiolucent implants which should be used as follows:  in patients with primary or metastatic spinal tumours who would benefit from post-operative high dose high precision beam therapy upon appropriate and stringent patient selection;  Patient selection should be done via standardised assessment such as the neurological-oncological-mechanical systemic (NOMS) framework; and  The assessment should be carried out by a multidisciplinary team (MDT), which may be inclusive of, but not limited to, radiation oncologists, spine surgeons and interventional radiologists, among others.
Orthopaedics | Spine - Thoracolumbar (TL) and sacral surgery | TL and sacral fusion and fixation implant | TL pedicle screw - Shank, tulip | Medyssey Co., Ltd. | Zenius Spinal System Long Reduc. Hole Poly 1.6 Cannula screw 5.5x40mm | SXHHP5540 | Standalone | DE0508525 | As per HSA registered indication(s) except for radiolucent implants which should be used as follows:  in patients with primary or metastatic spinal tumours who would benefit from post-operative high dose high precision beam therapy upon appropriate and stringent patient selection;  Patient selection should be done via standardised assessment such as the neurological-oncological-mechanical systemic (NOMS) framework; and  The assessment should be carried out by a multidisciplinary team (MDT), which may be inclusive of, but not limited to, radiation oncologists, spine surgeons and interventional radiologists, among others.
Orthopaedics | Spine - Thoracolumbar (TL) and sacral surgery | TL and sacral fusion and fixation implant | TL pedicle screw - Shank, tulip | Medyssey Co., Ltd. | Zenius Spinal System Long Reduc. Hole Poly 1.6 Cannula screw 5.5x45mm | SXHHP5545 | Standalone | DE0508525 | As per HSA registered indication(s) except for radiolucent implants which should be used as follows:  in patients with primary or metastatic spinal tumours who would benefit from post-operative high dose high precision beam therapy upon appropriate and stringent patient selection;  Patient selection should be done via standardised assessment such as the neurological-oncological-mechanical systemic (NOMS) framework; and  The assessment should be carried out by a multidisciplinary team (MDT), which may be inclusive of, but not limited to, radiation oncologists, spine surgeons and interventional radiologists, among others.
Orthopaedics | Spine - Thoracolumbar (TL) and sacral surgery | TL and sacral fusion and fixation implant | TL pedicle screw - Shank, tulip | Medyssey Co., Ltd. | Zenius Spinal System Long Reduc. Hole Poly 1.6 Cannula screw 5.5x50mm | SXHHP5550 | Standalone | DE0508525 | As per HSA registered indication(s) except for radiolucent implants which should be used as follows:  in patients with primary or metastatic spinal tumours who would benefit from post-operative high dose high precision beam therapy upon appropriate and stringent patient selection;  Patient selection should be done via standardised assessment such as the neurological-oncological-mechanical systemic (NOMS) framework; and  The assessment should be carried out by a multidisciplinary team (MDT), which may be inclusive of, but not limited to, radiation oncologists, spine surgeons and interventional radiologists, among others.
Orthopaedics | Spine - Thoracolumbar (TL) and sacral surgery | TL and sacral fusion and fixation implant | TL pedicle screw - Shank, tulip | Medyssey Co., Ltd. | Zenius Spinal System Long Reduc. Hole Poly 1.6 Cannula screw 5.5x55mm | SXHHP5555 | Standalone | DE0508525 | As per HSA registered indication(s) except for radiolucent implants which should be used as follows:  in patients with primary or metastatic spinal tumours who would benefit from post-operative high dose high precision beam therapy upon appropriate and stringent patient selection;  Patient selection should be done via standardised assessment such as the neurological-oncological-mechanical systemic (NOMS) framework; and  The assessment should be carried out by a multidisciplinary team (MDT), which may be inclusive of, but not limited to, radiation oncologists, spine surgeons and interventional radiologists, among others.
Orthopaedics | Spine - Thoracolumbar (TL) and sacral surgery | TL and sacral fusion and fixation implant | TL pedicle screw - Shank, tulip | Medyssey Co., Ltd. | Zenius Spinal System Long Reduc. Hole Poly 1.6 Cannula screw 6.5x25mm | SXHHP6525 | Standalone | DE0508525 | As per HSA registered indication(s) except for radiolucent implants which should be used as follows:  in patients with primary or metastatic spinal tumours who would benefit from post-operative high dose high precision beam therapy upon appropriate and stringent patient selection;  Patient selection should be done via standardised assessment such as the neurological-oncological-mechanical systemic (NOMS) framework; and  The assessment should be carried out by a multidisciplinary team (MDT), which may be inclusive of, but not limited to, radiation oncologists, spine surgeons and interventional radiologists, among others.
Orthopaedics | Spine - Thoracolumbar (TL) and sacral surgery | TL and sacral fusion and fixation implant | TL rod | Medyssey Co., Ltd. | Zenius Spinal System Pre-contoured Rod 5.5x35mm | BR55035 | Standalone | DE0508525 | As per HSA registered indication(s) except for radiolucent implants which should be used as follows:  in patients with primary or metastatic spinal tumours who would benefit from post-operative high dose high precision beam therapy upon appropriate and stringent patient selection;  Patient selection should be done via standardised assessment such as the neurological-oncological-mechanical systemic (NOMS) framework; and  The assessment should be carried out by a multidisciplinary team (MDT), which may be inclusive of, but not limited to, radiation oncologists, spine surgeons and interventional radiologists, among others.
Orthopaedics | Spine - Thoracolumbar (TL) and sacral surgery | TL and sacral fusion and fixation implant | TL rod | Medyssey Co., Ltd. | Zenius Spinal System Pre-contoured Rod 5.5x40mm | BR55040 | Standalone | DE0508525 | As per HSA registered indication(s) except for radiolucent implants which should be used as follows:  in patients with primary or metastatic spinal tumours who would benefit from post-operative high dose high precision beam therapy upon appropriate and stringent patient selection;  Patient selection should be done via standardised assessment such as the neurological-oncological-mechanical systemic (NOMS) framework; and  The assessment should be carried out by a multidisciplinary team (MDT), which may be inclusive of, but not limited to, radiation oncologists, spine surgeons and interventional radiologists, among others.
Orthopaedics | Spine - Thoracolumbar (TL) and sacral surgery | TL and sacral fusion and fixation implant | TL rod | Medyssey Co., Ltd. | Zenius Spinal System Pre-contoured Rod 5.5x45mm | BR55045 | Standalone | DE0508525 | As per HSA registered indication(s) except for radiolucent implants which should be used as follows:  in patients with primary or metastatic spinal tumours who would benefit from post-operative high dose high precision beam therapy upon appropriate and stringent patient selection;  Patient selection should be done via standardised assessment such as the neurological-oncological-mechanical systemic (NOMS) framework; and  The assessment should be carried out by a multidisciplinary team (MDT), which may be inclusive of, but not limited to, radiation oncologists, spine surgeons and interventional radiologists, among others.
Orthopaedics | Spine - Thoracolumbar (TL) and sacral surgery | TL and sacral fusion and fixation implant | TL rod | Medyssey Co., Ltd. | Zenius Spinal System Pre-contoured Rod 5.5x50mm | BR55050 | Standalone | DE0508525 | As per HSA registered indication(s) except for radiolucent implants which should be used as follows:  in patients with primary or metastatic spinal tumours who would benefit from post-operative high dose high precision beam therapy upon appropriate and stringent patient selection;  Patient selection should be done via standardised assessment such as the neurological-oncological-mechanical systemic (NOMS) framework; and  The assessment should be carried out by a multidisciplinary team (MDT), which may be inclusive of, but not limited to, radiation oncologists, spine surgeons and interventional radiologists, among others.
Orthopaedics | Spine - Thoracolumbar (TL) and sacral surgery | TL and sacral fusion and fixation implant | TL rod | Medyssey Co., Ltd. | Zenius Spinal System Pre-contoured Rod 5.5x60mm | BR55060 | Standalone | DE0508525 | As per HSA registered indication(s) except for radiolucent implants which should be used as follows:  in patients with primary or metastatic spinal tumours who would benefit from post-operative high dose high precision beam therapy upon appropriate and stringent patient selection;  Patient selection should be done via standardised assessment such as the neurological-oncological-mechanical systemic (NOMS) framework; and  The assessment should be carried out by a multidisciplinary team (MDT), which may be inclusive of, but not limited to, radiation oncologists, spine surgeons and interventional radiologists, among others.
Orthopaedics | Spine - Thoracolumbar (TL) and sacral surgery | TL and sacral fusion and fixation implant | TL rod | Medyssey Co., Ltd. | Zenius Spinal System Pre-contoured Rod 5.5x70mm | BR55070 | Standalone | DE0508525 | As per HSA registered indication(s) except for radiolucent implants which should be used as follows:  in patients with primary or metastatic spinal tumours who would benefit from post-operative high dose high precision beam therapy upon appropriate and stringent patient selection;  Patient selection should be done via standardised assessment such as the neurological-oncological-mechanical systemic (NOMS) framework; and  The assessment should be carried out by a multidisciplinary team (MDT), which may be inclusive of, but not limited to, radiation oncologists, spine surgeons and interventional radiologists, among others.
Orthopaedics | Spine - Thoracolumbar (TL) and sacral surgery | TL and sacral fusion and fixation implant | TL rod | Medyssey Co., Ltd. | Zenius Spinal System Pre-contoured Rod 5.5x80mm | BR55080 | Standalone | DE0508525 | As per HSA registered indication(s) except for radiolucent implants which should be used as follows:  in patients with primary or metastatic spinal tumours who would benefit from post-operative high dose high precision beam therapy upon appropriate and stringent patient selection;  Patient selection should be done via standardised assessment such as the neurological-oncological-mechanical systemic (NOMS) framework; and  The assessment should be carried out by a multidisciplinary team (MDT), which may be inclusive of, but not limited to, radiation oncologists, spine surgeons and interventional radiologists, among others.
Orthopaedics | Spine - Thoracolumbar (TL) and sacral surgery | TL and sacral fusion and fixation implant | TL rod | Medyssey Co., Ltd. | Zenius Spinal System Pre-contoured Rod 5.5x90mm | BR55090 | Standalone | DE0508525 | As per HSA registered indication(s) except for radiolucent implants which should be used as follows:  in patients with primary or metastatic spinal tumours who would benefit from post-operative high dose high precision beam therapy upon appropriate and stringent patient selection;  Patient selection should be done via standardised assessment such as the neurological-oncological-mechanical systemic (NOMS) framework; and  The assessment should be carried out by a multidisciplinary team (MDT), which may be inclusive of, but not limited to, radiation oncologists, spine surgeons and interventional radiologists, among others.
Orthopaedics | Spine - Thoracolumbar (TL) and sacral surgery | TL and sacral fusion and fixation implant | TL rod | Medyssey Co., Ltd. | Zenius Spinal System Pre-contoured Rod 5.5x100mm | BR55100 | Standalone | DE0508525 | As per HSA registered indication(s) except for radiolucent implants which should be used as follows:  in patients with primary or metastatic spinal tumours who would benefit from post-operative high dose high precision beam therapy upon appropriate and stringent patient selection;  Patient selection should be done via standardised assessment such as the neurological-oncological-mechanical systemic (NOMS) framework; and  The assessment should be carried out by a multidisciplinary team (MDT), which may be inclusive of, but not limited to, radiation oncologists, spine surgeons and interventional radiologists, among others.
Orthopaedics | Spine - Thoracolumbar (TL) and sacral surgery | TL and sacral fusion and fixation implant | TL rod | Medyssey Co., Ltd. | Zenius Spinal System Pre-contoured Rod 5.5x110mm | BR55110 | Standalone | DE0508525 | As per HSA registered indication(s) except for radiolucent implants which should be used as follows:  in patients with primary or metastatic spinal tumours who would benefit from post-operative high dose high precision beam therapy upon appropriate and stringent patient selection;  Patient selection should be done via standardised assessment such as the neurological-oncological-mechanical systemic (NOMS) framework; and  The assessment should be carried out by a multidisciplinary team (MDT), which may be inclusive of, but not limited to, radiation oncologists, spine surgeons and interventional radiologists, among others.
Orthopaedics | Spine - Thoracolumbar (TL) and sacral surgery | TL and sacral fusion and fixation implant | TL rod | Medyssey Co., Ltd. | Zenius Spinal System Straight Rod - One hexa type 5.5x500mm | RX55500 | Standalone | DE0508525 | As per HSA registered indication(s) except for radiolucent implants which should be used as follows:  in patients with primary or metastatic spinal tumours who would benefit from post-operative high dose high precision beam therapy upon appropriate and stringent patient selection;  Patient selection should be done via standardised assessment such as the neurological-oncological-mechanical systemic (NOMS) framework; and  The assessment should be carried out by a multidisciplinary team (MDT), which may be inclusive of, but not limited to, radiation oncologists, spine surgeons and interventional radiologists, among others.
Orthopaedics | Spine - Thoracolumbar (TL) and sacral surgery | TL and sacral fusion and fixation implant | TL rod | Medyssey Co., Ltd. | Zenius Spinal System Straight Rod - One hexa type 5.5x500mm | CRX55500 | Standalone | DE0508525 | As per HSA registered indication(s) except for radiolucent implants which should be used as follows:  in patients with primary or metastatic spinal tumours who would benefit from post-operative high dose high precision beam therapy upon appropriate and stringent patient selection;  Patient selection should be done via standardised assessment such as the neurological-oncological-mechanical systemic (NOMS) framework; and  The assessment should be carried out by a multidisciplinary team (MDT), which may be inclusive of, but not limited to, radiation oncologists, spine surgeons and interventional radiologists, among others.
Orthopaedics | Spine - Thoracolumbar (TL) and sacral surgery | TL and sacral fusion and fixation implant | TL rod | Medyssey Co., Ltd. | Zenius Spinal System Taper Rod 5.5x40mm | TR55040 | Standalone | DE0508525 | As per HSA registered indication(s) except for radiolucent implants which should be used as follows:  in patients with primary or metastatic spinal tumours who would benefit from post-operative high dose high precision beam therapy upon appropriate and stringent patient selection;  Patient selection should be done via standardised assessment such as the neurological-oncological-mechanical systemic (NOMS) framework; and  The assessment should be carried out by a multidisciplinary team (MDT), which may be inclusive of, but not limited to, radiation oncologists, spine surgeons and interventional radiologists, among others.
Orthopaedics | Spine - Thoracolumbar (TL) and sacral surgery | TL and sacral fusion and fixation implant | TL rod | Medyssey Co., Ltd. | Zenius Spinal System Taper Rod 5.5x45mm | TR55045 | Standalone | DE0508525 | As per HSA registered indication(s) except for radiolucent implants which should be used as follows:  in patients with primary or metastatic spinal tumours who would benefit from post-operative high dose high precision beam therapy upon appropriate and stringent patient selection;  Patient selection should be done via standardised assessment such as the neurological-oncological-mechanical systemic (NOMS) framework; and  The assessment should be carried out by a multidisciplinary team (MDT), which may be inclusive of, but not limited to, radiation oncologists, spine surgeons and interventional radiologists, among others.
Orthopaedics | Spine - Thoracolumbar (TL) and sacral surgery | TL and sacral fusion and fixation implant | TL rod | Medyssey Co., Ltd. | Zenius Spinal System Taper Rod 5.5x50mm | TR55050 | Standalone | DE0508525 | As per HSA registered indication(s) except for radiolucent implants which should be used as follows:  in patients with primary or metastatic spinal tumours who would benefit from post-operative high dose high precision beam therapy upon appropriate and stringent patient selection;  Patient selection should be done via standardised assessment such as the neurological-oncological-mechanical systemic (NOMS) framework; and  The assessment should be carried out by a multidisciplinary team (MDT), which may be inclusive of, but not limited to, radiation oncologists, spine surgeons and interventional radiologists, among others.
Orthopaedics | Spine - Thoracolumbar (TL) and sacral surgery | TL and sacral fusion and fixation implant | TL rod | Medyssey Co., Ltd. | Zenius Spinal System Taper Rod 5.5x55mm | TR55055 | Standalone | DE0508525 | As per HSA registered indication(s) except for radiolucent implants which should be used as follows:  in patients with primary or metastatic spinal tumours who would benefit from post-operative high dose high precision beam therapy upon appropriate and stringent patient selection;  Patient selection should be done via standardised assessment such as the neurological-oncological-mechanical systemic (NOMS) framework; and  The assessment should be carried out by a multidisciplinary team (MDT), which may be inclusive of, but not limited to, radiation oncologists, spine surgeons and interventional radiologists, among others.
Orthopaedics | Spine - Thoracolumbar (TL) and sacral surgery | TL and sacral fusion and fixation implant | TL rod | Medyssey Co., Ltd. | Zenius Spinal System Taper Rod 5.5x60mm | TR55060 | Standalone | DE0508525 | As per HSA registered indication(s) except for radiolucent implants which should be used as follows:  in patients with primary or metastatic spinal tumours who would benefit from post-operative high dose high precision beam therapy upon appropriate and stringent patient selection;  Patient selection should be done via standardised assessment such as the neurological-oncological-mechanical systemic (NOMS) framework; and  The assessment should be carried out by a multidisciplinary team (MDT), which may be inclusive of, but not limited to, radiation oncologists, spine surgeons and interventional radiologists, among others.
Orthopaedics | Spine - Thoracolumbar (TL) and sacral surgery | TL and sacral fusion and fixation implant | TL rod | Medyssey Co., Ltd. | Zenius Spinal System Taper Rod 5.5x65mm | TR55065 | Standalone | DE0508525 | As per HSA registered indication(s) except for radiolucent implants which should be used as follows:  in patients with primary or metastatic spinal tumours who would benefit from post-operative high dose high precision beam therapy upon appropriate and stringent patient selection;  Patient selection should be done via standardised assessment such as the neurological-oncological-mechanical systemic (NOMS) framework; and  The assessment should be carried out by a multidisciplinary team (MDT), which may be inclusive of, but not limited to, radiation oncologists, spine surgeons and interventional radiologists, among others.
Orthopaedics | Spine - Thoracolumbar (TL) and sacral surgery | TL and sacral fusion and fixation implant | TL rod | Medyssey Co., Ltd. | Zenius Spinal System Taper Rod 5.5x70mm | TR55070 | Standalone | DE0508525 | As per HSA registered indication(s) except for radiolucent implants which should be used as follows:  in patients with primary or metastatic spinal tumours who would benefit from post-operative high dose high precision beam therapy upon appropriate and stringent patient selection;  Patient selection should be done via standardised assessment such as the neurological-oncological-mechanical systemic (NOMS) framework; and  The assessment should be carried out by a multidisciplinary team (MDT), which may be inclusive of, but not limited to, radiation oncologists, spine surgeons and interventional radiologists, among others.
Orthopaedics | Spine - Thoracolumbar (TL) and sacral surgery | TL and sacral fusion and fixation implant | TL rod | Medyssey Co., Ltd. | Zenius Spinal System Taper Rod 5.5x75mm | TR55075 | Standalone | DE0508525 | As per HSA registered indication(s) except for radiolucent implants which should be used as follows:  in patients with primary or metastatic spinal tumours who would benefit from post-operative high dose high precision beam therapy upon appropriate and stringent patient selection;  Patient selection should be done via standardised assessment such as the neurological-oncological-mechanical systemic (NOMS) framework; and  The assessment should be carried out by a multidisciplinary team (MDT), which may be inclusive of, but not limited to, radiation oncologists, spine surgeons and interventional radiologists, among others.
Orthopaedics | Spine - Thoracolumbar (TL) and sacral surgery | TL and sacral fusion and fixation implant | TL rod | Medyssey Co., Ltd. | Zenius Spinal System Taper Rod 5.5x80mm | TR55080 | Standalone | DE0508525 | As per HSA registered indication(s) except for radiolucent implants which should be used as follows:  in patients with primary or metastatic spinal tumours who would benefit from post-operative high dose high precision beam therapy upon appropriate and stringent patient selection;  Patient selection should be done via standardised assessment such as the neurological-oncological-mechanical systemic (NOMS) framework; and  The assessment should be carried out by a multidisciplinary team (MDT), which may be inclusive of, but not limited to, radiation oncologists, spine surgeons and interventional radiologists, among others.
Orthopaedics | Spine - Thoracolumbar (TL) and sacral surgery | TL and sacral fusion and fixation implant | TL rod | Medyssey Co., Ltd. | Zenius Spinal System Taper Rod 5.5x85mm | TR55085 | Standalone | DE0508525 | As per HSA registered indication(s) except for radiolucent implants which should be used as follows:  in patients with primary or metastatic spinal tumours who would benefit from post-operative high dose high precision beam therapy upon appropriate and stringent patient selection;  Patient selection should be done via standardised assessment such as the neurological-oncological-mechanical systemic (NOMS) framework; and  The assessment should be carried out by a multidisciplinary team (MDT), which may be inclusive of, but not limited to, radiation oncologists, spine surgeons and interventional radiologists, among others.
Orthopaedics | Spine - Thoracolumbar (TL) and sacral surgery | TL and sacral fusion and fixation implant | TL rod | Medyssey Co., Ltd. | Zenius Spinal System Taper Rod 5.5x90mm | TR55090 | Standalone | DE0508525 | As per HSA registered indication(s) except for radiolucent implants which should be used as follows:  in patients with primary or metastatic spinal tumours who would benefit from post-operative high dose high precision beam therapy upon appropriate and stringent patient selection;  Patient selection should be done via standardised assessment such as the neurological-oncological-mechanical systemic (NOMS) framework; and  The assessment should be carried out by a multidisciplinary team (MDT), which may be inclusive of, but not limited to, radiation oncologists, spine surgeons and interventional radiologists, among others.
Orthopaedics | Spine - Thoracolumbar (TL) and sacral surgery | TL and sacral fusion and fixation implant | TL rod | Medyssey Co., Ltd. | Zenius Spinal System Taper Rod 5.5x95mm | TR55095 | Standalone | DE0508525 | As per HSA registered indication(s) except for radiolucent implants which should be used as follows:  in patients with primary or metastatic spinal tumours who would benefit from post-operative high dose high precision beam therapy upon appropriate and stringent patient selection;  Patient selection should be done via standardised assessment such as the neurological-oncological-mechanical systemic (NOMS) framework; and  The assessment should be carried out by a multidisciplinary team (MDT), which may be inclusive of, but not limited to, radiation oncologists, spine surgeons and interventional radiologists, among others.
Orthopaedics | Spine - Thoracolumbar (TL) and sacral surgery | TL and sacral fusion and fixation implant | TL rod | Medyssey Co., Ltd. | Zenius Spinal System Taper Rod 5.5x100mm | TR55100 | Standalone | DE0508525 | As per HSA registered indication(s) except for radiolucent implants which should be used as follows:  in patients with primary or metastatic spinal tumours who would benefit from post-operative high dose high precision beam therapy upon appropriate and stringent patient selection;  Patient selection should be done via standardised assessment such as the neurological-oncological-mechanical systemic (NOMS) framework; and  The assessment should be carried out by a multidisciplinary team (MDT), which may be inclusive of, but not limited to, radiation oncologists, spine surgeons and interventional radiologists, among others.
Orthopaedics | Spine - Thoracolumbar (TL) and sacral surgery | TL and sacral fusion and fixation implant | TL rod | Medyssey Co., Ltd. | Zenius Spinal System Taper Rod 5.5x110mm | TR55110 | Standalone | DE0508525 | As per HSA registered indication(s) except for radiolucent implants which should be used as follows:  in patients with primary or metastatic spinal tumours who would benefit from post-operative high dose high precision beam therapy upon appropriate and stringent patient selection;  Patient selection should be done via standardised assessment such as the neurological-oncological-mechanical systemic (NOMS) framework; and  The assessment should be carried out by a multidisciplinary team (MDT), which may be inclusive of, but not limited to, radiation oncologists, spine surgeons and interventional radiologists, among others.
Orthopaedics | Spine - Thoracolumbar (TL) and sacral surgery | TL and sacral fusion and fixation implant | TL rod | Medyssey Co., Ltd. | Zenius Spinal System Taper Rod 5.5x120mm | TR55120 | Standalone | DE0508525 | As per HSA registered indication(s) except for radiolucent implants which should be used as follows:  in patients with primary or metastatic spinal tumours who would benefit from post-operative high dose high precision beam therapy upon appropriate and stringent patient selection;  Patient selection should be done via standardised assessment such as the neurological-oncological-mechanical systemic (NOMS) framework; and  The assessment should be carried out by a multidisciplinary team (MDT), which may be inclusive of, but not limited to, radiation oncologists, spine surgeons and interventional radiologists, among others.
Orthopaedics | Spine - Thoracolumbar (TL) and sacral surgery | TL and sacral fusion and fixation implant | TL rod | Medyssey Co., Ltd. | Zenius Spinal System Taper Rod 5.5x130mm | TR55130 | Standalone | DE0508525 | As per HSA registered indication(s) except for radiolucent implants which should be used as follows:  in patients with primary or metastatic spinal tumours who would benefit from post-operative high dose high precision beam therapy upon appropriate and stringent patient selection;  Patient selection should be done via standardised assessment such as the neurological-oncological-mechanical systemic (NOMS) framework; and  The assessment should be carried out by a multidisciplinary team (MDT), which may be inclusive of, but not limited to, radiation oncologists, spine surgeons and interventional radiologists, among others.
Orthopaedics | Spine - Thoracolumbar (TL) and sacral surgery | TL and sacral fusion and fixation implant | TL rod | Medyssey Co., Ltd. | Zenius Spinal System Taper Rod 5.5x140mm | TR55140 | Standalone | DE0508525 | As per HSA registered indication(s) except for radiolucent implants which should be used as follows:  in patients with primary or metastatic spinal tumours who would benefit from post-operative high dose high precision beam therapy upon appropriate and stringent patient selection;  Patient selection should be done via standardised assessment such as the neurological-oncological-mechanical systemic (NOMS) framework; and  The assessment should be carried out by a multidisciplinary team (MDT), which may be inclusive of, but not limited to, radiation oncologists, spine surgeons and interventional radiologists, among others.
Orthopaedics | Spine - Thoracolumbar (TL) and sacral surgery | TL and sacral fusion and fixation implant | TL rod | Medyssey Co., Ltd. | Zenius Spinal System Straight Taper Rod 5.5x100mm | ITR55100 | Standalone | DE0508525 | As per HSA registered indication(s) except for radiolucent implants which should be used as follows:  in patients with primary or metastatic spinal tumours who would benefit from post-operative high dose high precision beam therapy upon appropriate and stringent patient selection;  Patient selection should be done via standardised assessment such as the neurological-oncological-mechanical systemic (NOMS) framework; and  The assessment should be carried out by a multidisciplinary team (MDT), which may be inclusive of, but not limited to, radiation oncologists, spine surgeons and interventional radiologists, among others.
Orthopaedics | Spine - Thoracolumbar (TL) and sacral surgery | TL and sacral fusion and fixation implant | TL rod | Medyssey Co., Ltd. | Zenius Spinal System Straight Taper Rod 5.5x110mm | ITR55110 | Standalone | DE0508525 | As per HSA registered indication(s) except for radiolucent implants which should be used as follows:  in patients with primary or metastatic spinal tumours who would benefit from post-operative high dose high precision beam therapy upon appropriate and stringent patient selection;  Patient selection should be done via standardised assessment such as the neurological-oncological-mechanical systemic (NOMS) framework; and  The assessment should be carried out by a multidisciplinary team (MDT), which may be inclusive of, but not limited to, radiation oncologists, spine surgeons and interventional radiologists, among others.
Orthopaedics | Spine - Thoracolumbar (TL) and sacral surgery | TL and sacral fusion and fixation implant | TL rod | Medyssey Co., Ltd. | Zenius Spinal System Straight Taper Rod 5.5x120mm | ITR55120 | Standalone | DE0508525 | As per HSA registered indication(s) except for radiolucent implants which should be used as follows:  in patients with primary or metastatic spinal tumours who would benefit from post-operative high dose high precision beam therapy upon appropriate and stringent patient selection;  Patient selection should be done via standardised assessment such as the neurological-oncological-mechanical systemic (NOMS) framework; and  The assessment should be carried out by a multidisciplinary team (MDT), which may be inclusive of, but not limited to, radiation oncologists, spine surgeons and interventional radiologists, among others.
Orthopaedics | Spine - Thoracolumbar (TL) and sacral surgery | TL and sacral fusion and fixation implant | TL rod | Medyssey Co., Ltd. | Zenius Spinal System Straight Taper Rod 5.5x130mm | ITR55130 | Standalone | DE0508525 | As per HSA registered indication(s) except for radiolucent implants which should be used as follows:  in patients with primary or metastatic spinal tumours who would benefit from post-operative high dose high precision beam therapy upon appropriate and stringent patient selection;  Patient selection should be done via standardised assessment such as the neurological-oncological-mechanical systemic (NOMS) framework; and  The assessment should be carried out by a multidisciplinary team (MDT), which may be inclusive of, but not limited to, radiation oncologists, spine surgeons and interventional radiologists, among others.
Orthopaedics | Spine - Thoracolumbar (TL) and sacral surgery | TL and sacral fusion and fixation implant | TL rod | Medyssey Co., Ltd. | Zenius Spinal System Straight Taper Rod 5.5x140mm | ITR55140 | Standalone | DE0508525 | As per HSA registered indication(s) except for radiolucent implants which should be used as follows:  in patients with primary or metastatic spinal tumours who would benefit from post-operative high dose high precision beam therapy upon appropriate and stringent patient selection;  Patient selection should be done via standardised assessment such as the neurological-oncological-mechanical systemic (NOMS) framework; and  The assessment should be carried out by a multidisciplinary team (MDT), which may be inclusive of, but not limited to, radiation oncologists, spine surgeons and interventional radiologists, among others.
Orthopaedics | Spine - Thoracolumbar (TL) and sacral surgery | TL and sacral fusion and fixation implant | TL rod | Medyssey Co., Ltd. | Zenius Spinal System Straight Taper Rod 5.5x150mm | ITR55150 | Standalone | DE0508525 | As per HSA registered indication(s) except for radiolucent implants which should be used as follows:  in patients with primary or metastatic spinal tumours who would benefit from post-operative high dose high precision beam therapy upon appropriate and stringent patient selection;  Patient selection should be done via standardised assessment such as the neurological-oncological-mechanical systemic (NOMS) framework; and  The assessment should be carried out by a multidisciplinary team (MDT), which may be inclusive of, but not limited to, radiation oncologists, spine surgeons and interventional radiologists, among others.
Orthopaedics | Spine - Thoracolumbar (TL) and sacral surgery | TL and sacral fusion and fixation implant | TL rod | Medyssey Co., Ltd. | Zenius Spinal System Straight Taper Rod 5.5x160mm | ITR55160 | Standalone | DE0508525 | As per HSA registered indication(s) except for radiolucent implants which should be used as follows:  in patients with primary or metastatic spinal tumours who would benefit from post-operative high dose high precision beam therapy upon appropriate and stringent patient selection;  Patient selection should be done via standardised assessment such as the neurological-oncological-mechanical systemic (NOMS) framework; and  The assessment should be carried out by a multidisciplinary team (MDT), which may be inclusive of, but not limited to, radiation oncologists, spine surgeons and interventional radiologists, among others.
Orthopaedics | Spine - Thoracolumbar (TL) and sacral surgery | TL and sacral fusion and fixation implant | TL rod | Medyssey Co., Ltd. | Zenius Spinal System Straight Taper Rod 5.5x170mm | ITR55170 | Standalone | DE0508525 | As per HSA registered indication(s) except for radiolucent implants which should be used as follows:  in patients with primary or metastatic spinal tumours who would benefit from post-operative high dose high precision beam therapy upon appropriate and stringent patient selection;  Patient selection should be done via standardised assessment such as the neurological-oncological-mechanical systemic (NOMS) framework; and  The assessment should be carried out by a multidisciplinary team (MDT), which may be inclusive of, but not limited to, radiation oncologists, spine surgeons and interventional radiologists, among others.
Orthopaedics | Spine - Thoracolumbar (TL) and sacral surgery | TL and sacral fusion and fixation implant | TL rod | Medyssey Co., Ltd. | Zenius Spinal System Straight Taper Rod 5.5x180mm | ITR55180 | Standalone | DE0508525 | As per HSA registered indication(s) except for radiolucent implants which should be used as follows:  in patients with primary or metastatic spinal tumours who would benefit from post-operative high dose high precision beam therapy upon appropriate and stringent patient selection;  Patient selection should be done via standardised assessment such as the neurological-oncological-mechanical systemic (NOMS) framework; and  The assessment should be carried out by a multidisciplinary team (MDT), which may be inclusive of, but not limited to, radiation oncologists, spine surgeons and interventional radiologists, among others.
Orthopaedics | Spine - Thoracolumbar (TL) and sacral surgery | TL and sacral fusion and fixation implant | TL rod | Medyssey Co., Ltd. | Zenius Spinal System Straight Taper Rod 5.5x190mm | ITR55190 | Standalone | DE0508525 | As per HSA registered indication(s) except for radiolucent implants which should be used as follows:  in patients with primary or metastatic spinal tumours who would benefit from post-operative high dose high precision beam therapy upon appropriate and stringent patient selection;  Patient selection should be done via standardised assessment such as the neurological-oncological-mechanical systemic (NOMS) framework; and  The assessment should be carried out by a multidisciplinary team (MDT), which may be inclusive of, but not limited to, radiation oncologists, spine surgeons and interventional radiologists, among others.
Orthopaedics | Spine - Thoracolumbar (TL) and sacral surgery | TL and sacral fusion and fixation implant | TL rod | Medyssey Co., Ltd. | Zenius Spinal System Straight Taper Rod 5.5x200mm | ITR55200 | Standalone | DE0508525 | As per HSA registered indication(s) except for radiolucent implants which should be used as follows:  in patients with primary or metastatic spinal tumours who would benefit from post-operative high dose high precision beam therapy upon appropriate and stringent patient selection;  Patient selection should be done via standardised assessment such as the neurological-oncological-mechanical systemic (NOMS) framework; and  The assessment should be carried out by a multidisciplinary team (MDT), which may be inclusive of, but not limited to, radiation oncologists, spine surgeons and interventional radiologists, among others.
Orthopaedics | Spine - Thoracolumbar (TL) and sacral surgery | TL and sacral fusion and fixation implant | TL rod | Medyssey Co., Ltd. | Zenius Spinal System Straight Taper Rod 5.5x210mm | ITR55210 | Standalone | DE0508525 | As per HSA registered indication(s) except for radiolucent implants which should be used as follows:  in patients with primary or metastatic spinal tumours who would benefit from post-operative high dose high precision beam therapy upon appropriate and stringent patient selection;  Patient selection should be done via standardised assessment such as the neurological-oncological-mechanical systemic (NOMS) framework; and  The assessment should be carried out by a multidisciplinary team (MDT), which may be inclusive of, but not limited to, radiation oncologists, spine surgeons and interventional radiologists, among others.
Orthopaedics | Spine - Thoracolumbar (TL) and sacral surgery | TL and sacral fusion and fixation implant | TL rod | Medyssey Co., Ltd. | Zenius Spinal System Straight Taper Rod 5.5x220mm | ITR55220 | Standalone | DE0508525 | As per HSA registered indication(s) except for radiolucent implants which should be used as follows:  in patients with primary or metastatic spinal tumours who would benefit from post-operative high dose high precision beam therapy upon appropriate and stringent patient selection;  Patient selection should be done via standardised assessment such as the neurological-oncological-mechanical systemic (NOMS) framework; and  The assessment should be carried out by a multidisciplinary team (MDT), which may be inclusive of, but not limited to, radiation oncologists, spine surgeons and interventional radiologists, among others.
Orthopaedics | Spine - Thoracolumbar (TL) and sacral surgery | TL and sacral fusion and fixation implant | TL rod | Medyssey Co., Ltd. | Zenius Spinal System Straight Taper Rod 5.5x230mm | ITR55230 | Standalone | DE0508525 | As per HSA registered indication(s) except for radiolucent implants which should be used as follows:  in patients with primary or metastatic spinal tumours who would benefit from post-operative high dose high precision beam therapy upon appropriate and stringent patient selection;  Patient selection should be done via standardised assessment such as the neurological-oncological-mechanical systemic (NOMS) framework; and  The assessment should be carried out by a multidisciplinary team (MDT), which may be inclusive of, but not limited to, radiation oncologists, spine surgeons and interventional radiologists, among others.
Orthopaedics | Spine - Thoracolumbar (TL) and sacral surgery | TL and sacral fusion and fixation implant | TL rod | Medyssey Co., Ltd. | Zenius Spinal System Straight Taper Rod 5.5x240mm | ITR55240 | Standalone | DE0508525 | As per HSA registered indication(s) except for radiolucent implants which should be used as follows:  in patients with primary or metastatic spinal tumours who would benefit from post-operative high dose high precision beam therapy upon appropriate and stringent patient selection;  Patient selection should be done via standardised assessment such as the neurological-oncological-mechanical systemic (NOMS) framework; and  The assessment should be carried out by a multidisciplinary team (MDT), which may be inclusive of, but not limited to, radiation oncologists, spine surgeons and interventional radiologists, among others.
Orthopaedics | Spine - Thoracolumbar (TL) and sacral surgery | TL and sacral fusion and fixation implant | TL rod | Medyssey Co., Ltd. | Zenius Spinal System Straight Taper Rod 5.5x250mm | ITR55250 | Standalone | DE0508525 | As per HSA registered indication(s) except for radiolucent implants which should be used as follows:  in patients with primary or metastatic spinal tumours who would benefit from post-operative high dose high precision beam therapy upon appropriate and stringent patient selection;  Patient selection should be done via standardised assessment such as the neurological-oncological-mechanical systemic (NOMS) framework; and  The assessment should be carried out by a multidisciplinary team (MDT), which may be inclusive of, but not limited to, radiation oncologists, spine surgeons and interventional radiologists, among others.
Orthopaedics | Spine - Thoracolumbar (TL) and sacral surgery | TL and sacral fusion and fixation implant | TL rod | Medyssey Co., Ltd. | Zenius Spinal System Straight Taper Rod 5.5x260mm | ITR55260 | Standalone | DE0508525 | As per HSA registered indication(s) except for radiolucent implants which should be used as follows:  in patients with primary or metastatic spinal tumours who would benefit from post-operative high dose high precision beam therapy upon appropriate and stringent patient selection;  Patient selection should be done via standardised assessment such as the neurological-oncological-mechanical systemic (NOMS) framework; and  The assessment should be carried out by a multidisciplinary team (MDT), which may be inclusive of, but not limited to, radiation oncologists, spine surgeons and interventional radiologists, among others.
Orthopaedics | Spine - Thoracolumbar (TL) and sacral surgery | TL and sacral fusion and fixation implant | TL rod | Medyssey Co., Ltd. | Zenius Spinal System Straight Taper Rod 5.5x400mm | ITR55400 | Standalone | DE0508525 | As per HSA registered indication(s) except for radiolucent implants which should be used as follows:  in patients with primary or metastatic spinal tumours who would benefit from post-operative high dose high precision beam therapy upon appropriate and stringent patient selection;  Patient selection should be done via standardised assessment such as the neurological-oncological-mechanical systemic (NOMS) framework; and  The assessment should be carried out by a multidisciplinary team (MDT), which may be inclusive of, but not limited to, radiation oncologists, spine surgeons and interventional radiologists, among others.
Orthopaedics | Spine - Thoracolumbar (TL) and sacral surgery | TL and sacral fusion and fixation implant | TL rod | Medyssey Co., Ltd. | Zenius Spinal System Taper Rod 5.5x35mm | CTR55035 | Standalone | DE0508525 | As per HSA registered indication(s) except for radiolucent implants which should be used as follows:  in patients with primary or metastatic spinal tumours who would benefit from post-operative high dose high precision beam therapy upon appropriate and stringent patient selection;  Patient selection should be done via standardised assessment such as the neurological-oncological-mechanical systemic (NOMS) framework; and  The assessment should be carried out by a multidisciplinary team (MDT), which may be inclusive of, but not limited to, radiation oncologists, spine surgeons and interventional radiologists, among others.
Orthopaedics | Spine - Thoracolumbar (TL) and sacral surgery | TL and sacral fusion and fixation implant | TL rod | Medyssey Co., Ltd. | Zenius Spinal System Taper Rod 5.5x40mm | CTR55040 | Standalone | DE0508525 | As per HSA registered indication(s) except for radiolucent implants which should be used as follows:  in patients with primary or metastatic spinal tumours who would benefit from post-operative high dose high precision beam therapy upon appropriate and stringent patient selection;  Patient selection should be done via standardised assessment such as the neurological-oncological-mechanical systemic (NOMS) framework; and  The assessment should be carried out by a multidisciplinary team (MDT), which may be inclusive of, but not limited to, radiation oncologists, spine surgeons and interventional radiologists, among others.
Orthopaedics | Spine - Thoracolumbar (TL) and sacral surgery | TL and sacral fusion and fixation implant | TL rod | Medyssey Co., Ltd. | Zenius Spinal System Taper Rod 5.5x45mm | CTR55045 | Standalone | DE0508525 | As per HSA registered indication(s) except for radiolucent implants which should be used as follows:  in patients with primary or metastatic spinal tumours who would benefit from post-operative high dose high precision beam therapy upon appropriate and stringent patient selection;  Patient selection should be done via standardised assessment such as the neurological-oncological-mechanical systemic (NOMS) framework; and  The assessment should be carried out by a multidisciplinary team (MDT), which may be inclusive of, but not limited to, radiation oncologists, spine surgeons and interventional radiologists, among others.
Orthopaedics | Spine - Thoracolumbar (TL) and sacral surgery | TL and sacral fusion and fixation implant | TL rod | Medyssey Co., Ltd. | Zenius Spinal System Taper Rod 5.5x50mm | CTR55050 | Standalone | DE0508525 | As per HSA registered indication(s) except for radiolucent implants which should be used as follows:  in patients with primary or metastatic spinal tumours who would benefit from post-operative high dose high precision beam therapy upon appropriate and stringent patient selection;  Patient selection should be done via standardised assessment such as the neurological-oncological-mechanical systemic (NOMS) framework; and  The assessment should be carried out by a multidisciplinary team (MDT), which may be inclusive of, but not limited to, radiation oncologists, spine surgeons and interventional radiologists, among others.
Orthopaedics | Spine - Thoracolumbar (TL) and sacral surgery | TL and sacral fusion and fixation implant | TL rod | Medyssey Co., Ltd. | Zenius Spinal System Taper Rod 5.5x55mm | CTR55055 | Standalone | DE0508525 | As per HSA registered indication(s) except for radiolucent implants which should be used as follows:  in patients with primary or metastatic spinal tumours who would benefit from post-operative high dose high precision beam therapy upon appropriate and stringent patient selection;  Patient selection should be done via standardised assessment such as the neurological-oncological-mechanical systemic (NOMS) framework; and  The assessment should be carried out by a multidisciplinary team (MDT), which may be inclusive of, but not limited to, radiation oncologists, spine surgeons and interventional radiologists, among others.
Orthopaedics | Spine - Thoracolumbar (TL) and sacral surgery | TL and sacral fusion and fixation implant | TL rod | Medyssey Co., Ltd. | Zenius Spinal System Taper Rod 5.5x60mm | CTR55060 | Standalone | DE0508525 | As per HSA registered indication(s) except for radiolucent implants which should be used as follows:  in patients with primary or metastatic spinal tumours who would benefit from post-operative high dose high precision beam therapy upon appropriate and stringent patient selection;  Patient selection should be done via standardised assessment such as the neurological-oncological-mechanical systemic (NOMS) framework; and  The assessment should be carried out by a multidisciplinary team (MDT), which may be inclusive of, but not limited to, radiation oncologists, spine surgeons and interventional radiologists, among others.
Orthopaedics | Spine - Thoracolumbar (TL) and sacral surgery | TL and sacral fusion and fixation implant | TL rod | Medyssey Co., Ltd. | Zenius Spinal System Taper Rod 5.5x65mm | CTR55065 | Standalone | DE0508525 | As per HSA registered indication(s) except for radiolucent implants which should be used as follows:  in patients with primary or metastatic spinal tumours who would benefit from post-operative high dose high precision beam therapy upon appropriate and stringent patient selection;  Patient selection should be done via standardised assessment such as the neurological-oncological-mechanical systemic (NOMS) framework; and  The assessment should be carried out by a multidisciplinary team (MDT), which may be inclusive of, but not limited to, radiation oncologists, spine surgeons and interventional radiologists, among others.
Orthopaedics | Spine - Thoracolumbar (TL) and sacral surgery | TL and sacral fusion and fixation implant | TL rod | Medyssey Co., Ltd. | Zenius Spinal System Taper Rod 5.5x70mm | CTR55070 | Standalone | DE0508525 | As per HSA registered indication(s) except for radiolucent implants which should be used as follows:  in patients with primary or metastatic spinal tumours who would benefit from post-operative high dose high precision beam therapy upon appropriate and stringent patient selection;  Patient selection should be done via standardised assessment such as the neurological-oncological-mechanical systemic (NOMS) framework; and  The assessment should be carried out by a multidisciplinary team (MDT), which may be inclusive of, but not limited to, radiation oncologists, spine surgeons and interventional radiologists, among others.
Orthopaedics | Spine - Thoracolumbar (TL) and sacral surgery | TL and sacral fusion and fixation implant | TL rod | Medyssey Co., Ltd. | Zenius Spinal System Taper Rod 5.5x75mm | CTR55075 | Standalone | DE0508525 | As per HSA registered indication(s) except for radiolucent implants which should be used as follows:  in patients with primary or metastatic spinal tumours who would benefit from post-operative high dose high precision beam therapy upon appropriate and stringent patient selection;  Patient selection should be done via standardised assessment such as the neurological-oncological-mechanical systemic (NOMS) framework; and  The assessment should be carried out by a multidisciplinary team (MDT), which may be inclusive of, but not limited to, radiation oncologists, spine surgeons and interventional radiologists, among others.
Orthopaedics | Spine - Thoracolumbar (TL) and sacral surgery | TL and sacral fusion and fixation implant | TL rod | Medyssey Co., Ltd. | Zenius Spinal System Taper Rod 5.5x80mm | CTR55080 | Standalone | DE0508525 | As per HSA registered indication(s) except for radiolucent implants which should be used as follows:  in patients with primary or metastatic spinal tumours who would benefit from post-operative high dose high precision beam therapy upon appropriate and stringent patient selection;  Patient selection should be done via standardised assessment such as the neurological-oncological-mechanical systemic (NOMS) framework; and  The assessment should be carried out by a multidisciplinary team (MDT), which may be inclusive of, but not limited to, radiation oncologists, spine surgeons and interventional radiologists, among others.
Orthopaedics | Spine - Thoracolumbar (TL) and sacral surgery | TL and sacral fusion and fixation implant | TL rod | Medyssey Co., Ltd. | Zenius Spinal System Taper Rod 5.5x85mm | CTR55085 | Standalone | DE0508525 | As per HSA registered indication(s) except for radiolucent implants which should be used as follows:  in patients with primary or metastatic spinal tumours who would benefit from post-operative high dose high precision beam therapy upon appropriate and stringent patient selection;  Patient selection should be done via standardised assessment such as the neurological-oncological-mechanical systemic (NOMS) framework; and  The assessment should be carried out by a multidisciplinary team (MDT), which may be inclusive of, but not limited to, radiation oncologists, spine surgeons and interventional radiologists, among others.
Orthopaedics | Spine - Thoracolumbar (TL) and sacral surgery | TL and sacral fusion and fixation implant | TL rod | Medyssey Co., Ltd. | Zenius Spinal System Taper Rod 5.5x90mm | CTR55090 | Standalone | DE0508525 | As per HSA registered indication(s) except for radiolucent implants which should be used as follows:  in patients with primary or metastatic spinal tumours who would benefit from post-operative high dose high precision beam therapy upon appropriate and stringent patient selection;  Patient selection should be done via standardised assessment such as the neurological-oncological-mechanical systemic (NOMS) framework; and  The assessment should be carried out by a multidisciplinary team (MDT), which may be inclusive of, but not limited to, radiation oncologists, spine surgeons and interventional radiologists, among others.
Orthopaedics | Spine - Thoracolumbar (TL) and sacral surgery | TL and sacral fusion and fixation implant | TL rod | Medyssey Co., Ltd. | Zenius Spinal System Taper Rod 5.5x95mm | CTR55095 | Standalone | DE0508525 | As per HSA registered indication(s) except for radiolucent implants which should be used as follows:  in patients with primary or metastatic spinal tumours who would benefit from post-operative high dose high precision beam therapy upon appropriate and stringent patient selection;  Patient selection should be done via standardised assessment such as the neurological-oncological-mechanical systemic (NOMS) framework; and  The assessment should be carried out by a multidisciplinary team (MDT), which may be inclusive of, but not limited to, radiation oncologists, spine surgeons and interventional radiologists, among others.
Orthopaedics | Spine - Thoracolumbar (TL) and sacral surgery | TL and sacral fusion and fixation implant | TL rod | Medyssey Co., Ltd. | Zenius Spinal System Taper Rod 5.5x100mm | CTR55100 | Standalone | DE0508525 | As per HSA registered indication(s) except for radiolucent implants which should be used as follows:  in patients with primary or metastatic spinal tumours who would benefit from post-operative high dose high precision beam therapy upon appropriate and stringent patient selection;  Patient selection should be done via standardised assessment such as the neurological-oncological-mechanical systemic (NOMS) framework; and  The assessment should be carried out by a multidisciplinary team (MDT), which may be inclusive of, but not limited to, radiation oncologists, spine surgeons and interventional radiologists, among others.
Orthopaedics | Spine - Thoracolumbar (TL) and sacral surgery | TL and sacral fusion and fixation implant | TL rod | Medyssey Co., Ltd. | Zenius Spinal System Taper Rod 5.5x110mm | CTR55110 | Standalone | DE0508525 | As per HSA registered indication(s) except for radiolucent implants which should be used as follows:  in patients with primary or metastatic spinal tumours who would benefit from post-operative high dose high precision beam therapy upon appropriate and stringent patient selection;  Patient selection should be done via standardised assessment such as the neurological-oncological-mechanical systemic (NOMS) framework; and  The assessment should be carried out by a multidisciplinary team (MDT), which may be inclusive of, but not limited to, radiation oncologists, spine surgeons and interventional radiologists, among others.
Orthopaedics | Spine - Thoracolumbar (TL) and sacral surgery | TL and sacral fusion and fixation implant | TL pedicle screw - Locking screw | Medyssey Co., Ltd. | Zenius Spinal System Set screw D9.5mm | SA095 | Standalone | DE0508525 | As per HSA registered indication(s) except for radiolucent implants which should be used as follows:  in patients with primary or metastatic spinal tumours who would benefit from post-operative high dose high precision beam therapy upon appropriate and stringent patient selection;  Patient selection should be done via standardised assessment such as the neurological-oncological-mechanical systemic (NOMS) framework; and  The assessment should be carried out by a multidisciplinary team (MDT), which may be inclusive of, but not limited to, radiation oncologists, spine surgeons and interventional radiologists, among others.
Orthopaedics | Spine - Thoracolumbar (TL) and sacral surgery | TL and sacral fusion and fixation implant | TL pedicle screw - Locking screw | Medyssey Co., Ltd. | Zenius Spinal System Set screw D10.0mm | ZA100 | Standalone | DE0508525 | As per HSA registered indication(s) except for radiolucent implants which should be used as follows:  in patients with primary or metastatic spinal tumours who would benefit from post-operative high dose high precision beam therapy upon appropriate and stringent patient selection;  Patient selection should be done via standardised assessment such as the neurological-oncological-mechanical systemic (NOMS) framework; and  The assessment should be carried out by a multidisciplinary team (MDT), which may be inclusive of, but not limited to, radiation oncologists, spine surgeons and interventional radiologists, among others.
Orthopaedics | Spine - Thoracolumbar (TL) and sacral surgery | TL and sacral fusion and fixation implant | TL rod connector system excluding locking screw | Medyssey Co., Ltd. | Zenius Spinal System Cross Link - C type 25~26mm | CLZ136 | Standalone | DE0508525 | As per HSA registered indication(s)
Orthopaedics | Spine - Thoracolumbar (TL) and sacral surgery | TL and sacral fusion and fixation implant | TL rod connector system excluding locking screw | Medyssey Co., Ltd. | Zenius Spinal System Cross Link - C type 30~31mm | CLZ141 | Standalone | DE0508525 | As per HSA registered indication(s)
Orthopaedics | Spine - Thoracolumbar (TL) and sacral surgery | TL and sacral fusion and fixation implant | TL rod connector system excluding locking screw | Medyssey Co., Ltd. | Zenius Spinal System Cross Link - C type 35~41mm | CLZ146 | Standalone | DE0508525 | As per HSA registered indication(s)
Orthopaedics | Spine - Thoracolumbar (TL) and sacral surgery | TL and sacral fusion and fixation implant | TL rod connector system excluding locking screw | Medyssey Co., Ltd. | Zenius Spinal System Cross Link - C type 40~49mm | CLZ151 | Standalone | DE0508525 | As per HSA registered indication(s)
Orthopaedics | Spine - Thoracolumbar (TL) and sacral surgery | TL and sacral fusion and fixation implant | TL rod connector system excluding locking screw | Medyssey Co., Ltd. | Zenius Spinal System Cross Link - C type 45~59mm | CLZ156 | Standalone | DE0508525 | As per HSA registered indication(s)
Orthopaedics | Spine - Thoracolumbar (TL) and sacral surgery | TL and sacral fusion and fixation implant | TL rod connector system excluding locking screw | Medyssey Co., Ltd. | Zenius Spinal System Cross Link - C type 50~65mm | CLZ161 | Standalone | DE0508525 | As per HSA registered indication(s)
Orthopaedics | Spine - Thoracolumbar (TL) and sacral surgery | TL and sacral fusion and fixation implant | TL rod connector system excluding locking screw | Medyssey Co., Ltd. | Zenius Spinal System Cross Link - C type 55~70mm | CLZ166 | Standalone | DE0508525 | As per HSA registered indication(s)
Orthopaedics | Spine - Thoracolumbar (TL) and sacral surgery | TL and sacral fusion and fixation implant | TL rod connector system excluding locking screw | Medyssey Co., Ltd. | Zenius Spinal System Cross Link - G type 25~26mm | CLR136 | Standalone | DE0508525 | As per HSA registered indication(s)
Orthopaedics | Spine - Thoracolumbar (TL) and sacral surgery | TL and sacral fusion and fixation implant | TL rod connector system excluding locking screw | Medyssey Co., Ltd. | Zenius Spinal System Cross Link - G type 30~31mm | CLR141 | Standalone | DE0508525 | As per HSA registered indication(s)
Orthopaedics | Spine - Thoracolumbar (TL) and sacral surgery | TL and sacral fusion and fixation implant | TL rod connector system excluding locking screw | Medyssey Co., Ltd. | Zenius Spinal System Cross Link - G type 35~41mm | CLR146 | Standalone | DE0508525 | As per HSA registered indication(s)
Orthopaedics | Spine - Thoracolumbar (TL) and sacral surgery | TL and sacral fusion and fixation implant | TL rod connector system excluding locking screw | Medyssey Co., Ltd. | Zenius Spinal System Cross Link - G type 40~49mm | CLR151 | Standalone | DE0508525 | As per HSA registered indication(s)
Orthopaedics | Spine - Thoracolumbar (TL) and sacral surgery | TL and sacral fusion and fixation implant | TL rod connector system excluding locking screw | Medyssey Co., Ltd. | Zenius Spinal System Cross Link - G type 45~59mm | CLR156 | Standalone | DE0508525 | As per HSA registered indication(s)
Orthopaedics | Spine - Thoracolumbar (TL) and sacral surgery | TL and sacral fusion and fixation implant | TL rod connector system excluding locking screw | Medyssey Co., Ltd. | Zenius Spinal System Cross Link - G type 50~65mm | CLR161 | Standalone | DE0508525 | As per HSA registered indication(s)
Orthopaedics | Spine - Thoracolumbar (TL) and sacral surgery | TL and sacral fusion and fixation implant | TL rod connector system excluding locking screw | Medyssey Co., Ltd. | Zenius Spinal System Cross Link - G type 55~70mm | CLR166 | Standalone | DE0508525 | As per HSA registered indication(s)
Orthopaedics | Spine - Thoracolumbar (TL) and sacral surgery | TL interbody cage | TL interbody core - Non-integrated | Medyssey Co., Ltd. | LP Cage 0DEG 8x25x11mm | BN00825 | Standalone | DE0508559 | As per HSA registered indication(s)
Orthopaedics | Spine - Thoracolumbar (TL) and sacral surgery | TL interbody cage | TL interbody core - Non-integrated | Medyssey Co., Ltd. | LP Cage 0DEG 9x25x11mm | BN00925 | Standalone | DE0508559 | As per HSA registered indication(s)
Orthopaedics | Spine - Thoracolumbar (TL) and sacral surgery | TL interbody cage | TL interbody core - Non-integrated | Medyssey Co., Ltd. | LP Cage 0DEG 10x25x11mm | BN01025 | Standalone | DE0508559 | As per HSA registered indication(s)
Orthopaedics | Spine - Thoracolumbar (TL) and sacral surgery | TL interbody cage | TL interbody core - Non-integrated | Medyssey Co., Ltd. | LP Cage 0DEG 11x27x11mm | BN01125 | Standalone | DE0508559 | As per HSA registered indication(s)
Orthopaedics | Spine - Thoracolumbar (TL) and sacral surgery | TL interbody cage | TL interbody core - Non-integrated | Medyssey Co., Ltd. | LP Cage 0DEG 12x25x11mm | BN01225 | Standalone | DE0508559 | As per HSA registered indication(s)
Orthopaedics | Spine - Thoracolumbar (TL) and sacral surgery | TL interbody cage | TL interbody core - Non-integrated | Medyssey Co., Ltd. | LP Cage 0DEG 13x25x11mm | BN01325 | Standalone | DE0508559 | As per HSA registered indication(s)
Orthopaedics | Spine - Thoracolumbar (TL) and sacral surgery | TL interbody cage | TL interbody core - Non-integrated | Medyssey Co., Ltd. | LP Cage 0DEG 14x25x11mm | BN01425 | Standalone | DE0508559 | As per HSA registered indication(s)
Orthopaedics | Spine - Thoracolumbar (TL) and sacral surgery | TL interbody cage | TL interbody core - Non-integrated | Medyssey Co., Ltd. | LP Cage 0DEG 15x25x11mm | BN01525 | Standalone | DE0508559 | As per HSA registered indication(s)
Orthopaedics | Spine - Thoracolumbar (TL) and sacral surgery | TL interbody cage | TL interbody core - Non-integrated | Medyssey Co., Ltd. | LP Cage 4DEG 15x27x11mm | BN41527 | Standalone | DE0508559 | As per HSA registered indication(s)
Orthopaedics | Spine - Thoracolumbar (TL) and sacral surgery | TL interbody cage | TL interbody core - Non-integrated | Medyssey Co., Ltd. | LP Cage 0DEG 8x22x9mm | BS00822 | Standalone | DE0508559 | As per HSA registered indication(s)
Orthopaedics | Spine - Thoracolumbar (TL) and sacral surgery | TL interbody cage | TL interbody core - Non-integrated | Medyssey Co., Ltd. | LP Cage 0DEG 8x25x9mm | BS00825 | Standalone | DE0508559 | As per HSA registered indication(s)
Orthopaedics | Spine - Thoracolumbar (TL) and sacral surgery | TL interbody cage | TL interbody core - Non-integrated | Medyssey Co., Ltd. | LP Cage 0DEG 8x27x9mm | BS00827 | Standalone | DE0508559 | As per HSA registered indication(s)
Orthopaedics | Spine - Thoracolumbar (TL) and sacral surgery | TL interbody cage | TL interbody core - Non-integrated | Medyssey Co., Ltd. | LP Cage 0DEG 9x22x9mm | BS00922 | Standalone | DE0508559 | As per HSA registered indication(s)
Orthopaedics | Spine - Thoracolumbar (TL) and sacral surgery | TL interbody cage | TL interbody core - Non-integrated | Medyssey Co., Ltd. | LP Cage 0DEG 9x25x9mm | BS00925 | Standalone | DE0508559 | As per HSA registered indication(s)
Orthopaedics | Spine - Thoracolumbar (TL) and sacral surgery | TL interbody cage | TL interbody core - Non-integrated | Medyssey Co., Ltd. | LP Cage 0DEG 9x27x9mm | BS00927 | Standalone | DE0508559 | As per HSA registered indication(s)
Orthopaedics | Spine - Thoracolumbar (TL) and sacral surgery | TL interbody cage | TL interbody core - Non-integrated | Medyssey Co., Ltd. | LP Cage 0DEG 10x22x9mm | BS01022 | Standalone | DE0508559 | As per HSA registered indication(s)
Orthopaedics | Spine - Thoracolumbar (TL) and sacral surgery | TL interbody cage | TL interbody core - Non-integrated | Medyssey Co., Ltd. | LP Cage 0DEG 10x25x9mm | BS01025 | Standalone | DE0508559 | As per HSA registered indication(s)
Orthopaedics | Spine - Thoracolumbar (TL) and sacral surgery | TL interbody cage | TL interbody core - Non-integrated | Medyssey Co., Ltd. | LP Cage 0DEG 10x27x9mm | BS01027 | Standalone | DE0508559 | As per HSA registered indication(s)
Orthopaedics | Spine - Thoracolumbar (TL) and sacral surgery | TL interbody cage | TL interbody core - Non-integrated | Medyssey Co., Ltd. | LP Cage 0DEG 11x22x9mm | BS01122 | Standalone | DE0508559 | As per HSA registered indication(s)
Orthopaedics | Spine - Thoracolumbar (TL) and sacral surgery | TL interbody cage | TL interbody core - Non-integrated | Medyssey Co., Ltd. | LP Cage 0DEG 11x25x9mm | BS01125 | Standalone | DE0508559 | As per HSA registered indication(s)
Orthopaedics | Spine - Thoracolumbar (TL) and sacral surgery | TL interbody cage | TL interbody core - Non-integrated | Medyssey Co., Ltd. | LP Cage 0DEG 11x27x9mm | BS01127 | Standalone | DE0508559 | As per HSA registered indication(s)
Orthopaedics | Spine - Thoracolumbar (TL) and sacral surgery | TL interbody cage | TL interbody core - Non-integrated | Medyssey Co., Ltd. | LP Cage 0DEG 12x22x9mm | BS01222 | Standalone | DE0508559 | As per HSA registered indication(s)
Orthopaedics | Spine - Thoracolumbar (TL) and sacral surgery | TL interbody cage | TL interbody core - Non-integrated | Medyssey Co., Ltd. | LP Cage 0DEG 12x25x9mm | BS01225 | Standalone | DE0508559 | As per HSA registered indication(s)
Orthopaedics | Spine - Thoracolumbar (TL) and sacral surgery | TL interbody cage | TL interbody core - Non-integrated | Medyssey Co., Ltd. | LP Cage 0DEG 12x27x9mm | BS01227 | Standalone | DE0508559 | As per HSA registered indication(s)
Orthopaedics | Spine - Thoracolumbar (TL) and sacral surgery | TL interbody cage | TL interbody core - Non-integrated | Medyssey Co., Ltd. | LP Cage 0DEG 13x22x9mm | BS01322 | Standalone | DE0508559 | As per HSA registered indication(s)
Orthopaedics | Spine - Thoracolumbar (TL) and sacral surgery | TL interbody cage | TL interbody core - Non-integrated | Medyssey Co., Ltd. | LP Cage 0DEG 13x25x9mm | BS01325 | Standalone | DE0508559 | As per HSA registered indication(s)
Orthopaedics | Spine - Thoracolumbar (TL) and sacral surgery | TL interbody cage | TL interbody core - Non-integrated | Medyssey Co., Ltd. | LP Cage 0DEG 13x27x9mm | BS01327 | Standalone | DE0508559 | As per HSA registered indication(s)
Orthopaedics | Spine - Thoracolumbar (TL) and sacral surgery | TL interbody cage | TL interbody core - Non-integrated | Medyssey Co., Ltd. | LP Cage 0DEG 14x22x9mm | BS01422 | Standalone | DE0508559 | As per HSA registered indication(s)
Orthopaedics | Spine - Thoracolumbar (TL) and sacral surgery | TL interbody cage | TL interbody core - Non-integrated | Medyssey Co., Ltd. | LP Cage 0DEG 14x25x9mm | BS01425 | Standalone | DE0508559 | As per HSA registered indication(s)
Orthopaedics | Spine - Thoracolumbar (TL) and sacral surgery | TL interbody cage | TL interbody core - Non-integrated | Medyssey Co., Ltd. | LP Cage 0DEG 14x27x9mm | BS01427 | Standalone | DE0508559 | As per HSA registered indication(s)
Orthopaedics | Spine - Thoracolumbar (TL) and sacral surgery | TL interbody cage | TL interbody core - Non-integrated | Medyssey Co., Ltd. | LP Cage 0DEG 15x22x9mm | BS01522 | Standalone | DE0508559 | As per HSA registered indication(s)
Orthopaedics | Spine - Thoracolumbar (TL) and sacral surgery | TL interbody cage | TL interbody core - Non-integrated | Medyssey Co., Ltd. | LP Cage 0DEG 15x25x9mm | BS01525 | Standalone | DE0508559 | As per HSA registered indication(s)
Orthopaedics | Spine - Thoracolumbar (TL) and sacral surgery | TL interbody cage | TL interbody core - Non-integrated | Medyssey Co., Ltd. | LP Cage 0DEG 15x27x9mm | BS01527 | Standalone | DE0508559 | As per HSA registered indication(s)
Orthopaedics | Spine - Thoracolumbar (TL) and sacral surgery | TL interbody cage | TL interbody core - Non-integrated | Medyssey Co., Ltd. | LP Cage 4DEG 9x22x9mm | BS40922 | Standalone | DE0508559 | As per HSA registered indication(s)
Orthopaedics | Spine - Thoracolumbar (TL) and sacral surgery | TL interbody cage | TL interbody core - Non-integrated | Medyssey Co., Ltd. | LP Cage 4DEG 9x25x9mm | BS40925 | Standalone | DE0508559 | As per HSA registered indication(s)
Orthopaedics | Spine - Thoracolumbar (TL) and sacral surgery | TL interbody cage | TL interbody core - Non-integrated | Medyssey Co., Ltd. | LP Cage 4DEG 9x27x9mm | BS40927 | Standalone | DE0508559 | As per HSA registered indication(s)
Orthopaedics | Spine - Thoracolumbar (TL) and sacral surgery | TL interbody cage | TL interbody core - Non-integrated | Medyssey Co., Ltd. | LP Cage 4DEG 10x22x9mm | BS41022 | Standalone | DE0508559 | As per HSA registered indication(s)
Orthopaedics | Spine - Thoracolumbar (TL) and sacral surgery | TL interbody cage | TL interbody core - Non-integrated | Medyssey Co., Ltd. | LP Cage 4DEG 10x25x9mm | BS41025 | Standalone | DE0508559 | As per HSA registered indication(s)
Orthopaedics | Spine - Thoracolumbar (TL) and sacral surgery | TL interbody cage | TL interbody core - Non-integrated | Medyssey Co., Ltd. | LP Cage 4DEG 10x27x9mm | BS41027 | Standalone | DE0508559 | As per HSA registered indication(s)
Orthopaedics | Spine - Thoracolumbar (TL) and sacral surgery | TL interbody cage | TL interbody core - Non-integrated | Medyssey Co., Ltd. | LP Cage 4DEG 11x22x9mm | BS41122 | Standalone | DE0508559 | As per HSA registered indication(s)
Orthopaedics | Spine - Thoracolumbar (TL) and sacral surgery | TL interbody cage | TL interbody core - Non-integrated | Medyssey Co., Ltd. | LP Cage 4DEG 11x25x9mm | BS41125 | Standalone | DE0508559 | As per HSA registered indication(s)
Orthopaedics | Spine - Thoracolumbar (TL) and sacral surgery | TL interbody cage | TL interbody core - Non-integrated | Medyssey Co., Ltd. | LP Cage 4DEG 11x27x9mm | BS41127 | Standalone | DE0508559 | As per HSA registered indication(s)
Orthopaedics | Spine - Thoracolumbar (TL) and sacral surgery | TL interbody cage | TL interbody core - Non-integrated | Medyssey Co., Ltd. | LP Cage 4DEG 12x22x9mm | BS41222 | Standalone | DE0508559 | As per HSA registered indication(s)
Orthopaedics | Spine - Thoracolumbar (TL) and sacral surgery | TL interbody cage | TL interbody core - Non-integrated | Medyssey Co., Ltd. | LP Cage 4DEG 12x25x9mm | BS41225 | Standalone | DE0508559 | As per HSA registered indication(s)
Orthopaedics | Spine - Thoracolumbar (TL) and sacral surgery | TL interbody cage | TL interbody core - Non-integrated | Medyssey Co., Ltd. | LP Cage 4DEG 12x27x9mm | BS41227 | Standalone | DE0508559 | As per HSA registered indication(s)
Orthopaedics | Spine - Thoracolumbar (TL) and sacral surgery | TL interbody cage | TL interbody core - Non-integrated | Medyssey Co., Ltd. | LP Cage 4DEG 13x22x9mm | BS41322 | Standalone | DE0508559 | As per HSA registered indication(s)
Orthopaedics | Spine - Thoracolumbar (TL) and sacral surgery | TL interbody cage | TL interbody core - Non-integrated | Medyssey Co., Ltd. | LP Cage 4DEG 13x25x9mm | BS41325 | Standalone | DE0508559 | As per HSA registered indication(s)
Orthopaedics | Spine - Thoracolumbar (TL) and sacral surgery | TL interbody cage | TL interbody core - Non-integrated | Medyssey Co., Ltd. | LP Cage 4DEG 13x27x9mm | BS41327 | Standalone | DE0508559 | As per HSA registered indication(s)
Orthopaedics | Spine - Thoracolumbar (TL) and sacral surgery | TL interbody cage | TL interbody core - Non-integrated | Medyssey Co., Ltd. | LP Cage 4DEG 14x22x9mm | BS41422 | Standalone | DE0508559 | As per HSA registered indication(s)
Orthopaedics | Spine - Thoracolumbar (TL) and sacral surgery | TL interbody cage | TL interbody core - Non-integrated | Medyssey Co., Ltd. | LP Cage 4DEG 14x25x9mm | BS41425 | Standalone | DE0508559 | As per HSA registered indication(s)
Orthopaedics | Spine - Thoracolumbar (TL) and sacral surgery | TL interbody cage | TL interbody core - Non-integrated | Medyssey Co., Ltd. | LP Cage 4DEG 14x27x9mm | BS41427 | Standalone | DE0508559 | As per HSA registered indication(s)
Orthopaedics | Spine - Thoracolumbar (TL) and sacral surgery | TL interbody cage | TL interbody core - Non-integrated | Medyssey Co., Ltd. | LP Cage 4DEG 15x22x9mm | BS41522 | Standalone | DE0508559 | As per HSA registered indication(s)
Orthopaedics | Spine - Thoracolumbar (TL) and sacral surgery | TL interbody cage | TL interbody core - Non-integrated | Medyssey Co., Ltd. | LP Cage 4DEG 15x25x9mm | BS41525 | Standalone | DE0508559 | As per HSA registered indication(s)
Orthopaedics | Spine - Thoracolumbar (TL) and sacral surgery | TL interbody cage | TL interbody core - Non-integrated | Medyssey Co., Ltd. | LP Cage 4DEG 15x27x9mm | BS41527 | Standalone | DE0508559 | As per HSA registered indication(s)
Orthopaedics | Spine - Thoracolumbar (TL) and sacral surgery | TL interbody cage | TL interbody core - Non-integrated | Medyssey Co., Ltd. | LP Cage 8DEG 10x22x9mm | BS81022 | Standalone | DE0508559 | As per HSA registered indication(s)
Orthopaedics | Spine - Thoracolumbar (TL) and sacral surgery | TL interbody cage | TL interbody core - Non-integrated | Medyssey Co., Ltd. | LP Cage 8DEG 10x25x9mm | BS81025 | Standalone | DE0508559 | As per HSA registered indication(s)
Orthopaedics | Spine - Thoracolumbar (TL) and sacral surgery | TL interbody cage | TL interbody core - Non-integrated | Medyssey Co., Ltd. | LP Cage 8DEG 10x27x9mm | BS81027 | Standalone | DE0508559 | As per HSA registered indication(s)
Orthopaedics | Spine - Thoracolumbar (TL) and sacral surgery | TL interbody cage | TL interbody core - Non-integrated | Medyssey Co., Ltd. | LP Cage 8DEG 11x22x9mm | BS81122 | Standalone | DE0508559 | As per HSA registered indication(s)
Orthopaedics | Spine - Thoracolumbar (TL) and sacral surgery | TL interbody cage | TL interbody core - Non-integrated | Medyssey Co., Ltd. | LP Cage 8DEG 11x25x9mm | BS81125 | Standalone | DE0508559 | As per HSA registered indication(s)
Orthopaedics | Spine - Thoracolumbar (TL) and sacral surgery | TL interbody cage | TL interbody core - Non-integrated | Medyssey Co., Ltd. | LP Cage 8DEG 11x27x9mm | BS81127 | Standalone | DE0508559 | As per HSA registered indication(s)
Orthopaedics | Spine - Thoracolumbar (TL) and sacral surgery | TL interbody cage | TL interbody core - Non-integrated | Medyssey Co., Ltd. | LP Cage 8DEG 12x22x9mm | BS81222 | Standalone | DE0508559 | As per HSA registered indication(s)
Orthopaedics | Spine - Thoracolumbar (TL) and sacral surgery | TL interbody cage | TL interbody core - Non-integrated | Medyssey Co., Ltd. | LP Cage 8DEG 12x25x9mm | BS81225 | Standalone | DE0508559 | As per HSA registered indication(s)
Orthopaedics | Spine - Thoracolumbar (TL) and sacral surgery | TL interbody cage | TL interbody core - Non-integrated | Medyssey Co., Ltd. | LP Cage 8DEG 12x27x9mm | BS81227 | Standalone | DE0508559 | As per HSA registered indication(s)
Orthopaedics | Spine - Thoracolumbar (TL) and sacral surgery | TL interbody cage | TL interbody core - Non-integrated | Medyssey Co., Ltd. | LP Cage 8DEG 13x22x9mm | BS81322 | Standalone | DE0508559 | As per HSA registered indication(s)
Orthopaedics | Spine - Thoracolumbar (TL) and sacral surgery | TL interbody cage | TL interbody core - Non-integrated | Medyssey Co., Ltd. | LP Cage 8DEG 13x25x9mm | BS81325 | Standalone | DE0508559 | As per HSA registered indication(s)
Orthopaedics | Spine - Thoracolumbar (TL) and sacral surgery | TL interbody cage | TL interbody core - Non-integrated | Medyssey Co., Ltd. | LP Cage 8DEG 13x27x9mm | BS81327 | Standalone | DE0508559 | As per HSA registered indication(s)
Orthopaedics | Spine - Thoracolumbar (TL) and sacral surgery | TL interbody cage | TL interbody core - Non-integrated | Medyssey Co., Ltd. | LP Cage 8DEG 14x22x9mm | BS81422 | Standalone | DE0508559 | As per HSA registered indication(s)
Orthopaedics | Spine - Thoracolumbar (TL) and sacral surgery | TL interbody cage | TL interbody core - Non-integrated | Medyssey Co., Ltd. | LP Cage 8DEG 14x25x9mm | BS81425 | Standalone | DE0508559 | As per HSA registered indication(s)
Orthopaedics | Spine - Thoracolumbar (TL) and sacral surgery | TL interbody cage | TL interbody core - Non-integrated | Medyssey Co., Ltd. | LP Cage 8DEG 14x27x9mm | BS81427 | Standalone | DE0508559 | As per HSA registered indication(s)
Orthopaedics | Spine - Thoracolumbar (TL) and sacral surgery | TL interbody cage | TL interbody core - Non-integrated | Medyssey Co., Ltd. | LP Cage 8DEG 15x22x9mm | BS81522 | Standalone | DE0508559 | As per HSA registered indication(s)
Orthopaedics | Spine - Thoracolumbar (TL) and sacral surgery | TL interbody cage | TL interbody core - Non-integrated | Medyssey Co., Ltd. | LP Cage 8DEG 15x25x9mm | BS81525 | Standalone | DE0508559 | As per HSA registered indication(s)
Orthopaedics | Spine - Thoracolumbar (TL) and sacral surgery | TL interbody cage | TL interbody core - Non-integrated | Medyssey Co., Ltd. | LP Cage 8DEG 15x27x9mm | BS81527 | Standalone | DE0508559 | As per HSA registered indication(s)
Orthopaedics | Spine - Thoracolumbar (TL) and sacral surgery | TL interbody cage | TL interbody core - Non-integrated | Medyssey Co., Ltd. | Taurus-P Cage 8DEG 14x32x11mm | BN81432 | Standalone | DE0508558 | As per HSA registered indication(s)
Orthopaedics | Spine - Thoracolumbar (TL) and sacral surgery | TL interbody cage | TL interbody core - Non-integrated | Medyssey Co., Ltd. | Taurus-P Cage 0DEG 8x30x9mm | BS00830 | Standalone | DE0508558 | As per HSA registered indication(s)
Orthopaedics | Spine - Thoracolumbar (TL) and sacral surgery | TL interbody cage | TL interbody core - Non-integrated | Medyssey Co., Ltd. | Taurus-P Cage 0DEG 8x32x9mm | BS00832 | Standalone | DE0508558 | As per HSA registered indication(s)
Orthopaedics | Spine - Thoracolumbar (TL) and sacral surgery | TL interbody cage | TL interbody core - Non-integrated | Medyssey Co., Ltd. | Taurus-P Cage 0DEG 9x30x9mm | BS00930 | Standalone | DE0508558 | As per HSA registered indication(s)
Orthopaedics | Spine - Thoracolumbar (TL) and sacral surgery | TL interbody cage | TL interbody core - Non-integrated | Medyssey Co., Ltd. | Taurus-P Cage 0DEG 9x32x9mm | BS00932 | Standalone | DE0508558 | As per HSA registered indication(s)
Orthopaedics | Spine - Thoracolumbar (TL) and sacral surgery | TL interbody cage | TL interbody core - Non-integrated | Medyssey Co., Ltd. | Taurus-P Cage 0DEG 10x30x9mm | BS01030 | Standalone | DE0508558 | As per HSA registered indication(s)
Orthopaedics | Spine - Thoracolumbar (TL) and sacral surgery | TL interbody cage | TL interbody core - Non-integrated | Medyssey Co., Ltd. | Taurus-P Cage 0DEG 10x32x9mm | BS01032 | Standalone | DE0508558 | As per HSA registered indication(s)
Orthopaedics | Spine - Thoracolumbar (TL) and sacral surgery | TL interbody cage | TL interbody core - Non-integrated | Medyssey Co., Ltd. | Taurus-P Cage 0DEG 11x30x9mm | BS01130 | Standalone | DE0508558 | As per HSA registered indication(s)
Orthopaedics | Spine - Thoracolumbar (TL) and sacral surgery | TL interbody cage | TL interbody core - Non-integrated | Medyssey Co., Ltd. | Taurus-P Cage 0DEG 11x32x9mm | BS01132 | Standalone | DE0508558 | As per HSA registered indication(s)
Orthopaedics | Spine - Thoracolumbar (TL) and sacral surgery | TL interbody cage | TL interbody core - Non-integrated | Medyssey Co., Ltd. | Taurus-P Cage 0DEG 12x30x9mm | BS01230 | Standalone | DE0508558 | As per HSA registered indication(s)
Orthopaedics | Spine - Thoracolumbar (TL) and sacral surgery | TL interbody cage | TL interbody core - Non-integrated | Medyssey Co., Ltd. | Taurus-P Cage 0DEG 12x32x9mm | BS01232 | Standalone | DE0508558 | As per HSA registered indication(s)
Orthopaedics | Spine - Thoracolumbar (TL) and sacral surgery | TL interbody cage | TL interbody core - Non-integrated | Medyssey Co., Ltd. | Taurus-P Cage 0DEG 13x30x9mm | BS01330 | Standalone | DE0508558 | As per HSA registered indication(s)
Orthopaedics | Spine - Thoracolumbar (TL) and sacral surgery | TL interbody cage | TL interbody core - Non-integrated | Medyssey Co., Ltd. | Taurus-P Cage 0DEG 13x32x9mm | BS01332 | Standalone | DE0508558 | As per HSA registered indication(s)
Orthopaedics | Spine - Thoracolumbar (TL) and sacral surgery | TL interbody cage | TL interbody core - Non-integrated | Medyssey Co., Ltd. | Taurus-P Cage 0DEG 14x30x9mm | BS01430 | Standalone | DE0508558 | As per HSA registered indication(s)
Orthopaedics | Spine - Thoracolumbar (TL) and sacral surgery | TL interbody cage | TL interbody core - Non-integrated | Medyssey Co., Ltd. | Taurus-P Cage 0DEG 14x32x9mm | BS01432 | Standalone | DE0508558 | As per HSA registered indication(s)
Orthopaedics | Spine - Thoracolumbar (TL) and sacral surgery | TL interbody cage | TL interbody core - Non-integrated | Medyssey Co., Ltd. | Taurus-P Cage 0DEG 15x30x9mm | BS01530 | Standalone | DE0508558 | As per HSA registered indication(s)
Orthopaedics | Spine - Thoracolumbar (TL) and sacral surgery | TL interbody cage | TL interbody core - Non-integrated | Medyssey Co., Ltd. | Taurus-P Cage 0DEG 15x32x9mm | BS01532 | Standalone | DE0508558 | As per HSA registered indication(s)
Orthopaedics | Spine - Thoracolumbar (TL) and sacral surgery | TL interbody cage | TL interbody core - Non-integrated | Medyssey Co., Ltd. | Taurus-P Cage 4DEG 9x30x9mm | BS40930 | Standalone | DE0508558 | As per HSA registered indication(s)
Orthopaedics | Spine - Thoracolumbar (TL) and sacral surgery | TL interbody cage | TL interbody core - Non-integrated | Medyssey Co., Ltd. | Taurus-P Cage 4DEG 9x32x9mm | BS40932 | Standalone | DE0508558 | As per HSA registered indication(s)
Orthopaedics | Spine - Thoracolumbar (TL) and sacral surgery | TL interbody cage | TL interbody core - Non-integrated | Medyssey Co., Ltd. | Taurus-P Cage 4DEG 10x30x9mm | BS41030 | Standalone | DE0508558 | As per HSA registered indication(s)
Orthopaedics | Spine - Thoracolumbar (TL) and sacral surgery | TL interbody cage | TL interbody core - Non-integrated | Medyssey Co., Ltd. | Taurus-P Cage 4DEG 10x32x9mm | BS41032 | Standalone | DE0508558 | As per HSA registered indication(s)
Orthopaedics | Spine - Thoracolumbar (TL) and sacral surgery | TL interbody cage | TL interbody core - Non-integrated | Medyssey Co., Ltd. | Taurus-P Cage 4DEG 11x30x9mm | BS41130 | Standalone | DE0508558 | As per HSA registered indication(s)
Orthopaedics | Spine - Thoracolumbar (TL) and sacral surgery | TL interbody cage | TL interbody core - Non-integrated | Medyssey Co., Ltd. | Taurus-P Cage 4DEG 11x32x9mm | BS41132 | Standalone | DE0508558 | As per HSA registered indication(s)
Orthopaedics | Spine - Thoracolumbar (TL) and sacral surgery | TL interbody cage | TL interbody core - Non-integrated | Medyssey Co., Ltd. | Taurus-P Cage 4DEG 12x30x9mm | BS41230 | Standalone | DE0508558 | As per HSA registered indication(s)
Orthopaedics | Spine - Thoracolumbar (TL) and sacral surgery | TL interbody cage | TL interbody core - Non-integrated | Medyssey Co., Ltd. | Taurus-P Cage 4DEG 12x32x9mm | BS41232 | Standalone | DE0508558 | As per HSA registered indication(s)
Orthopaedics | Spine - Thoracolumbar (TL) and sacral surgery | TL interbody cage | TL interbody core - Non-integrated | Medyssey Co., Ltd. | Taurus-P Cage 4DEG 13x30x9mm | BS41330 | Standalone | DE0508558 | As per HSA registered indication(s)
Orthopaedics | Spine - Thoracolumbar (TL) and sacral surgery | TL interbody cage | TL interbody core - Non-integrated | Medyssey Co., Ltd. | Taurus-P Cage 4DEG 13x32x9mm | BS41332 | Standalone | DE0508558 | As per HSA registered indication(s)
Orthopaedics | Spine - Thoracolumbar (TL) and sacral surgery | TL interbody cage | TL interbody core - Non-integrated | Medyssey Co., Ltd. | Taurus-P Cage 4DEG 14x30x9mm | BS41430 | Standalone | DE0508558 | As per HSA registered indication(s)
Orthopaedics | Spine - Thoracolumbar (TL) and sacral surgery | TL interbody cage | TL interbody core - Non-integrated | Medyssey Co., Ltd. | Taurus-P Cage 4DEG 14x32x9mm | BS41432 | Standalone | DE0508558 | As per HSA registered indication(s)
Orthopaedics | Spine - Thoracolumbar (TL) and sacral surgery | TL interbody cage | TL interbody core - Non-integrated | Medyssey Co., Ltd. | Taurus-P Cage 4DEG 15x30x9mm | BS41530 | Standalone | DE0508558 | As per HSA registered indication(s)
Orthopaedics | Spine - Thoracolumbar (TL) and sacral surgery | TL interbody cage | TL interbody core - Non-integrated | Medyssey Co., Ltd. | Taurus-P Cage 4DEG 15x32x9mm | BS41532 | Standalone | DE0508558 | As per HSA registered indication(s)
Orthopaedics | Spine - Thoracolumbar (TL) and sacral surgery | TL interbody cage | TL interbody core - Non-integrated | Medyssey Co., Ltd. | Taurus-P Cage 8DEG 10x30x9mm | BS81030 | Standalone | DE0508558 | As per HSA registered indication(s)
Orthopaedics | Spine - Thoracolumbar (TL) and sacral surgery | TL interbody cage | TL interbody core - Non-integrated | Medyssey Co., Ltd. | Taurus-P Cage 8DEG 10x32x9mm | BS81032 | Standalone | DE0508558 | As per HSA registered indication(s)
Orthopaedics | Spine - Thoracolumbar (TL) and sacral surgery | TL interbody cage | TL interbody core - Non-integrated | Medyssey Co., Ltd. | Taurus-P Cage 8DEG 11x30x9mm | BS81130 | Standalone | DE0508558 | As per HSA registered indication(s)
Orthopaedics | Spine - Thoracolumbar (TL) and sacral surgery | TL interbody cage | TL interbody core - Non-integrated | Medyssey Co., Ltd. | Taurus-P Cage 8DEG 11x32x9mm | BS81132 | Standalone | DE0508558 | As per HSA registered indication(s)
Orthopaedics | Spine - Thoracolumbar (TL) and sacral surgery | TL interbody cage | TL interbody core - Non-integrated | Medyssey Co., Ltd. | Taurus-P Cage 8DEG 12x30x9mm | BS81230 | Standalone | DE0508558 | As per HSA registered indication(s)
Orthopaedics | Spine - Thoracolumbar (TL) and sacral surgery | TL interbody cage | TL interbody core - Non-integrated | Medyssey Co., Ltd. | Taurus-P Cage 8DEG 12x32x9mm | BS81232 | Standalone | DE0508558 | As per HSA registered indication(s)
Orthopaedics | Spine - Thoracolumbar (TL) and sacral surgery | TL interbody cage | TL interbody core - Non-integrated | Medyssey Co., Ltd. | Taurus-P Cage 8DEG 13x30x9mm | BS81330 | Standalone | DE0508558 | As per HSA registered indication(s)
Orthopaedics | Spine - Thoracolumbar (TL) and sacral surgery | TL interbody cage | TL interbody core - Non-integrated | Medyssey Co., Ltd. | Taurus-P Cage 8DEG 13x32x9mm | BS81332 | Standalone | DE0508558 | As per HSA registered indication(s)
Orthopaedics | Spine - Thoracolumbar (TL) and sacral surgery | TL interbody cage | TL interbody core - Non-integrated | Medyssey Co., Ltd. | Taurus-P Cage 8DEG 14x30x9mm | BS81430 | Standalone | DE0508558 | As per HSA registered indication(s)
Orthopaedics | Spine - Thoracolumbar (TL) and sacral surgery | TL interbody cage | TL interbody core - Non-integrated | Medyssey Co., Ltd. | Taurus-P Cage 8DEG 14x32x9mm | BS81432 | Standalone | DE0508558 | As per HSA registered indication(s)
Orthopaedics | Spine - Thoracolumbar (TL) and sacral surgery | TL interbody cage | TL interbody core - Non-integrated | Medyssey Co., Ltd. | Taurus-P Cage 8DEG 15x30x9mm | BS81530 | Standalone | DE0508558 | As per HSA registered indication(s)
Orthopaedics | Spine - Thoracolumbar (TL) and sacral surgery | TL interbody cage | TL interbody core - Non-integrated | Medyssey Co., Ltd. | Taurus-P Cage 8DEG 15x32x9mm | BS81532 | Standalone | DE0508558 | As per HSA registered indication(s)
Orthopaedics | Spine - Thoracolumbar (TL) and sacral surgery | TL interbody cage | TL interbody core - Non-integrated | Medyssey Co., Ltd. | Taurus-P Cage 0DEG 7x25x10mm | TP0000725 | Standalone | DE0508558 | As per HSA registered indication(s)
Orthopaedics | Spine - Thoracolumbar (TL) and sacral surgery | TL interbody cage | TL interbody core - Non-integrated | Medyssey Co., Ltd. | Taurus-P Cage 0DEG 8x25x10mm | TP0000825 | Standalone | DE0508558 | As per HSA registered indication(s)
Orthopaedics | Spine - Thoracolumbar (TL) and sacral surgery | TL interbody cage | TL interbody core - Non-integrated | Medyssey Co., Ltd. | Taurus-P Cage 0DEG 9x25x10mm | TP0000925 | Standalone | DE0508558 | As per HSA registered indication(s)
Orthopaedics | Spine - Thoracolumbar (TL) and sacral surgery | TL interbody cage | TL interbody core - Non-integrated | Medyssey Co., Ltd. | Taurus-P Cage 0DEG 10x25x10mm | TP0001025 | Standalone | DE0508558 | As per HSA registered indication(s)
Orthopaedics | Spine - Thoracolumbar (TL) and sacral surgery | TL interbody cage | TL interbody core - Non-integrated | Medyssey Co., Ltd. | Taurus-P Cage 0DEG 11x25x10mm | TP0001125 | Standalone | DE0508558 | As per HSA registered indication(s)
Orthopaedics | Spine - Thoracolumbar (TL) and sacral surgery | TL interbody cage | TL interbody core - Non-integrated | Medyssey Co., Ltd. | Taurus-P Cage 0DEG 12x25x10mm | TP0001225 | Standalone | DE0508558 | As per HSA registered indication(s)
Orthopaedics | Spine - Thoracolumbar (TL) and sacral surgery | TL interbody cage | TL interbody core - Non-integrated | Medyssey Co., Ltd. | Taurus-P Cage 0DEG 13x25x10mm | TP0001325 | Standalone | DE0508558 | As per HSA registered indication(s)
Orthopaedics | Spine - Thoracolumbar (TL) and sacral surgery | TL interbody cage | TL interbody core - Non-integrated | Medyssey Co., Ltd. | Taurus-P Cage 0DEG 14x25x10mm | TP0001425 | Standalone | DE0508558 | As per HSA registered indication(s)
Orthopaedics | Spine - Thoracolumbar (TL) and sacral surgery | TL interbody cage | TL interbody core - Non-integrated | Medyssey Co., Ltd. | Taurus-P Cage 0DEG 15x25x10mm | TP0001525 | Standalone | DE0508558 | As per HSA registered indication(s)
Orthopaedics | Spine - Thoracolumbar (TL) and sacral surgery | TL interbody cage | TL interbody core - Non-integrated | Medyssey Co., Ltd. | Taurus-P Cage 0DEG 16x25x10mm | TP0001625 | Standalone | DE0508558 | As per HSA registered indication(s)
Orthopaedics | Spine - Thoracolumbar (TL) and sacral surgery | TL interbody cage | TL interbody core - Non-integrated | Medyssey Co., Ltd. | Taurus-P Cage 0DEG 7x27x10mm | TP0000727 | Standalone | DE0508558 | As per HSA registered indication(s)
Orthopaedics | Spine - Thoracolumbar (TL) and sacral surgery | TL interbody cage | TL interbody core - Non-integrated | Medyssey Co., Ltd. | Taurus-P Cage 0DEG 8x27x10mm | TP0000827 | Standalone | DE0508558 | As per HSA registered indication(s)
Orthopaedics | Spine - Thoracolumbar (TL) and sacral surgery | TL interbody cage | TL interbody core - Non-integrated | Medyssey Co., Ltd. | Taurus-P Cage 0DEG 9x27x10mm | TP0000927 | Standalone | DE0508558 | As per HSA registered indication(s)
Orthopaedics | Spine - Thoracolumbar (TL) and sacral surgery | TL interbody cage | TL interbody core - Non-integrated | Medyssey Co., Ltd. | Taurus-P Cage 0DEG 10x27x10mm | TP0001027 | Standalone | DE0508558 | As per HSA registered indication(s)
Orthopaedics | Spine - Thoracolumbar (TL) and sacral surgery | TL interbody cage | TL interbody core - Non-integrated | Medyssey Co., Ltd. | Taurus-P Cage 0DEG 11x27x10mm | TP0001127 | Standalone | DE0508558 | As per HSA registered indication(s)
Orthopaedics | Spine - Thoracolumbar (TL) and sacral surgery | TL interbody cage | TL interbody core - Non-integrated | Medyssey Co., Ltd. | Taurus-P Cage 0DEG 12x27x10mm | TP0001227 | Standalone | DE0508558 | As per HSA registered indication(s)
Orthopaedics | Spine - Thoracolumbar (TL) and sacral surgery | TL interbody cage | TL interbody core - Non-integrated | Medyssey Co., Ltd. | Taurus-P Cage 0DEG 13x27x10mm | TP0001327 | Standalone | DE0508558 | As per HSA registered indication(s)
Orthopaedics | Spine - Thoracolumbar (TL) and sacral surgery | TL interbody cage | TL interbody core - Non-integrated | Medyssey Co., Ltd. | Taurus-P Cage 0DEG 14x27x10mm | TP0001427 | Standalone | DE0508558 | As per HSA registered indication(s)
Orthopaedics | Spine - Thoracolumbar (TL) and sacral surgery | TL interbody cage | TL interbody core - Non-integrated | Medyssey Co., Ltd. | Taurus-P Cage 0DEG 15x27x10mm | TP0001527 | Standalone | DE0508558 | As per HSA registered indication(s)
Orthopaedics | Spine - Thoracolumbar (TL) and sacral surgery | TL interbody cage | TL interbody core - Non-integrated | Medyssey Co., Ltd. | Taurus-P Cage 0DEG 16x27x10mm | TP0001627 | Standalone | DE0508558 | As per HSA registered indication(s)
Orthopaedics | Spine - Thoracolumbar (TL) and sacral surgery | TL interbody cage | TL interbody core - Non-integrated | Medyssey Co., Ltd. | Taurus-P Cage 0DEG 7x30x10mm | TP0000730 | Standalone | DE0508558 | As per HSA registered indication(s)
Orthopaedics | Spine - Thoracolumbar (TL) and sacral surgery | TL interbody cage | TL interbody core - Non-integrated | Medyssey Co., Ltd. | Taurus-P Cage 0DEG 8x30x10mm | TP0000830 | Standalone | DE0508558 | As per HSA registered indication(s)
Orthopaedics | Spine - Thoracolumbar (TL) and sacral surgery | TL interbody cage | TL interbody core - Non-integrated | Medyssey Co., Ltd. | Taurus-P Cage 0DEG 9x30x10mm | TP0000930 | Standalone | DE0508558 | As per HSA registered indication(s)
Orthopaedics | Spine - Thoracolumbar (TL) and sacral surgery | TL interbody cage | TL interbody core - Non-integrated | Medyssey Co., Ltd. | Taurus-P Cage 0DEG 10x30x10mm | TP0001030 | Standalone | DE0508558 | As per HSA registered indication(s)
Orthopaedics | Spine - Thoracolumbar (TL) and sacral surgery | TL interbody cage | TL interbody core - Non-integrated | Medyssey Co., Ltd. | Taurus-P Cage 0DEG 11x30x10mm | TP0001130 | Standalone | DE0508558 | As per HSA registered indication(s)
Orthopaedics | Spine - Thoracolumbar (TL) and sacral surgery | TL interbody cage | TL interbody core - Non-integrated | Medyssey Co., Ltd. | Taurus-P Cage 0DEG 12x30x10mm | TP0001230 | Standalone | DE0508558 | As per HSA registered indication(s)
Orthopaedics | Spine - Thoracolumbar (TL) and sacral surgery | TL interbody cage | TL interbody core - Non-integrated | Medyssey Co., Ltd. | Taurus-P Cage 0DEG 13x30x10mm | TP0001330 | Standalone | DE0508558 | As per HSA registered indication(s)
Orthopaedics | Spine - Thoracolumbar (TL) and sacral surgery | TL interbody cage | TL interbody core - Non-integrated | Medyssey Co., Ltd. | Taurus-P Cage 0DEG 14x30x10mm | TP0001430 | Standalone | DE0508558 | As per HSA registered indication(s)
Orthopaedics | Spine - Thoracolumbar (TL) and sacral surgery | TL interbody cage | TL interbody core - Non-integrated | Medyssey Co., Ltd. | Taurus-P Cage 0DEG 15x30x10mm | TP0001530 | Standalone | DE0508558 | As per HSA registered indication(s)
Orthopaedics | Spine - Thoracolumbar (TL) and sacral surgery | TL interbody cage | TL interbody core - Non-integrated | Medyssey Co., Ltd. | Taurus-P Cage 0DEG 16x30x10mm | TP0001630 | Standalone | DE0508558 | As per HSA registered indication(s)
Orthopaedics | Spine - Thoracolumbar (TL) and sacral surgery | TL interbody cage | TL interbody core - Non-integrated | Medyssey Co., Ltd. | Taurus-P Cage 0DEG 7x33x10mm | TP0000733 | Standalone | DE0508558 | As per HSA registered indication(s)
Orthopaedics | Spine - Thoracolumbar (TL) and sacral surgery | TL interbody cage | TL interbody core - Non-integrated | Medyssey Co., Ltd. | Taurus-P Cage 0DEG 8x33x10mm | TP0000833 | Standalone | DE0508558 | As per HSA registered indication(s)
Orthopaedics | Spine - Thoracolumbar (TL) and sacral surgery | TL interbody cage | TL interbody core - Non-integrated | Medyssey Co., Ltd. | Taurus-P Cage 0DEG 9x33x10mm | TP0000933 | Standalone | DE0508558 | As per HSA registered indication(s)
Orthopaedics | Spine - Thoracolumbar (TL) and sacral surgery | TL interbody cage | TL interbody core - Non-integrated | Medyssey Co., Ltd. | Taurus-P Cage 0DEG 10x33x10mm | TP0001033 | Standalone | DE0508558 | As per HSA registered indication(s)
Orthopaedics | Spine - Thoracolumbar (TL) and sacral surgery | TL interbody cage | TL interbody core - Non-integrated | Medyssey Co., Ltd. | Taurus-P Cage 0DEG 11x33x10mm | TP0001133 | Standalone | DE0508558 | As per HSA registered indication(s)
Orthopaedics | Spine - Thoracolumbar (TL) and sacral surgery | TL interbody cage | TL interbody core - Non-integrated | Medyssey Co., Ltd. | Taurus-P Cage 0DEG 12x33x10mm | TP0001233 | Standalone | DE0508558 | As per HSA registered indication(s)
Orthopaedics | Spine - Thoracolumbar (TL) and sacral surgery | TL interbody cage | TL interbody core - Non-integrated | Medyssey Co., Ltd. | Taurus-P Cage 0DEG 13x33x10mm | TP0001333 | Standalone | DE0508558 | As per HSA registered indication(s)
Orthopaedics | Spine - Thoracolumbar (TL) and sacral surgery | TL interbody cage | TL interbody core - Non-integrated | Medyssey Co., Ltd. | Taurus-P Cage 0DEG 14x33x10mm | TP0001433 | Standalone | DE0508558 | As per HSA registered indication(s)
Orthopaedics | Spine - Thoracolumbar (TL) and sacral surgery | TL interbody cage | TL interbody core - Non-integrated | Medyssey Co., Ltd. | Taurus-P Cage 0DEG 15x33x10mm | TP0001533 | Standalone | DE0508558 | As per HSA registered indication(s)
Orthopaedics | Spine - Thoracolumbar (TL) and sacral surgery | TL interbody cage | TL interbody core - Non-integrated | Medyssey Co., Ltd. | Taurus-P Cage 0DEG 16x33x10mm | TP0001633 | Standalone | DE0508558 | As per HSA registered indication(s)
Orthopaedics | Spine - Thoracolumbar (TL) and sacral surgery | TL interbody cage | TL interbody core - Non-integrated | Medyssey Co., Ltd. | Taurus-P Cage 0DEG 7x36x10mm | TP0000736 | Standalone | DE0508558 | As per HSA registered indication(s)
Orthopaedics | Spine - Thoracolumbar (TL) and sacral surgery | TL interbody cage | TL interbody core - Non-integrated | Medyssey Co., Ltd. | Taurus-P Cage 0DEG 8x36x10mm | TP0000836 | Standalone | DE0508558 | As per HSA registered indication(s)
Orthopaedics | Spine - Thoracolumbar (TL) and sacral surgery | TL interbody cage | TL interbody core - Non-integrated | Medyssey Co., Ltd. | Taurus-P Cage 0DEG 9x36x10mm | TP0000936 | Standalone | DE0508558 | As per HSA registered indication(s)
Orthopaedics | Spine - Thoracolumbar (TL) and sacral surgery | TL interbody cage | TL interbody core - Non-integrated | Medyssey Co., Ltd. | Taurus-P Cage 0DEG 10x36x10mm | TP0001036 | Standalone | DE0508558 | As per HSA registered indication(s)
Orthopaedics | Spine - Thoracolumbar (TL) and sacral surgery | TL interbody cage | TL interbody core - Non-integrated | Medyssey Co., Ltd. | Taurus-P Cage 0DEG 11x36x10mm | TP0001136 | Standalone | DE0508558 | As per HSA registered indication(s)
Orthopaedics | Spine - Thoracolumbar (TL) and sacral surgery | TL interbody cage | TL interbody core - Non-integrated | Medyssey Co., Ltd. | Taurus-P Cage 0DEG 12x36x10mm | TP0001236 | Standalone | DE0508558 | As per HSA registered indication(s)
Orthopaedics | Spine - Thoracolumbar (TL) and sacral surgery | TL interbody cage | TL interbody core - Non-integrated | Medyssey Co., Ltd. | Taurus-P Cage 0DEG 13x36x10mm | TP0001336 | Standalone | DE0508558 | As per HSA registered indication(s)
Orthopaedics | Spine - Thoracolumbar (TL) and sacral surgery | TL interbody cage | TL interbody core - Non-integrated | Medyssey Co., Ltd. | Taurus-P Cage 0DEG 14x36x10mm | TP0001436 | Standalone | DE0508558 | As per HSA registered indication(s)
Orthopaedics | Spine - Thoracolumbar (TL) and sacral surgery | TL interbody cage | TL interbody core - Non-integrated | Medyssey Co., Ltd. | Taurus-P Cage 0DEG 15x36x10mm | TP0001536 | Standalone | DE0508558 | As per HSA registered indication(s)
Orthopaedics | Spine - Thoracolumbar (TL) and sacral surgery | TL interbody cage | TL interbody core - Non-integrated | Medyssey Co., Ltd. | Taurus-P Cage 0DEG 16x36x10mm | TP0001636 | Standalone | DE0508558 | As per HSA registered indication(s)
Orthopaedics | Spine - Thoracolumbar (TL) and sacral surgery | TL interbody cage | TL interbody core - Non-integrated | Medyssey Co., Ltd. | Taurus-P Cage 0DEG 7x25x12mm | TP0020725 | Standalone | DE0508558 | As per HSA registered indication(s)
Orthopaedics | Spine - Thoracolumbar (TL) and sacral surgery | TL interbody cage | TL interbody core - Non-integrated | Medyssey Co., Ltd. | Taurus-P Cage 0DEG 8x25x12mm | TP0020825 | Standalone | DE0508558 | As per HSA registered indication(s)
Orthopaedics | Spine - Thoracolumbar (TL) and sacral surgery | TL interbody cage | TL interbody core - Non-integrated | Medyssey Co., Ltd. | Taurus-P Cage 0DEG 9x25x12mm | TP0020925 | Standalone | DE0508558 | As per HSA registered indication(s)
Orthopaedics | Spine - Thoracolumbar (TL) and sacral surgery | TL interbody cage | TL interbody core - Non-integrated | Medyssey Co., Ltd. | Taurus-P Cage 0DEG 10x25x12mm | TP0021025 | Standalone | DE0508558 | As per HSA registered indication(s)
Orthopaedics | Spine - Thoracolumbar (TL) and sacral surgery | TL interbody cage | TL interbody core - Non-integrated | Medyssey Co., Ltd. | Taurus-P Cage 0DEG 11x25x12mm | TP0021125 | Standalone | DE0508558 | As per HSA registered indication(s)
Orthopaedics | Spine - Thoracolumbar (TL) and sacral surgery | TL interbody cage | TL interbody core - Non-integrated | Medyssey Co., Ltd. | Taurus-P Cage 0DEG 12x25x12mm | TP0021225 | Standalone | DE0508558 | As per HSA registered indication(s)
Orthopaedics | Spine - Thoracolumbar (TL) and sacral surgery | TL interbody cage | TL interbody core - Non-integrated | Medyssey Co., Ltd. | Taurus-P Cage 0DEG 13x25x12mm | TP0021325 | Standalone | DE0508558 | As per HSA registered indication(s)
Orthopaedics | Spine - Thoracolumbar (TL) and sacral surgery | TL interbody cage | TL interbody core - Non-integrated | Medyssey Co., Ltd. | Taurus-P Cage 0DEG 14x25x12mm | TP0021425 | Standalone | DE0508558 | As per HSA registered indication(s)
Orthopaedics | Spine - Thoracolumbar (TL) and sacral surgery | TL interbody cage | TL interbody core - Non-integrated | Medyssey Co., Ltd. | Taurus-P Cage 0DEG 15x25x12mm | TP0021525 | Standalone | DE0508558 | As per HSA registered indication(s)
Orthopaedics | Spine - Thoracolumbar (TL) and sacral surgery | TL interbody cage | TL interbody core - Non-integrated | Medyssey Co., Ltd. | Taurus-P Cage 0DEG 16x25x12mm | TP0021625 | Standalone | DE0508558 | As per HSA registered indication(s)
Orthopaedics | Spine - Thoracolumbar (TL) and sacral surgery | TL interbody cage | TL interbody core - Non-integrated | Medyssey Co., Ltd. | Taurus-P Cage 0DEG 7x27x12mm | TP0020727 | Standalone | DE0508558 | As per HSA registered indication(s)
Orthopaedics | Spine - Thoracolumbar (TL) and sacral surgery | TL interbody cage | TL interbody core - Non-integrated | Medyssey Co., Ltd. | Taurus-P Cage 0DEG 8x27x12mm | TP0020827 | Standalone | DE0508558 | As per HSA registered indication(s)
Orthopaedics | Spine - Thoracolumbar (TL) and sacral surgery | TL interbody cage | TL interbody core - Non-integrated | Medyssey Co., Ltd. | Taurus-P Cage 0DEG 9x27x12mm | TP0020927 | Standalone | DE0508558 | As per HSA registered indication(s)
Orthopaedics | Spine - Thoracolumbar (TL) and sacral surgery | TL interbody cage | TL interbody core - Non-integrated | Medyssey Co., Ltd. | Taurus-P Cage 0DEG 10x27x12mm | TP0021027 | Standalone | DE0508558 | As per HSA registered indication(s)
Orthopaedics | Spine - Thoracolumbar (TL) and sacral surgery | TL interbody cage | TL interbody core - Non-integrated | Medyssey Co., Ltd. | Taurus-P Cage 0DEG 11x27x12mm | TP0021127 | Standalone | DE0508558 | As per HSA registered indication(s)
Orthopaedics | Spine - Thoracolumbar (TL) and sacral surgery | TL interbody cage | TL interbody core - Non-integrated | Medyssey Co., Ltd. | Taurus-P Cage 0DEG 12x27x12mm | TP0021227 | Standalone | DE0508558 | As per HSA registered indication(s)
Orthopaedics | Spine - Thoracolumbar (TL) and sacral surgery | TL interbody cage | TL interbody core - Non-integrated | Medyssey Co., Ltd. | Taurus-P Cage 0DEG 13x27x12mm | TP0021327 | Standalone | DE0508558 | As per HSA registered indication(s)
Orthopaedics | Spine - Thoracolumbar (TL) and sacral surgery | TL interbody cage | TL interbody core - Non-integrated | Medyssey Co., Ltd. | Taurus-P Cage 0DEG 14x27x12mm | TP0021427 | Standalone | DE0508558 | As per HSA registered indication(s)
Orthopaedics | Spine - Thoracolumbar (TL) and sacral surgery | TL interbody cage | TL interbody core - Non-integrated | Medyssey Co., Ltd. | Taurus-P Cage 0DEG 15x27x12mm | TP0021527 | Standalone | DE0508558 | As per HSA registered indication(s)
Orthopaedics | Spine - Thoracolumbar (TL) and sacral surgery | TL interbody cage | TL interbody core - Non-integrated | Medyssey Co., Ltd. | Taurus-P Cage 0DEG 16x27x12mm | TP0021627 | Standalone | DE0508558 | As per HSA registered indication(s)
Orthopaedics | Spine - Thoracolumbar (TL) and sacral surgery | TL interbody cage | TL interbody core - Non-integrated | Medyssey Co., Ltd. | Taurus-P Cage 0DEG 7x30x12mm | TP0020730 | Standalone | DE0508558 | As per HSA registered indication(s)
Orthopaedics | Spine - Thoracolumbar (TL) and sacral surgery | TL interbody cage | TL interbody core - Non-integrated | Medyssey Co., Ltd. | Taurus-P Cage 0DEG 8x30x12mm | TP0020830 | Standalone | DE0508558 | As per HSA registered indication(s)
Orthopaedics | Spine - Thoracolumbar (TL) and sacral surgery | TL interbody cage | TL interbody core - Non-integrated | Medyssey Co., Ltd. | Taurus-P Cage 0DEG 9x30x12mm | TP0020930 | Standalone | DE0508558 | As per HSA registered indication(s)
Orthopaedics | Spine - Thoracolumbar (TL) and sacral surgery | TL interbody cage | TL interbody core - Non-integrated | Medyssey Co., Ltd. | Taurus-P Cage 0DEG 10x30x12mm | TP0021030 | Standalone | DE0508558 | As per HSA registered indication(s)
Orthopaedics | Spine - Thoracolumbar (TL) and sacral surgery | TL interbody cage | TL interbody core - Non-integrated | Medyssey Co., Ltd. | Taurus-P Cage 0DEG 11x30x12mm | TP0021130 | Standalone | DE0508558 | As per HSA registered indication(s)
Orthopaedics | Spine - Thoracolumbar (TL) and sacral surgery | TL interbody cage | TL interbody core - Non-integrated | Medyssey Co., Ltd. | Taurus-P Cage 0DEG 12x30x12mm | TP0021230 | Standalone | DE0508558 | As per HSA registered indication(s)
Orthopaedics | Spine - Thoracolumbar (TL) and sacral surgery | TL interbody cage | TL interbody core - Non-integrated | Medyssey Co., Ltd. | Taurus-P Cage 0DEG 13x30x12mm | TP0021330 | Standalone | DE0508558 | As per HSA registered indication(s)
Orthopaedics | Spine - Thoracolumbar (TL) and sacral surgery | TL interbody cage | TL interbody core - Non-integrated | Medyssey Co., Ltd. | Taurus-P Cage 0DEG 14x30x12mm | TP0021430 | Standalone | DE0508558 | As per HSA registered indication(s)
Orthopaedics | Spine - Thoracolumbar (TL) and sacral surgery | TL interbody cage | TL interbody core - Non-integrated | Medyssey Co., Ltd. | Taurus-P Cage 0DEG 15x30x12mm | TP0021530 | Standalone | DE0508558 | As per HSA registered indication(s)
Orthopaedics | Spine - Thoracolumbar (TL) and sacral surgery | TL interbody cage | TL interbody core - Non-integrated | Medyssey Co., Ltd. | Taurus-P Cage 0DEG 16x30x12mm | TP0021630 | Standalone | DE0508558 | As per HSA registered indication(s)
Orthopaedics | Spine - Thoracolumbar (TL) and sacral surgery | TL interbody cage | TL interbody core - Non-integrated | Medyssey Co., Ltd. | Taurus-P Cage 0DEG 7x33x12mm | TP0020733 | Standalone | DE0508558 | As per HSA registered indication(s)
Orthopaedics | Spine - Thoracolumbar (TL) and sacral surgery | TL interbody cage | TL interbody core - Non-integrated | Medyssey Co., Ltd. | Taurus-P Cage 0DEG 8x33x12mm | TP0020833 | Standalone | DE0508558 | As per HSA registered indication(s)
Orthopaedics | Spine - Thoracolumbar (TL) and sacral surgery | TL interbody cage | TL interbody core - Non-integrated | Medyssey Co., Ltd. | Taurus-P Cage 0DEG 9x33x12mm | TP0020933 | Standalone | DE0508558 | As per HSA registered indication(s)
Orthopaedics | Spine - Thoracolumbar (TL) and sacral surgery | TL interbody cage | TL interbody core - Non-integrated | Medyssey Co., Ltd. | Taurus-P Cage 0DEG 10x33x12mm | TP0021033 | Standalone | DE0508558 | As per HSA registered indication(s)
Orthopaedics | Spine - Thoracolumbar (TL) and sacral surgery | TL interbody cage | TL interbody core - Non-integrated | Medyssey Co., Ltd. | Taurus-P Cage 0DEG 11x33x12mm | TP0021133 | Standalone | DE0508558 | As per HSA registered indication(s)
Orthopaedics | Spine - Thoracolumbar (TL) and sacral surgery | TL interbody cage | TL interbody core - Non-integrated | Medyssey Co., Ltd. | Taurus-P Cage 0DEG 12x33x12mm | TP0021233 | Standalone | DE0508558 | As per HSA registered indication(s)
Orthopaedics | Spine - Thoracolumbar (TL) and sacral surgery | TL interbody cage | TL interbody core - Non-integrated | Medyssey Co., Ltd. | Taurus-P Cage 0DEG 13x33x12mm | TP0021333 | Standalone | DE0508558 | As per HSA registered indication(s)
Orthopaedics | Spine - Thoracolumbar (TL) and sacral surgery | TL interbody cage | TL interbody core - Non-integrated | Medyssey Co., Ltd. | Taurus-P Cage 0DEG 14x33x12mm | TP0021433 | Standalone | DE0508558 | As per HSA registered indication(s)
Orthopaedics | Spine - Thoracolumbar (TL) and sacral surgery | TL interbody cage | TL interbody core - Non-integrated | Medyssey Co., Ltd. | Taurus-P Cage 0DEG 15x33x12mm | TP0021533 | Standalone | DE0508558 | As per HSA registered indication(s)
Orthopaedics | Spine - Thoracolumbar (TL) and sacral surgery | TL interbody cage | TL interbody core - Non-integrated | Medyssey Co., Ltd. | Taurus-P Cage 0DEG 16x33x12mm | TP0021633 | Standalone | DE0508558 | As per HSA registered indication(s)
Orthopaedics | Spine - Thoracolumbar (TL) and sacral surgery | TL interbody cage | TL interbody core - Non-integrated | Medyssey Co., Ltd. | Taurus-P Cage 0DEG 7x36x12mm | TP0020736 | Standalone | DE0508558 | As per HSA registered indication(s)
Orthopaedics | Spine - Thoracolumbar (TL) and sacral surgery | TL interbody cage | TL interbody core - Non-integrated | Medyssey Co., Ltd. | Taurus-P Cage 0DEG 8x36x12mm | TP0020836 | Standalone | DE0508558 | As per HSA registered indication(s)
Orthopaedics | Spine - Thoracolumbar (TL) and sacral surgery | TL interbody cage | TL interbody core - Non-integrated | Medyssey Co., Ltd. | Taurus-P Cage 0DEG 9x36x12mm | TP0020936 | Standalone | DE0508558 | As per HSA registered indication(s)
Orthopaedics | Spine - Thoracolumbar (TL) and sacral surgery | TL interbody cage | TL interbody core - Non-integrated | Medyssey Co., Ltd. | Taurus-P Cage 0DEG 10x36x12mm | TP0021036 | Standalone | DE0508558 | As per HSA registered indication(s)
Orthopaedics | Spine - Thoracolumbar (TL) and sacral surgery | TL interbody cage | TL interbody core - Non-integrated | Medyssey Co., Ltd. | Taurus-P Cage 0DEG 11x36x12mm | TP0021136 | Standalone | DE0508558 | As per HSA registered indication(s)
Orthopaedics | Spine - Thoracolumbar (TL) and sacral surgery | TL interbody cage | TL interbody core - Non-integrated | Medyssey Co., Ltd. | Taurus-P Cage 0DEG 12x36x12mm | TP0021236 | Standalone | DE0508558 | As per HSA registered indication(s)
Orthopaedics | Spine - Thoracolumbar (TL) and sacral surgery | TL interbody cage | TL interbody core - Non-integrated | Medyssey Co., Ltd. | Taurus-P Cage 0DEG 13x36x12mm | TP0021336 | Standalone | DE0508558 | As per HSA registered indication(s)
Orthopaedics | Spine - Thoracolumbar (TL) and sacral surgery | TL interbody cage | TL interbody core - Non-integrated | Medyssey Co., Ltd. | Taurus-P Cage 0DEG 14x36x12mm | TP0021436 | Standalone | DE0508558 | As per HSA registered indication(s)
Orthopaedics | Spine - Thoracolumbar (TL) and sacral surgery | TL interbody cage | TL interbody core - Non-integrated | Medyssey Co., Ltd. | Taurus-P Cage 0DEG 15x36x12mm | TP0021536 | Standalone | DE0508558 | As per HSA registered indication(s)
Orthopaedics | Spine - Thoracolumbar (TL) and sacral surgery | TL interbody cage | TL interbody core - Non-integrated | Medyssey Co., Ltd. | Taurus-P Cage 0DEG 16x36x12mm | TP0021636 | Standalone | DE0508558 | As per HSA registered indication(s)
Orthopaedics | Spine - Thoracolumbar (TL) and sacral surgery | TL interbody cage | TL interbody core - Non-integrated | Medyssey Co., Ltd. | Taurus-P Cage 4DEG 7x25x10mm | TP0400725 | Standalone | DE0508558 | As per HSA registered indication(s)
Orthopaedics | Spine - Thoracolumbar (TL) and sacral surgery | TL interbody cage | TL interbody core - Non-integrated | Medyssey Co., Ltd. | Taurus-P Cage 4DEG 8x25x10mm | TP0400825 | Standalone | DE0508558 | As per HSA registered indication(s)
Orthopaedics | Spine - Thoracolumbar (TL) and sacral surgery | TL interbody cage | TL interbody core - Non-integrated | Medyssey Co., Ltd. | Taurus-P Cage 4DEG 9x25x10mm | TP0400925 | Standalone | DE0508558 | As per HSA registered indication(s)
Orthopaedics | Spine - Thoracolumbar (TL) and sacral surgery | TL interbody cage | TL interbody core - Non-integrated | Medyssey Co., Ltd. | Taurus-P Cage 4DEG 10x25x10mm | TP0401025 | Standalone | DE0508558 | As per HSA registered indication(s)
Orthopaedics | Spine - Thoracolumbar (TL) and sacral surgery | TL interbody cage | TL interbody core - Non-integrated | Medyssey Co., Ltd. | Taurus-P Cage 4DEG 11x25x10mm | TP0401125 | Standalone | DE0508558 | As per HSA registered indication(s)
Orthopaedics | Spine - Thoracolumbar (TL) and sacral surgery | TL interbody cage | TL interbody core - Non-integrated | Medyssey Co., Ltd. | Taurus-P Cage 4DEG 12x25x10mm | TP0401225 | Standalone | DE0508558 | As per HSA registered indication(s)
Orthopaedics | Spine - Thoracolumbar (TL) and sacral surgery | TL interbody cage | TL interbody core - Non-integrated | Medyssey Co., Ltd. | Taurus-P Cage 4DEG 13x25x10mm | TP0401325 | Standalone | DE0508558 | As per HSA registered indication(s)
Orthopaedics | Spine - Thoracolumbar (TL) and sacral surgery | TL interbody cage | TL interbody core - Non-integrated | Medyssey Co., Ltd. | Taurus-P Cage 4DEG 14x25x10mm | TP0401425 | Standalone | DE0508558 | As per HSA registered indication(s)
Orthopaedics | Spine - Thoracolumbar (TL) and sacral surgery | TL interbody cage | TL interbody core - Non-integrated | Medyssey Co., Ltd. | Taurus-P Cage 4DEG 15x25x10mm | TP0401525 | Standalone | DE0508558 | As per HSA registered indication(s)
Orthopaedics | Spine - Thoracolumbar (TL) and sacral surgery | TL interbody cage | TL interbody core - Non-integrated | Medyssey Co., Ltd. | Taurus-P Cage 4DEG 16x25x10mm | TP0401625 | Standalone | DE0508558 | As per HSA registered indication(s)
Orthopaedics | Spine - Thoracolumbar (TL) and sacral surgery | TL interbody cage | TL interbody core - Non-integrated | Medyssey Co., Ltd. | Taurus-P Cage 4DEG 7x27x10mm | TP0400727 | Standalone | DE0508558 | As per HSA registered indication(s)
Orthopaedics | Spine - Thoracolumbar (TL) and sacral surgery | TL interbody cage | TL interbody core - Non-integrated | Medyssey Co., Ltd. | Taurus-P Cage 4DEG 8x27x10mm | TP0400827 | Standalone | DE0508558 | As per HSA registered indication(s)
Orthopaedics | Spine - Thoracolumbar (TL) and sacral surgery | TL interbody cage | TL interbody core - Non-integrated | Medyssey Co., Ltd. | Taurus-P Cage 4DEG 9x27x10mm | TP0400927 | Standalone | DE0508558 | As per HSA registered indication(s)
Orthopaedics | Spine - Thoracolumbar (TL) and sacral surgery | TL interbody cage | TL interbody core - Non-integrated | Medyssey Co., Ltd. | Taurus-P Cage 4DEG 10x27x10mm | TP0401027 | Standalone | DE0508558 | As per HSA registered indication(s)
Orthopaedics | Spine - Thoracolumbar (TL) and sacral surgery | TL interbody cage | TL interbody core - Non-integrated | Medyssey Co., Ltd. | Taurus-P Cage 4DEG 11x27x10mm | TP0401127 | Standalone | DE0508558 | As per HSA registered indication(s)
Orthopaedics | Spine - Thoracolumbar (TL) and sacral surgery | TL interbody cage | TL interbody core - Non-integrated | Medyssey Co., Ltd. | Taurus-P Cage 4DEG 12x27x10mm | TP0401227 | Standalone | DE0508558 | As per HSA registered indication(s)
Orthopaedics | Spine - Thoracolumbar (TL) and sacral surgery | TL interbody cage | TL interbody core - Non-integrated | Medyssey Co., Ltd. | Taurus-P Cage 4DEG 13x27x10mm | TP0401327 | Standalone | DE0508558 | As per HSA registered indication(s)
Orthopaedics | Spine - Thoracolumbar (TL) and sacral surgery | TL interbody cage | TL interbody core - Non-integrated | Medyssey Co., Ltd. | Taurus-P Cage 4DEG 14x27x10mm | TP0401427 | Standalone | DE0508558 | As per HSA registered indication(s)
Orthopaedics | Spine - Thoracolumbar (TL) and sacral surgery | TL interbody cage | TL interbody core - Non-integrated | Medyssey Co., Ltd. | Taurus-P Cage 4DEG 15x27x10mm | TP0401527 | Standalone | DE0508558 | As per HSA registered indication(s)
Orthopaedics | Spine - Thoracolumbar (TL) and sacral surgery | TL interbody cage | TL interbody core - Non-integrated | Medyssey Co., Ltd. | Taurus-P Cage 4DEG 16x27x10mm | TP0401627 | Standalone | DE0508558 | As per HSA registered indication(s)
Orthopaedics | Spine - Thoracolumbar (TL) and sacral surgery | TL interbody cage | TL interbody core - Non-integrated | Medyssey Co., Ltd. | Taurus-P Cage 4DEG 7x30x10mm | TP0400730 | Standalone | DE0508558 | As per HSA registered indication(s)
Orthopaedics | Spine - Thoracolumbar (TL) and sacral surgery | TL interbody cage | TL interbody core - Non-integrated | Medyssey Co., Ltd. | Taurus-P Cage 4DEG 8x30x10mm | TP0400830 | Standalone | DE0508558 | As per HSA registered indication(s)
Orthopaedics | Spine - Thoracolumbar (TL) and sacral surgery | TL interbody cage | TL interbody core - Non-integrated | Medyssey Co., Ltd. | Taurus-P Cage 4DEG 9x30x10mm | TP0400930 | Standalone | DE0508558 | As per HSA registered indication(s)
Orthopaedics | Spine - Thoracolumbar (TL) and sacral surgery | TL interbody cage | TL interbody core - Non-integrated | Medyssey Co., Ltd. | Taurus-P Cage 4DEG 10x30x10mm | TP0401030 | Standalone | DE0508558 | As per HSA registered indication(s)
Orthopaedics | Spine - Thoracolumbar (TL) and sacral surgery | TL interbody cage | TL interbody core - Non-integrated | Medyssey Co., Ltd. | Taurus-P Cage 4DEG 11x30x10mm | TP0401130 | Standalone | DE0508558 | As per HSA registered indication(s)
Orthopaedics | Spine - Thoracolumbar (TL) and sacral surgery | TL interbody cage | TL interbody core - Non-integrated | Medyssey Co., Ltd. | Taurus-P Cage 4DEG 12x30x10mm | TP0401230 | Standalone | DE0508558 | As per HSA registered indication(s)
Orthopaedics | Spine - Thoracolumbar (TL) and sacral surgery | TL interbody cage | TL interbody core - Non-integrated | Medyssey Co., Ltd. | Taurus-P Cage 4DEG 13x30x10mm | TP0401330 | Standalone | DE0508558 | As per HSA registered indication(s)
Orthopaedics | Spine - Thoracolumbar (TL) and sacral surgery | TL interbody cage | TL interbody core - Non-integrated | Medyssey Co., Ltd. | Taurus-P Cage 4DEG 14x30x10mm | TP0401430 | Standalone | DE0508558 | As per HSA registered indication(s)
Orthopaedics | Spine - Thoracolumbar (TL) and sacral surgery | TL interbody cage | TL interbody core - Non-integrated | Medyssey Co., Ltd. | Taurus-P Cage 4DEG 15x30x10mm | TP0401530 | Standalone | DE0508558 | As per HSA registered indication(s)
Orthopaedics | Spine - Thoracolumbar (TL) and sacral surgery | TL interbody cage | TL interbody core - Non-integrated | Medyssey Co., Ltd. | Taurus-P Cage 4DEG 16x30x10mm | TP0401630 | Standalone | DE0508558 | As per HSA registered indication(s)
Orthopaedics | Spine - Thoracolumbar (TL) and sacral surgery | TL interbody cage | TL interbody core - Non-integrated | Medyssey Co., Ltd. | Taurus-P Cage 4DEG 7x33x10mm | TP0400733 | Standalone | DE0508558 | As per HSA registered indication(s)
Orthopaedics | Spine - Thoracolumbar (TL) and sacral surgery | TL interbody cage | TL interbody core - Non-integrated | Medyssey Co., Ltd. | Taurus-P Cage 4DEG 8x33x10mm | TP0400833 | Standalone | DE0508558 | As per HSA registered indication(s)
Orthopaedics | Spine - Thoracolumbar (TL) and sacral surgery | TL interbody cage | TL interbody core - Non-integrated | Medyssey Co., Ltd. | Taurus-P Cage 4DEG 9x33x10mm | TP0400933 | Standalone | DE0508558 | As per HSA registered indication(s)
Orthopaedics | Spine - Thoracolumbar (TL) and sacral surgery | TL interbody cage | TL interbody core - Non-integrated | Medyssey Co., Ltd. | Taurus-P Cage 4DEG 10x33x10mm | TP0401033 | Standalone | DE0508558 | As per HSA registered indication(s)
Orthopaedics | Spine - Thoracolumbar (TL) and sacral surgery | TL interbody cage | TL interbody core - Non-integrated | Medyssey Co., Ltd. | Taurus-P Cage 4DEG 11x33x10mm | TP0401133 | Standalone | DE0508558 | As per HSA registered indication(s)
Orthopaedics | Spine - Thoracolumbar (TL) and sacral surgery | TL interbody cage | TL interbody core - Non-integrated | Medyssey Co., Ltd. | Taurus-P Cage 4DEG 12x33x10mm | TP0401233 | Standalone | DE0508558 | As per HSA registered indication(s)
Orthopaedics | Spine - Thoracolumbar (TL) and sacral surgery | TL interbody cage | TL interbody core - Non-integrated | Medyssey Co., Ltd. | Taurus-P Cage 4DEG 13x33x10mm | TP0401333 | Standalone | DE0508558 | As per HSA registered indication(s)
Orthopaedics | Spine - Thoracolumbar (TL) and sacral surgery | TL interbody cage | TL interbody core - Non-integrated | Medyssey Co., Ltd. | Taurus-P Cage 4DEG 14x33x10mm | TP0401433 | Standalone | DE0508558 | As per HSA registered indication(s)
Orthopaedics | Spine - Thoracolumbar (TL) and sacral surgery | TL interbody cage | TL interbody core - Non-integrated | Medyssey Co., Ltd. | Taurus-P Cage 4DEG 15x33x10mm | TP0401533 | Standalone | DE0508558 | As per HSA registered indication(s)
Orthopaedics | Spine - Thoracolumbar (TL) and sacral surgery | TL interbody cage | TL interbody core - Non-integrated | Medyssey Co., Ltd. | Taurus-P Cage 4DEG 16x33x10mm | TP0401633 | Standalone | DE0508558 | As per HSA registered indication(s)
Orthopaedics | Spine - Thoracolumbar (TL) and sacral surgery | TL interbody cage | TL interbody core - Non-integrated | Medyssey Co., Ltd. | Taurus-P Cage 4DEG 7x36x10mm | TP0400736 | Standalone | DE0508558 | As per HSA registered indication(s)
Orthopaedics | Spine - Thoracolumbar (TL) and sacral surgery | TL interbody cage | TL interbody core - Non-integrated | Medyssey Co., Ltd. | Taurus-P Cage 4DEG 8x36x10mm | TP0400836 | Standalone | DE0508558 | As per HSA registered indication(s)
Orthopaedics | Spine - Thoracolumbar (TL) and sacral surgery | TL interbody cage | TL interbody core - Non-integrated | Medyssey Co., Ltd. | Taurus-P Cage 4DEG 9x36x10mm | TP0400936 | Standalone | DE0508558 | As per HSA registered indication(s)
Orthopaedics | Spine - Thoracolumbar (TL) and sacral surgery | TL interbody cage | TL interbody core - Non-integrated | Medyssey Co., Ltd. | Taurus-P Cage 4DEG 10x36x10mm | TP0401036 | Standalone | DE0508558 | As per HSA registered indication(s)
Orthopaedics | Spine - Thoracolumbar (TL) and sacral surgery | TL interbody cage | TL interbody core - Non-integrated | Medyssey Co., Ltd. | Taurus-P Cage 4DEG 11x36x10mm | TP0401136 | Standalone | DE0508558 | As per HSA registered indication(s)
Orthopaedics | Spine - Thoracolumbar (TL) and sacral surgery | TL interbody cage | TL interbody core - Non-integrated | Medyssey Co., Ltd. | Taurus-P Cage 4DEG 12x36x10mm | TP0401236 | Standalone | DE0508558 | As per HSA registered indication(s)
Orthopaedics | Spine - Thoracolumbar (TL) and sacral surgery | TL interbody cage | TL interbody core - Non-integrated | Medyssey Co., Ltd. | Taurus-P Cage 4DEG 13x36x10mm | TP0401336 | Standalone | DE0508558 | As per HSA registered indication(s)
Orthopaedics | Spine - Thoracolumbar (TL) and sacral surgery | TL interbody cage | TL interbody core - Non-integrated | Medyssey Co., Ltd. | Taurus-P Cage 4DEG 14x36x10mm | TP0401436 | Standalone | DE0508558 | As per HSA registered indication(s)
Orthopaedics | Spine - Thoracolumbar (TL) and sacral surgery | TL interbody cage | TL interbody core - Non-integrated | Medyssey Co., Ltd. | Taurus-P Cage 4DEG 15x36x10mm | TP0401536 | Standalone | DE0508558 | As per HSA registered indication(s)
Orthopaedics | Spine - Thoracolumbar (TL) and sacral surgery | TL interbody cage | TL interbody core - Non-integrated | Medyssey Co., Ltd. | Taurus-P Cage 4DEG 16x36x10mm | TP0401636 | Standalone | DE0508558 | As per HSA registered indication(s)
Orthopaedics | Spine - Thoracolumbar (TL) and sacral surgery | TL interbody cage | TL interbody core - Non-integrated | Medyssey Co., Ltd. | Taurus-P Cage 4DEG 7x25x12mm | TP0420725 | Standalone | DE0508558 | As per HSA registered indication(s)
Orthopaedics | Spine - Thoracolumbar (TL) and sacral surgery | TL interbody cage | TL interbody core - Non-integrated | Medyssey Co., Ltd. | Taurus-P Cage 4DEG 8x25x12mm | TP0420825 | Standalone | DE0508558 | As per HSA registered indication(s)
Orthopaedics | Spine - Thoracolumbar (TL) and sacral surgery | TL interbody cage | TL interbody core - Non-integrated | Medyssey Co., Ltd. | Taurus-P Cage 4DEG 9x25x12mm | TP0420925 | Standalone | DE0508558 | As per HSA registered indication(s)
Orthopaedics | Spine - Thoracolumbar (TL) and sacral surgery | TL interbody cage | TL interbody core - Non-integrated | Medyssey Co., Ltd. | Taurus-P Cage 4DEG 10x25x12mm | TP0421025 | Standalone | DE0508558 | As per HSA registered indication(s)
Orthopaedics | Spine - Thoracolumbar (TL) and sacral surgery | TL interbody cage | TL interbody core - Non-integrated | Medyssey Co., Ltd. | Taurus-P Cage 4DEG 11x25x12mm | TP0421125 | Standalone | DE0508558 | As per HSA registered indication(s)
Orthopaedics | Spine - Thoracolumbar (TL) and sacral surgery | TL interbody cage | TL interbody core - Non-integrated | Medyssey Co., Ltd. | Taurus-P Cage 4DEG 12x25x12mm | TP0421225 | Standalone | DE0508558 | As per HSA registered indication(s)
Orthopaedics | Spine - Thoracolumbar (TL) and sacral surgery | TL interbody cage | TL interbody core - Non-integrated | Medyssey Co., Ltd. | Taurus-P Cage 4DEG 13x25x12mm | TP0421325 | Standalone | DE0508558 | As per HSA registered indication(s)
Orthopaedics | Spine - Thoracolumbar (TL) and sacral surgery | TL interbody cage | TL interbody core - Non-integrated | Medyssey Co., Ltd. | Taurus-P Cage 4DEG 14x25x12mm | TP0421425 | Standalone | DE0508558 | As per HSA registered indication(s)
Orthopaedics | Spine - Thoracolumbar (TL) and sacral surgery | TL interbody cage | TL interbody core - Non-integrated | Medyssey Co., Ltd. | Taurus-P Cage 4DEG 15x25x12mm | TP0421525 | Standalone | DE0508558 | As per HSA registered indication(s)
Orthopaedics | Spine - Thoracolumbar (TL) and sacral surgery | TL interbody cage | TL interbody core - Non-integrated | Medyssey Co., Ltd. | Taurus-P Cage 4DEG 16x25x12mm | TP0421625 | Standalone | DE0508558 | As per HSA registered indication(s)
Orthopaedics | Spine - Thoracolumbar (TL) and sacral surgery | TL interbody cage | TL interbody core - Non-integrated | Medyssey Co., Ltd. | Taurus-P Cage 4DEG 7x27x12mm | TP0420727 | Standalone | DE0508558 | As per HSA registered indication(s)
Orthopaedics | Spine - Thoracolumbar (TL) and sacral surgery | TL interbody cage | TL interbody core - Non-integrated | Medyssey Co., Ltd. | Taurus-P Cage 4DEG 8x27x12mm | TP0420827 | Standalone | DE0508558 | As per HSA registered indication(s)
Orthopaedics | Spine - Thoracolumbar (TL) and sacral surgery | TL interbody cage | TL interbody core - Non-integrated | Medyssey Co., Ltd. | Taurus-P Cage 4DEG 9x27x12mm | TP0420927 | Standalone | DE0508558 | As per HSA registered indication(s)
Orthopaedics | Spine - Thoracolumbar (TL) and sacral surgery | TL interbody cage | TL interbody core - Non-integrated | Medyssey Co., Ltd. | Taurus-P Cage 4DEG 10x27x12mm | TP0421027 | Standalone | DE0508558 | As per HSA registered indication(s)
Orthopaedics | Spine - Thoracolumbar (TL) and sacral surgery | TL interbody cage | TL interbody core - Non-integrated | Medyssey Co., Ltd. | Taurus-P Cage 4DEG 11x27x12mm | TP0421127 | Standalone | DE0508558 | As per HSA registered indication(s)
Orthopaedics | Spine - Thoracolumbar (TL) and sacral surgery | TL interbody cage | TL interbody core - Non-integrated | Medyssey Co., Ltd. | Taurus-P Cage 4DEG 12x27x12mm | TP0421227 | Standalone | DE0508558 | As per HSA registered indication(s)
Orthopaedics | Spine - Thoracolumbar (TL) and sacral surgery | TL interbody cage | TL interbody core - Non-integrated | Medyssey Co., Ltd. | Taurus-P Cage 4DEG 13x27x12mm | TP0421327 | Standalone | DE0508558 | As per HSA registered indication(s)
Orthopaedics | Spine - Thoracolumbar (TL) and sacral surgery | TL interbody cage | TL interbody core - Non-integrated | Medyssey Co., Ltd. | Taurus-P Cage 4DEG 14x27x12mm | TP0421427 | Standalone | DE0508558 | As per HSA registered indication(s)
Orthopaedics | Spine - Thoracolumbar (TL) and sacral surgery | TL interbody cage | TL interbody core - Non-integrated | Medyssey Co., Ltd. | Taurus-P Cage 4DEG 15x27x12mm | TP0421527 | Standalone | DE0508558 | As per HSA registered indication(s)
Orthopaedics | Spine - Thoracolumbar (TL) and sacral surgery | TL interbody cage | TL interbody core - Non-integrated | Medyssey Co., Ltd. | Taurus-P Cage 4DEG 16x27x12mm | TP0421627 | Standalone | DE0508558 | As per HSA registered indication(s)
Orthopaedics | Spine - Thoracolumbar (TL) and sacral surgery | TL interbody cage | TL interbody core - Non-integrated | Medyssey Co., Ltd. | Taurus-P Cage 4DEG 7x30x12mm | TP0420730 | Standalone | DE0508558 | As per HSA registered indication(s)
Orthopaedics | Spine - Thoracolumbar (TL) and sacral surgery | TL interbody cage | TL interbody core - Non-integrated | Medyssey Co., Ltd. | Taurus-P Cage 4DEG 8x30x12mm | TP0420830 | Standalone | DE0508558 | As per HSA registered indication(s)
Orthopaedics | Spine - Thoracolumbar (TL) and sacral surgery | TL interbody cage | TL interbody core - Non-integrated | Medyssey Co., Ltd. | Taurus-P Cage 4DEG 9x30x12mm | TP0420930 | Standalone | DE0508558 | As per HSA registered indication(s)
Orthopaedics | Spine - Thoracolumbar (TL) and sacral surgery | TL interbody cage | TL interbody core - Non-integrated | Medyssey Co., Ltd. | Taurus-P Cage 4DEG 10x30x12mm | TP0421030 | Standalone | DE0508558 | As per HSA registered indication(s)
Orthopaedics | Spine - Thoracolumbar (TL) and sacral surgery | TL interbody cage | TL interbody core - Non-integrated | Medyssey Co., Ltd. | Taurus-P Cage 4DEG 11x30x12mm | TP0421130 | Standalone | DE0508558 | As per HSA registered indication(s)
Orthopaedics | Spine - Thoracolumbar (TL) and sacral surgery | TL interbody cage | TL interbody core - Non-integrated | Medyssey Co., Ltd. | Taurus-P Cage 4DEG 12x30x12mm | TP0421230 | Standalone | DE0508558 | As per HSA registered indication(s)
Orthopaedics | Spine - Thoracolumbar (TL) and sacral surgery | TL interbody cage | TL interbody core - Non-integrated | Medyssey Co., Ltd. | Taurus-P Cage 4DEG 13x30x12mm | TP0421330 | Standalone | DE0508558 | As per HSA registered indication(s)
Orthopaedics | Spine - Thoracolumbar (TL) and sacral surgery | TL interbody cage | TL interbody core - Non-integrated | Medyssey Co., Ltd. | Taurus-P Cage 4DEG 14x30x12mm | TP0421430 | Standalone | DE0508558 | As per HSA registered indication(s)
Orthopaedics | Spine - Thoracolumbar (TL) and sacral surgery | TL interbody cage | TL interbody core - Non-integrated | Medyssey Co., Ltd. | Taurus-P Cage 4DEG 15x30x12mm | TP0421530 | Standalone | DE0508558 | As per HSA registered indication(s)
Orthopaedics | Spine - Thoracolumbar (TL) and sacral surgery | TL interbody cage | TL interbody core - Non-integrated | Medyssey Co., Ltd. | Taurus-P Cage 4DEG 16x30x12mm | TP0421630 | Standalone | DE0508558 | As per HSA registered indication(s)
Orthopaedics | Spine - Thoracolumbar (TL) and sacral surgery | TL interbody cage | TL interbody core - Non-integrated | Medyssey Co., Ltd. | Taurus-P Cage 4DEG 7x33x12mm | TP0420733 | Standalone | DE0508558 | As per HSA registered indication(s)
Orthopaedics | Spine - Thoracolumbar (TL) and sacral surgery | TL interbody cage | TL interbody core - Non-integrated | Medyssey Co., Ltd. | Taurus-P Cage 4DEG 8x33x12mm | TP0420833 | Standalone | DE0508558 | As per HSA registered indication(s)
Orthopaedics | Spine - Thoracolumbar (TL) and sacral surgery | TL interbody cage | TL interbody core - Non-integrated | Medyssey Co., Ltd. | Taurus-P Cage 4DEG 9x33x12mm | TP0420933 | Standalone | DE0508558 | As per HSA registered indication(s)
Orthopaedics | Spine - Thoracolumbar (TL) and sacral surgery | TL interbody cage | TL interbody core - Non-integrated | Medyssey Co., Ltd. | Taurus-P Cage 4DEG 10x33x12mm | TP0421033 | Standalone | DE0508558 | As per HSA registered indication(s)
Orthopaedics | Spine - Thoracolumbar (TL) and sacral surgery | TL interbody cage | TL interbody core - Non-integrated | Medyssey Co., Ltd. | Taurus-P Cage 4DEG 11x33x12mm | TP0421133 | Standalone | DE0508558 | As per HSA registered indication(s)
Orthopaedics | Spine - Thoracolumbar (TL) and sacral surgery | TL interbody cage | TL interbody core - Non-integrated | Medyssey Co., Ltd. | Taurus-P Cage 4DEG 12x33x12mm | TP0421233 | Standalone | DE0508558 | As per HSA registered indication(s)
Orthopaedics | Spine - Thoracolumbar (TL) and sacral surgery | TL interbody cage | TL interbody core - Non-integrated | Medyssey Co., Ltd. | Taurus-P Cage 4DEG 13x33x12mm | TP0421333 | Standalone | DE0508558 | As per HSA registered indication(s)
Orthopaedics | Spine - Thoracolumbar (TL) and sacral surgery | TL interbody cage | TL interbody core - Non-integrated | Medyssey Co., Ltd. | Taurus-P Cage 4DEG 14x33x12mm | TP0421433 | Standalone | DE0508558 | As per HSA registered indication(s)
Orthopaedics | Spine - Thoracolumbar (TL) and sacral surgery | TL interbody cage | TL interbody core - Non-integrated | Medyssey Co., Ltd. | Taurus-P Cage 4DEG 15x33x12mm | TP0421533 | Standalone | DE0508558 | As per HSA registered indication(s)
Orthopaedics | Spine - Thoracolumbar (TL) and sacral surgery | TL interbody cage | TL interbody core - Non-integrated | Medyssey Co., Ltd. | Taurus-P Cage 4DEG 16x33x12mm | TP0421633 | Standalone | DE0508558 | As per HSA registered indication(s)
Orthopaedics | Spine - Thoracolumbar (TL) and sacral surgery | TL interbody cage | TL interbody core - Non-integrated | Medyssey Co., Ltd. | Taurus-P Cage 4DEG 7x36x12mm | TP0420736 | Standalone | DE0508558 | As per HSA registered indication(s)
Orthopaedics | Spine - Thoracolumbar (TL) and sacral surgery | TL interbody cage | TL interbody core - Non-integrated | Medyssey Co., Ltd. | Taurus-P Cage 4DEG 8x36x12mm | TP0420836 | Standalone | DE0508558 | As per HSA registered indication(s)
Orthopaedics | Spine - Thoracolumbar (TL) and sacral surgery | TL interbody cage | TL interbody core - Non-integrated | Medyssey Co., Ltd. | Taurus-P Cage 4DEG 9x36x12mm | TP0420936 | Standalone | DE0508558 | As per HSA registered indication(s)
Orthopaedics | Spine - Thoracolumbar (TL) and sacral surgery | TL interbody cage | TL interbody core - Non-integrated | Medyssey Co., Ltd. | Taurus-P Cage 4DEG 10x36x12mm | TP0421036 | Standalone | DE0508558 | As per HSA registered indication(s)
Orthopaedics | Spine - Thoracolumbar (TL) and sacral surgery | TL interbody cage | TL interbody core - Non-integrated | Medyssey Co., Ltd. | Taurus-P Cage 4DEG 11x36x12mm | TP0421136 | Standalone | DE0508558 | As per HSA registered indication(s)
Orthopaedics | Spine - Thoracolumbar (TL) and sacral surgery | TL interbody cage | TL interbody core - Non-integrated | Medyssey Co., Ltd. | Taurus-P Cage 4DEG 12x36x12mm | TP0421236 | Standalone | DE0508558 | As per HSA registered indication(s)
Orthopaedics | Spine - Thoracolumbar (TL) and sacral surgery | TL interbody cage | TL interbody core - Non-integrated | Medyssey Co., Ltd. | Taurus-P Cage 4DEG 13x36x12mm | TP0421336 | Standalone | DE0508558 | As per HSA registered indication(s)
Orthopaedics | Spine - Thoracolumbar (TL) and sacral surgery | TL interbody cage | TL interbody core - Non-integrated | Medyssey Co., Ltd. | Taurus-P Cage 4DEG 14x36x12mm | TP0421436 | Standalone | DE0508558 | As per HSA registered indication(s)
Orthopaedics | Spine - Thoracolumbar (TL) and sacral surgery | TL interbody cage | TL interbody core - Non-integrated | Medyssey Co., Ltd. | Taurus-P Cage 4DEG 15x36x12mm | TP0421536 | Standalone | DE0508558 | As per HSA registered indication(s)
Orthopaedics | Spine - Thoracolumbar (TL) and sacral surgery | TL interbody cage | TL interbody core - Non-integrated | Medyssey Co., Ltd. | Taurus-P Cage 4DEG 16x36x12mm | TP0421636 | Standalone | DE0508558 | As per HSA registered indication(s)
Orthopaedics | Spine - Thoracolumbar (TL) and sacral surgery | TL interbody cage | TL interbody core - Non-integrated | Medyssey Co., Ltd. | Taurus-P Cage 7DEG 7x25x10mm | TP0700725 | Standalone | DE0508558 | As per HSA registered indication(s)
Orthopaedics | Spine - Thoracolumbar (TL) and sacral surgery | TL interbody cage | TL interbody core - Non-integrated | Medyssey Co., Ltd. | Taurus-P Cage 7DEG 8x25x10mm | TP0700825 | Standalone | DE0508558 | As per HSA registered indication(s)
Orthopaedics | Spine - Thoracolumbar (TL) and sacral surgery | TL interbody cage | TL interbody core - Non-integrated | Medyssey Co., Ltd. | Taurus-P Cage 7DEG 9x25x10mm | TP0700925 | Standalone | DE0508558 | As per HSA registered indication(s)
Orthopaedics | Spine - Thoracolumbar (TL) and sacral surgery | TL interbody cage | TL interbody core - Non-integrated | Medyssey Co., Ltd. | Taurus-P Cage 7DEG 10x25x10mm | TP0701025 | Standalone | DE0508558 | As per HSA registered indication(s)
Orthopaedics | Spine - Thoracolumbar (TL) and sacral surgery | TL interbody cage | TL interbody core - Non-integrated | Medyssey Co., Ltd. | Taurus-P Cage 7DEG 11x25x10mm | TP0701125 | Standalone | DE0508558 | As per HSA registered indication(s)
Orthopaedics | Spine - Thoracolumbar (TL) and sacral surgery | TL interbody cage | TL interbody core - Non-integrated | Medyssey Co., Ltd. | Taurus-P Cage 7DEG 12x25x10mm | TP0701225 | Standalone | DE0508558 | As per HSA registered indication(s)
Orthopaedics | Spine - Thoracolumbar (TL) and sacral surgery | TL interbody cage | TL interbody core - Non-integrated | Medyssey Co., Ltd. | Taurus-P Cage 7DEG 13x25x10mm | TP0701325 | Standalone | DE0508558 | As per HSA registered indication(s)
Orthopaedics | Spine - Thoracolumbar (TL) and sacral surgery | TL interbody cage | TL interbody core - Non-integrated | Medyssey Co., Ltd. | Taurus-P Cage 7DEG 14x25x10mm | TP0701425 | Standalone | DE0508558 | As per HSA registered indication(s)
Orthopaedics | Spine - Thoracolumbar (TL) and sacral surgery | TL interbody cage | TL interbody core - Non-integrated | Medyssey Co., Ltd. | Taurus-P Cage 7DEG 15x25x10mm | TP0701525 | Standalone | DE0508558 | As per HSA registered indication(s)
Orthopaedics | Spine - Thoracolumbar (TL) and sacral surgery | TL interbody cage | TL interbody core - Non-integrated | Medyssey Co., Ltd. | Taurus-P Cage 7DEG 16x25x10mm | TP0701625 | Standalone | DE0508558 | As per HSA registered indication(s)
Orthopaedics | Spine - Thoracolumbar (TL) and sacral surgery | TL interbody cage | TL interbody core - Non-integrated | Medyssey Co., Ltd. | Taurus-P Cage 7DEG 7x27x10mm | TP0700727 | Standalone | DE0508558 | As per HSA registered indication(s)
Orthopaedics | Spine - Thoracolumbar (TL) and sacral surgery | TL interbody cage | TL interbody core - Non-integrated | Medyssey Co., Ltd. | Taurus-P Cage 7DEG 8x27x10mm | TP0700827 | Standalone | DE0508558 | As per HSA registered indication(s)
Orthopaedics | Spine - Thoracolumbar (TL) and sacral surgery | TL interbody cage | TL interbody core - Non-integrated | Medyssey Co., Ltd. | Taurus-P Cage 7DEG 9x27x10mm | TP0700927 | Standalone | DE0508558 | As per HSA registered indication(s)
Orthopaedics | Spine - Thoracolumbar (TL) and sacral surgery | TL interbody cage | TL interbody core - Non-integrated | Medyssey Co., Ltd. | Taurus-P Cage 7DEG 10x27x10mm | TP0701027 | Standalone | DE0508558 | As per HSA registered indication(s)
Orthopaedics | Spine - Thoracolumbar (TL) and sacral surgery | TL interbody cage | TL interbody core - Non-integrated | Medyssey Co., Ltd. | Taurus-P Cage 7DEG 11x27x10mm | TP0701127 | Standalone | DE0508558 | As per HSA registered indication(s)
Orthopaedics | Spine - Thoracolumbar (TL) and sacral surgery | TL interbody cage | TL interbody core - Non-integrated | Medyssey Co., Ltd. | Taurus-P Cage 7DEG 12x27x10mm | TP0701227 | Standalone | DE0508558 | As per HSA registered indication(s)
Orthopaedics | Spine - Thoracolumbar (TL) and sacral surgery | TL interbody cage | TL interbody core - Non-integrated | Medyssey Co., Ltd. | Taurus-P Cage 7DEG 13x27x10mm | TP0701327 | Standalone | DE0508558 | As per HSA registered indication(s)
Orthopaedics | Spine - Thoracolumbar (TL) and sacral surgery | TL interbody cage | TL interbody core - Non-integrated | Medyssey Co., Ltd. | Taurus-P Cage 7DEG 14x27x10mm | TP0701427 | Standalone | DE0508558 | As per HSA registered indication(s)
Orthopaedics | Spine - Thoracolumbar (TL) and sacral surgery | TL interbody cage | TL interbody core - Non-integrated | Medyssey Co., Ltd. | Taurus-P Cage 7DEG 15x27x10mm | TP0701527 | Standalone | DE0508558 | As per HSA registered indication(s)
Orthopaedics | Spine - Thoracolumbar (TL) and sacral surgery | TL interbody cage | TL interbody core - Non-integrated | Medyssey Co., Ltd. | Taurus-P Cage 7DEG 16x27x10mm | TP0701627 | Standalone | DE0508558 | As per HSA registered indication(s)
Orthopaedics | Spine - Thoracolumbar (TL) and sacral surgery | TL interbody cage | TL interbody core - Non-integrated | Medyssey Co., Ltd. | Taurus-P Cage 7DEG 7x30x10mm | TP0700730 | Standalone | DE0508558 | As per HSA registered indication(s)
Orthopaedics | Spine - Thoracolumbar (TL) and sacral surgery | TL interbody cage | TL interbody core - Non-integrated | Medyssey Co., Ltd. | Taurus-P Cage 7DEG 8x30x10mm | TP0700830 | Standalone | DE0508558 | As per HSA registered indication(s)
Orthopaedics | Spine - Thoracolumbar (TL) and sacral surgery | TL interbody cage | TL interbody core - Non-integrated | Medyssey Co., Ltd. | Taurus-P Cage 7DEG 9x30x10mm | TP0700930 | Standalone | DE0508558 | As per HSA registered indication(s)
Orthopaedics | Spine - Thoracolumbar (TL) and sacral surgery | TL interbody cage | TL interbody core - Non-integrated | Medyssey Co., Ltd. | Taurus-P Cage 7DEG 10x30x10mm | TP0701030 | Standalone | DE0508558 | As per HSA registered indication(s)
Orthopaedics | Spine - Thoracolumbar (TL) and sacral surgery | TL interbody cage | TL interbody core - Non-integrated | Medyssey Co., Ltd. | Taurus-P Cage 7DEG 11x30x10mm | TP0701130 | Standalone | DE0508558 | As per HSA registered indication(s)
Orthopaedics | Spine - Thoracolumbar (TL) and sacral surgery | TL interbody cage | TL interbody core - Non-integrated | Medyssey Co., Ltd. | Taurus-P Cage 7DEG 12x30x10mm | TP0701230 | Standalone | DE0508558 | As per HSA registered indication(s)
Orthopaedics | Spine - Thoracolumbar (TL) and sacral surgery | TL interbody cage | TL interbody core - Non-integrated | Medyssey Co., Ltd. | Taurus-P Cage 7DEG 13x30x10mm | TP0701330 | Standalone | DE0508558 | As per HSA registered indication(s)
Orthopaedics | Spine - Thoracolumbar (TL) and sacral surgery | TL interbody cage | TL interbody core - Non-integrated | Medyssey Co., Ltd. | Taurus-P Cage 7DEG 14x30x10mm | TP0701430 | Standalone | DE0508558 | As per HSA registered indication(s)
Orthopaedics | Spine - Thoracolumbar (TL) and sacral surgery | TL interbody cage | TL interbody core - Non-integrated | Medyssey Co., Ltd. | Taurus-P Cage 7DEG 15x30x10mm | TP0701530 | Standalone | DE0508558 | As per HSA registered indication(s)
Orthopaedics | Spine - Thoracolumbar (TL) and sacral surgery | TL interbody cage | TL interbody core - Non-integrated | Medyssey Co., Ltd. | Taurus-P Cage 7DEG 16x30x10mm | TP0701630 | Standalone | DE0508558 | As per HSA registered indication(s)
Orthopaedics | Spine - Thoracolumbar (TL) and sacral surgery | TL interbody cage | TL interbody core - Non-integrated | Medyssey Co., Ltd. | Taurus-P Cage 7DEG 7x33x10mm | TP0700733 | Standalone | DE0508558 | As per HSA registered indication(s)
Orthopaedics | Spine - Thoracolumbar (TL) and sacral surgery | TL interbody cage | TL interbody core - Non-integrated | Medyssey Co., Ltd. | Taurus-P Cage 7DEG 8x33x10mm | TP0700833 | Standalone | DE0508558 | As per HSA registered indication(s)
Orthopaedics | Spine - Thoracolumbar (TL) and sacral surgery | TL interbody cage | TL interbody core - Non-integrated | Medyssey Co., Ltd. | Taurus-P Cage 7DEG 9x33x10mm | TP0700933 | Standalone | DE0508558 | As per HSA registered indication(s)
Orthopaedics | Spine - Thoracolumbar (TL) and sacral surgery | TL interbody cage | TL interbody core - Non-integrated | Medyssey Co., Ltd. | Taurus-P Cage 7DEG 10x33x10mm | TP0701033 | Standalone | DE0508558 | As per HSA registered indication(s)
Orthopaedics | Spine - Thoracolumbar (TL) and sacral surgery | TL interbody cage | TL interbody core - Non-integrated | Medyssey Co., Ltd. | Taurus-P Cage 7DEG 11x33x10mm | TP0701133 | Standalone | DE0508558 | As per HSA registered indication(s)
Orthopaedics | Spine - Thoracolumbar (TL) and sacral surgery | TL interbody cage | TL interbody core - Non-integrated | Medyssey Co., Ltd. | Taurus-P Cage 7DEG 12x33x10mm | TP0701233 | Standalone | DE0508558 | As per HSA registered indication(s)
Orthopaedics | Spine - Thoracolumbar (TL) and sacral surgery | TL interbody cage | TL interbody core - Non-integrated | Medyssey Co., Ltd. | Taurus-P Cage 7DEG 13x33x10mm | TP0701333 | Standalone | DE0508558 | As per HSA registered indication(s)
Orthopaedics | Spine - Thoracolumbar (TL) and sacral surgery | TL interbody cage | TL interbody core - Non-integrated | Medyssey Co., Ltd. | Taurus-P Cage 7DEG 14x33x10mm | TP0701433 | Standalone | DE0508558 | As per HSA registered indication(s)
Orthopaedics | Spine - Thoracolumbar (TL) and sacral surgery | TL interbody cage | TL interbody core - Non-integrated | Medyssey Co., Ltd. | Taurus-P Cage 7DEG 15x33x10mm | TP0701533 | Standalone | DE0508558 | As per HSA registered indication(s)
Orthopaedics | Spine - Thoracolumbar (TL) and sacral surgery | TL interbody cage | TL interbody core - Non-integrated | Medyssey Co., Ltd. | Taurus-P Cage 7DEG 16x33x10mm | TP0701633 | Standalone | DE0508558 | As per HSA registered indication(s)
Orthopaedics | Spine - Thoracolumbar (TL) and sacral surgery | TL interbody cage | TL interbody core - Non-integrated | Medyssey Co., Ltd. | Taurus-P Cage 7DEG 7x36x10mm | TP0700736 | Standalone | DE0508558 | As per HSA registered indication(s)
Orthopaedics | Spine - Thoracolumbar (TL) and sacral surgery | TL interbody cage | TL interbody core - Non-integrated | Medyssey Co., Ltd. | Taurus-P Cage 7DEG 8x36x10mm | TP0700836 | Standalone | DE0508558 | As per HSA registered indication(s)
Orthopaedics | Spine - Thoracolumbar (TL) and sacral surgery | TL interbody cage | TL interbody core - Non-integrated | Medyssey Co., Ltd. | Taurus-P Cage 7DEG 9x36x10mm | TP0700936 | Standalone | DE0508558 | As per HSA registered indication(s)
Orthopaedics | Spine - Thoracolumbar (TL) and sacral surgery | TL interbody cage | TL interbody core - Non-integrated | Medyssey Co., Ltd. | Taurus-P Cage 7DEG 10x36x10mm | TP0701036 | Standalone | DE0508558 | As per HSA registered indication(s)
Orthopaedics | Spine - Thoracolumbar (TL) and sacral surgery | TL interbody cage | TL interbody core - Non-integrated | Medyssey Co., Ltd. | Taurus-P Cage 7DEG 11x36x10mm | TP0701136 | Standalone | DE0508558 | As per HSA registered indication(s)
Orthopaedics | Spine - Thoracolumbar (TL) and sacral surgery | TL interbody cage | TL interbody core - Non-integrated | Medyssey Co., Ltd. | Taurus-P Cage 7DEG 12x36x10mm | TP0701236 | Standalone | DE0508558 | As per HSA registered indication(s)
Orthopaedics | Spine - Thoracolumbar (TL) and sacral surgery | TL interbody cage | TL interbody core - Non-integrated | Medyssey Co., Ltd. | Taurus-P Cage 7DEG 13x36x10mm | TP0701336 | Standalone | DE0508558 | As per HSA registered indication(s)
Orthopaedics | Spine - Thoracolumbar (TL) and sacral surgery | TL interbody cage | TL interbody core - Non-integrated | Medyssey Co., Ltd. | Taurus-P Cage 7DEG 14x36x10mm | TP0701436 | Standalone | DE0508558 | As per HSA registered indication(s)
Orthopaedics | Spine - Thoracolumbar (TL) and sacral surgery | TL interbody cage | TL interbody core - Non-integrated | Medyssey Co., Ltd. | Taurus-P Cage 7DEG 15x36x10mm | TP0701536 | Standalone | DE0508558 | As per HSA registered indication(s)
Orthopaedics | Spine - Thoracolumbar (TL) and sacral surgery | TL interbody cage | TL interbody core - Non-integrated | Medyssey Co., Ltd. | Taurus-P Cage 7DEG 16x36x10mm | TP0701636 | Standalone | DE0508558 | As per HSA registered indication(s)
Orthopaedics | Spine - Thoracolumbar (TL) and sacral surgery | TL interbody cage | TL interbody core - Non-integrated | Medyssey Co., Ltd. | Taurus-P Cage 7DEG 7x25x12mm | TP0720725 | Standalone | DE0508558 | As per HSA registered indication(s)
Orthopaedics | Spine - Thoracolumbar (TL) and sacral surgery | TL interbody cage | TL interbody core - Non-integrated | Medyssey Co., Ltd. | Taurus-P Cage 7DEG 8x25x12mm | TP0720825 | Standalone | DE0508558 | As per HSA registered indication(s)
Orthopaedics | Spine - Thoracolumbar (TL) and sacral surgery | TL interbody cage | TL interbody core - Non-integrated | Medyssey Co., Ltd. | Taurus-P Cage 7DEG 9x25x12mm | TP0720925 | Standalone | DE0508558 | As per HSA registered indication(s)
Orthopaedics | Spine - Thoracolumbar (TL) and sacral surgery | TL interbody cage | TL interbody core - Non-integrated | Medyssey Co., Ltd. | Taurus-P Cage 7DEG 10x25x12mm | TP0721025 | Standalone | DE0508558 | As per HSA registered indication(s)
Orthopaedics | Spine - Thoracolumbar (TL) and sacral surgery | TL interbody cage | TL interbody core - Non-integrated | Medyssey Co., Ltd. | Taurus-P Cage 7DEG 11x25x12mm | TP0721125 | Standalone | DE0508558 | As per HSA registered indication(s)
Orthopaedics | Spine - Thoracolumbar (TL) and sacral surgery | TL interbody cage | TL interbody core - Non-integrated | Medyssey Co., Ltd. | Taurus-P Cage 7DEG 12x25x12mm | TP0721225 | Standalone | DE0508558 | As per HSA registered indication(s)
Orthopaedics | Spine - Thoracolumbar (TL) and sacral surgery | TL interbody cage | TL interbody core - Non-integrated | Medyssey Co., Ltd. | Taurus-P Cage 7DEG 13x25x12mm | TP0721325 | Standalone | DE0508558 | As per HSA registered indication(s)
Orthopaedics | Spine - Thoracolumbar (TL) and sacral surgery | TL interbody cage | TL interbody core - Non-integrated | Medyssey Co., Ltd. | Taurus-P Cage 7DEG 14x25x12mm | TP0721425 | Standalone | DE0508558 | As per HSA registered indication(s)
Orthopaedics | Spine - Thoracolumbar (TL) and sacral surgery | TL interbody cage | TL interbody core - Non-integrated | Medyssey Co., Ltd. | Taurus-P Cage 7DEG 15x25x12mm | TP0721525 | Standalone | DE0508558 | As per HSA registered indication(s)
Orthopaedics | Spine - Thoracolumbar (TL) and sacral surgery | TL interbody cage | TL interbody core - Non-integrated | Medyssey Co., Ltd. | Taurus-P Cage 7DEG 16x25x12mm | TP0721625 | Standalone | DE0508558 | As per HSA registered indication(s)
Orthopaedics | Spine - Thoracolumbar (TL) and sacral surgery | TL interbody cage | TL interbody core - Non-integrated | Medyssey Co., Ltd. | Taurus-P Cage 7DEG 7x27x12mm | TP0720727 | Standalone | DE0508558 | As per HSA registered indication(s)
Orthopaedics | Spine - Thoracolumbar (TL) and sacral surgery | TL interbody cage | TL interbody core - Non-integrated | Medyssey Co., Ltd. | Taurus-P Cage 7DEG 8x27x12mm | TP0720827 | Standalone | DE0508558 | As per HSA registered indication(s)
Orthopaedics | Spine - Thoracolumbar (TL) and sacral surgery | TL interbody cage | TL interbody core - Non-integrated | Medyssey Co., Ltd. | Taurus-P Cage 7DEG 9x27x12mm | TP0720927 | Standalone | DE0508558 | As per HSA registered indication(s)
Orthopaedics | Spine - Thoracolumbar (TL) and sacral surgery | TL interbody cage | TL interbody core - Non-integrated | Medyssey Co., Ltd. | Taurus-P Cage 7DEG 10x27x12mm | TP0721027 | Standalone | DE0508558 | As per HSA registered indication(s)
Orthopaedics | Spine - Thoracolumbar (TL) and sacral surgery | TL interbody cage | TL interbody core - Non-integrated | Medyssey Co., Ltd. | Taurus-P Cage 7DEG 11x27x12mm | TP0721127 | Standalone | DE0508558 | As per HSA registered indication(s)
Orthopaedics | Spine - Thoracolumbar (TL) and sacral surgery | TL interbody cage | TL interbody core - Non-integrated | Medyssey Co., Ltd. | Taurus-P Cage 7DEG 12x27x12mm | TP0721227 | Standalone | DE0508558 | As per HSA registered indication(s)
Orthopaedics | Spine - Thoracolumbar (TL) and sacral surgery | TL interbody cage | TL interbody core - Non-integrated | Medyssey Co., Ltd. | Taurus-P Cage 7DEG 13x27x12mm | TP0721327 | Standalone | DE0508558 | As per HSA registered indication(s)
Orthopaedics | Spine - Thoracolumbar (TL) and sacral surgery | TL interbody cage | TL interbody core - Non-integrated | Medyssey Co., Ltd. | Taurus-P Cage 7DEG 14x27x12mm | TP0721427 | Standalone | DE0508558 | As per HSA registered indication(s)
Orthopaedics | Spine - Thoracolumbar (TL) and sacral surgery | TL interbody cage | TL interbody core - Non-integrated | Medyssey Co., Ltd. | Taurus-P Cage 7DEG 15x27x12mm | TP0721527 | Standalone | DE0508558 | As per HSA registered indication(s)
Orthopaedics | Spine - Thoracolumbar (TL) and sacral surgery | TL interbody cage | TL interbody core - Non-integrated | Medyssey Co., Ltd. | Taurus-P Cage 7DEG 16x27x12mm | TP0721627 | Standalone | DE0508558 | As per HSA registered indication(s)
Orthopaedics | Spine - Thoracolumbar (TL) and sacral surgery | TL interbody cage | TL interbody core - Non-integrated | Medyssey Co., Ltd. | Taurus-P Cage 7DEG 7x30x12mm | TP0720730 | Standalone | DE0508558 | As per HSA registered indication(s)
Orthopaedics | Spine - Thoracolumbar (TL) and sacral surgery | TL interbody cage | TL interbody core - Non-integrated | Medyssey Co., Ltd. | Taurus-P Cage 7DEG 8x30x12mm | TP0720830 | Standalone | DE0508558 | As per HSA registered indication(s)
Orthopaedics | Spine - Thoracolumbar (TL) and sacral surgery | TL interbody cage | TL interbody core - Non-integrated | Medyssey Co., Ltd. | Taurus-P Cage 7DEG 9x30x12mm | TP0720930 | Standalone | DE0508558 | As per HSA registered indication(s)
Orthopaedics | Spine - Thoracolumbar (TL) and sacral surgery | TL interbody cage | TL interbody core - Non-integrated | Medyssey Co., Ltd. | Taurus-P Cage 7DEG 10x30x12mm | TP0721030 | Standalone | DE0508558 | As per HSA registered indication(s)
Orthopaedics | Spine - Thoracolumbar (TL) and sacral surgery | TL interbody cage | TL interbody core - Non-integrated | Medyssey Co., Ltd. | Taurus-P Cage 7DEG 11x30x12mm | TP0721130 | Standalone | DE0508558 | As per HSA registered indication(s)
Orthopaedics | Spine - Thoracolumbar (TL) and sacral surgery | TL interbody cage | TL interbody core - Non-integrated | Medyssey Co., Ltd. | Taurus-P Cage 7DEG 12x30x12mm | TP0721230 | Standalone | DE0508558 | As per HSA registered indication(s)
Orthopaedics | Spine - Thoracolumbar (TL) and sacral surgery | TL interbody cage | TL interbody core - Non-integrated | Medyssey Co., Ltd. | Taurus-P Cage 7DEG 13x30x12mm | TP0721330 | Standalone | DE0508558 | As per HSA registered indication(s)
Orthopaedics | Spine - Thoracolumbar (TL) and sacral surgery | TL interbody cage | TL interbody core - Non-integrated | Medyssey Co., Ltd. | Taurus-P Cage 7DEG 14x30x12mm | TP0721430 | Standalone | DE0508558 | As per HSA registered indication(s)
Orthopaedics | Spine - Thoracolumbar (TL) and sacral surgery | TL interbody cage | TL interbody core - Non-integrated | Medyssey Co., Ltd. | Taurus-P Cage 7DEG 15x30x12mm | TP0721530 | Standalone | DE0508558 | As per HSA registered indication(s)
Orthopaedics | Spine - Thoracolumbar (TL) and sacral surgery | TL interbody cage | TL interbody core - Non-integrated | Medyssey Co., Ltd. | Taurus-P Cage 7DEG 16x30x12mm | TP0721630 | Standalone | DE0508558 | As per HSA registered indication(s)
Orthopaedics | Spine - Thoracolumbar (TL) and sacral surgery | TL interbody cage | TL interbody core - Non-integrated | Medyssey Co., Ltd. | Taurus-P Cage 7DEG 7x33x12mm | TP0720733 | Standalone | DE0508558 | As per HSA registered indication(s)
Orthopaedics | Spine - Thoracolumbar (TL) and sacral surgery | TL interbody cage | TL interbody core - Non-integrated | Medyssey Co., Ltd. | Taurus-P Cage 7DEG 8x33x12mm | TP0720833 | Standalone | DE0508558 | As per HSA registered indication(s)
Orthopaedics | Spine - Thoracolumbar (TL) and sacral surgery | TL interbody cage | TL interbody core - Non-integrated | Medyssey Co., Ltd. | Taurus-P Cage 7DEG 9x33x12mm | TP0720933 | Standalone | DE0508558 | As per HSA registered indication(s)
Orthopaedics | Spine - Thoracolumbar (TL) and sacral surgery | TL interbody cage | TL interbody core - Non-integrated | Medyssey Co., Ltd. | Taurus-P Cage 7DEG 10x33x12mm | TP0721033 | Standalone | DE0508558 | As per HSA registered indication(s)
Orthopaedics | Spine - Thoracolumbar (TL) and sacral surgery | TL interbody cage | TL interbody core - Non-integrated | Medyssey Co., Ltd. | Taurus-P Cage 7DEG 11x33x12mm | TP0721133 | Standalone | DE0508558 | As per HSA registered indication(s)
Orthopaedics | Spine - Thoracolumbar (TL) and sacral surgery | TL interbody cage | TL interbody core - Non-integrated | Medyssey Co., Ltd. | Taurus-P Cage 7DEG 12x33x12mm | TP0721233 | Standalone | DE0508558 | As per HSA registered indication(s)
Orthopaedics | Spine - Thoracolumbar (TL) and sacral surgery | TL interbody cage | TL interbody core - Non-integrated | Medyssey Co., Ltd. | Taurus-P Cage 7DEG 13x33x12mm | TP0721333 | Standalone | DE0508558 | As per HSA registered indication(s)
Orthopaedics | Spine - Thoracolumbar (TL) and sacral surgery | TL interbody cage | TL interbody core - Non-integrated | Medyssey Co., Ltd. | Taurus-P Cage 7DEG 14x33x12mm | TP0721433 | Standalone | DE0508558 | As per HSA registered indication(s)
Orthopaedics | Spine - Thoracolumbar (TL) and sacral surgery | TL interbody cage | TL interbody core - Non-integrated | Medyssey Co., Ltd. | Taurus-P Cage 7DEG 15x33x12mm | TP0721533 | Standalone | DE0508558 | As per HSA registered indication(s)
Orthopaedics | Spine - Thoracolumbar (TL) and sacral surgery | TL interbody cage | TL interbody core - Non-integrated | Medyssey Co., Ltd. | Taurus-P Cage 7DEG 16x33x12mm | TP0721633 | Standalone | DE0508558 | As per HSA registered indication(s)
Orthopaedics | Spine - Thoracolumbar (TL) and sacral surgery | TL interbody cage | TL interbody core - Non-integrated | Medyssey Co., Ltd. | Taurus-P Cage 7DEG 7x36x12mm | TP0720736 | Standalone | DE0508558 | As per HSA registered indication(s)
Orthopaedics | Spine - Thoracolumbar (TL) and sacral surgery | TL interbody cage | TL interbody core - Non-integrated | Medyssey Co., Ltd. | Taurus-P Cage 7DEG 8x36x12mm | TP0720836 | Standalone | DE0508558 | As per HSA registered indication(s)
Orthopaedics | Spine - Thoracolumbar (TL) and sacral surgery | TL interbody cage | TL interbody core - Non-integrated | Medyssey Co., Ltd. | Taurus-P Cage 7DEG 9x36x12mm | TP0720936 | Standalone | DE0508558 | As per HSA registered indication(s)
Orthopaedics | Spine - Thoracolumbar (TL) and sacral surgery | TL interbody cage | TL interbody core - Non-integrated | Medyssey Co., Ltd. | Taurus-P Cage 7DEG 10x36x12mm | TP0721036 | Standalone | DE0508558 | As per HSA registered indication(s)
Orthopaedics | Spine - Thoracolumbar (TL) and sacral surgery | TL interbody cage | TL interbody core - Non-integrated | Medyssey Co., Ltd. | Taurus-P Cage 7DEG 11x36x12mm | TP0721136 | Standalone | DE0508558 | As per HSA registered indication(s)
Orthopaedics | Spine - Thoracolumbar (TL) and sacral surgery | TL interbody cage | TL interbody core - Non-integrated | Medyssey Co., Ltd. | Taurus-P Cage 7DEG 12x36x12mm | TP0721236 | Standalone | DE0508558 | As per HSA registered indication(s)
Orthopaedics | Spine - Thoracolumbar (TL) and sacral surgery | TL interbody cage | TL interbody core - Non-integrated | Medyssey Co., Ltd. | Taurus-P Cage 7DEG 13x36x12mm | TP0721336 | Standalone | DE0508558 | As per HSA registered indication(s)
Orthopaedics | Spine - Thoracolumbar (TL) and sacral surgery | TL interbody cage | TL interbody core - Non-integrated | Medyssey Co., Ltd. | Taurus-P Cage 7DEG 14x36x12mm | TP0721436 | Standalone | DE0508558 | As per HSA registered indication(s)
Orthopaedics | Spine - Thoracolumbar (TL) and sacral surgery | TL interbody cage | TL interbody core - Non-integrated | Medyssey Co., Ltd. | Taurus-P Cage 7DEG 15x36x12mm | TP0721536 | Standalone | DE0508558 | As per HSA registered indication(s)
Orthopaedics | Spine - Thoracolumbar (TL) and sacral surgery | TL interbody cage | TL interbody core - Non-integrated | Medyssey Co., Ltd. | Taurus-P Cage 7DEG 16x36x12mm | TP0721636 | Standalone | DE0508558 | As per HSA registered indication(s)
Vascular | Vascular access | Long-term vascular access device | Venous catheter port | Smiths Medical | Titanium Contoured Portals; Single-lumen Low Profile Portal, 9 Fr Kit | SDEL-21-4034-24 | Standalone | DE0008609 | As per HSA registered indication(s)
Vascular | Vascular access | Long-term vascular access device | Venous catheter port | Smiths Medical | Polysulfone/Titanium Portals; Single-lumen Portal, 6 Fr Kit | 21-4052-24 | Standalone | DE0008609 | As per HSA registered indication(s)
Vascular | Vascular access | Long-term vascular access device | Venous catheter port | Smiths Medical | Polysulfone/Titanium Portals; Single-lumen Portal, 6 Fr Tray | 21-4053-24 | Standalone | DE0008609 | As per HSA registered indication(s)
Vascular | Vascular access | Long-term vascular access device | Venous catheter port | Smiths Medical | Polysulfone/Titanium Portals; Single-lumen Portal, 8.5 Fr Tray | 21-4055-24 | Standalone | DE0008609 | As per HSA registered indication(s)
Vascular | Vascular access | Long-term vascular access device | Venous catheter port | Smiths Medical | Polysulfone/Titanium Portals, Single-lumen Low Profile Portal, 8.5 Fr Kit | 21-4070-24 | Standalone | DE0008609 | As per HSA registered indication(s)
Vascular | Vascular access | Long-term vascular access device | Venous catheter port | Smiths Medical | Polysulfone/Titanium Portals, Single-lumen Low Profile Portal, 6 Fr Kit | 21-4082-24 | Standalone | DE0008609 | As per HSA registered indication(s)
Vascular | Vascular access | Long-term vascular access device | Venous catheter port | Smiths Medical | Polysulfone/Titanium Portals, Single-lumen Low Profile Portal, 6 Fr Tray | 21-4083-24 | Standalone | DE0008609 | As per HSA registered indication(s)
Vascular | Vascular access | Long-term vascular access device | Venous catheter port | Smiths Medical | Implantable Peripheral Venous Access Titanium Portal, P.A.S. PORT T2 Titanium Portal, 6 Fr Kit | 21-4572-24 | Standalone | DE0008609 | As per HSA registered indication(s)
Vascular | Vascular access | Long-term vascular access device | Venous catheter port | Smiths Medical | Implantable Peripheral Venous Access Titanium Portal, P.A.S. PORT T2 Titanium Portal, 6 Fr Tray | 21-4573-24 | Standalone | DE0008609 | As per HSA registered indication(s)
Vascular | Vascular access | Long-term vascular access device | Venous catheter port | Smiths Medical | PORT-A-CATH POWER P.A.C., Titanium Contoured Portals, 8.5 Fr Kit | 21-4422-24 | Standalone | DE0013053 | As per HSA registered indication(s)
Vascular | Vascular access | Long-term vascular access device | Venous catheter port | Smiths Medical | PORT-A-CATH POWER P.A.C. Titanium Contoured Portals, 8.5 Fr Tray | 21-4423-24 | Standalone | DE0013053 | As per HSA registered indication(s)
Vascular | Vascular access | Long-term vascular access device | Venous catheter port | Smiths Medical | PORT-A-CATH POWER P.A.C. Titanium Contoured Portals, Single-Lumen Portal, 6 Fr Kit | 21-4424-24 | Standalone | DE0013053 | As per HSA registered indication(s)
Vascular | Vascular access | Long-term vascular access device | Venous catheter port | Smiths Medical | PORT-A-CATH POWER P.A.C. Titanium Contoured Portals, Single-lumen Portal, 6 Fr Tray | 21-4425-24 | Standalone | DE0013053 | As per HSA registered indication(s)
Vascular | Vascular access | Long-term vascular access device | Venous catheter port | Smiths Medical | PORT-A-CATH POWER P.A.C. Titanium Contoured Portals, Single-lumen Low Profile Portal, 6 Fr Kit | 21-4436-24 | Standalone | DE0013053 | As per HSA registered indication(s)
Vascular | Vascular access | Long-term vascular access device | Venous catheter port | Smiths Medical | PORT-A-CATH POWER P.A.C. Titanium Contoured Portals, Single-lumen Low Profile Portal, 6 Fr Tray | 21-4437-24 | Standalone | DE0013053 | As per HSA registered indication(s)
Vascular | Vascular access | Long-term vascular access device | Venous catheter port | Smiths Medical | P.A.S. PORT T2 POWER P.A.C. Titanium Implantable Peripheral Venous Access Systems; Titanium Contoured Portals, 6 Fr Kit | 21-4872-24 | Standalone | DE0013053 | As per HSA registered indication(s)
Vascular | Vascular access | Long-term vascular access device | Venous catheter port | Smiths Medical | PORT-A-CATH II POWER P.A.C. Polysulfone/Titanium Implantable Venous Access Systems; 6 Fr Kit | 21-4452-24 | Standalone | DE0013053 | As per HSA registered indication(s)
Vascular | Vascular access | Long-term vascular access device | Venous catheter port | Smiths Medical | PORT-A-CATH II POWER P.A.C. Polysulfone/Titanium Implantable Venous Access Systems; 6 Fr Tray | 21-4453-24 | Standalone | DE0013053 | As per HSA registered indication(s)
Vascular | Vascular access | Long-term vascular access device | Venous catheter port | Smiths Medical | PORT-A-CATH II POWER P.A.C. Polysulfone/Titanium Implantable Venous Access Systems; 8.5 Fr Kit | 21-4454-24 | Standalone | DE0013053 | As per HSA registered indication(s)
Vascular | Vascular access | Long-term vascular access device | Venous catheter port | Smiths Medical | PORT-A-CATH II POWER P.A.C. Polysulfone/Titanium Implantable Venous Access Systems; 8.5 Fr Tray | 21-4455-24 | Standalone | DE0013053 | As per HSA registered indication(s)
Vascular | Vascular access | Long-term vascular access device | Venous catheter port | Smiths Medical | PORT-A-CATH II POWER P.A.C. Polysulfone/Titanium Implantable Venous Access Systems Preassembled; 6 Fr Tray | 21-4463-24 | Standalone | DE0013053 | As per HSA registered indication(s)
Vascular | Vascular access | Long-term vascular access device | Venous catheter port | Smiths Medical | PORT-A-CATH II POWER P.A.C. Polysulfone/Titanium Implantable Venous Access Systems Preassembled; 8.5 Fr Tray | 21-4465-24 | Standalone | DE0013053 | As per HSA registered indication(s)
Vascular | Vascular access | Long-term vascular access device | Venous catheter port | Smiths Medical | PORT-A-CATH II POWER P.A.C. Polysulfone/Titanium Implantable Venous Access Systems Single-Lumen Low Profile; 8.5 Fr Kit | 21-4470-24 | Standalone | DE0013053 | As per HSA registered indication(s)
Vascular | Vascular access | Long-term vascular access device | Venous catheter port | Smiths Medical | PORT-A-CATH II POWER P.A.C. Polysulfone/Titanium Single-Lumen Low Profile; 6 Fr Tray | 21-4483-24 | Standalone | DE0013053 | As per HSA registered indication(s)
Vascular | Vascular access | Long-term vascular access device | Venous catheter port | Smiths Medical | PORT-A-CATH II POWER P.A.C. Polysulfone/Titanium Single-Lumen Low Profile Preassembled; 6 Fr Tray | 21-4485-24 | Standalone | DE0013053 | As per HSA registered indication(s)
Orthopaedics | Spine - Occipito-cervical (OC) surgery | Cervical interbody cage | Cervical interbody core - Non-integrated | Medtronic | CORNERSTONE PSR 11 X 11 X 4MM | 7270411 | Standalone | DE0508517 | As per HSA registered indication(s)
Orthopaedics | Spine - Occipito-cervical (OC) surgery | Cervical interbody cage | Cervical interbody core - Non-integrated | Medtronic | CORNERSTONE PSR 11 X 11 X 5MM | 7270511 | Standalone | DE0508517 | As per HSA registered indication(s)
Orthopaedics | Spine - Occipito-cervical (OC) surgery | Cervical interbody cage | Cervical interbody core - Non-integrated | Medtronic | CORNERSTONE PSR 11 X 11 X 6MM | 7270611 | Standalone | DE0508517 | As per HSA registered indication(s)
Orthopaedics | Spine - Occipito-cervical (OC) surgery | Cervical interbody cage | Cervical interbody core - Non-integrated | Medtronic | CORNERSTONE PSR 11 X 11 X 7MM | 7270711 | Standalone | DE0508517 | As per HSA registered indication(s)
Orthopaedics | Spine - Occipito-cervical (OC) surgery | Cervical interbody cage | Cervical interbody core - Non-integrated | Medtronic | CORNERSTONE PSR 11 X 11 X 8MM | 7270811 | Standalone | DE0508517 | As per HSA registered indication(s)
Orthopaedics | Spine - Occipito-cervical (OC) surgery | Cervical interbody cage | Cervical interbody core - Non-integrated | Medtronic | CORNERSTONE PSR 11 X 11 X 9MM | 7270911 | Standalone | DE0508517 | As per HSA registered indication(s)
Orthopaedics | Spine - Occipito-cervical (OC) surgery | Cervical interbody cage | Cervical interbody core - Non-integrated | Medtronic | CORNERSTONE PSR 11 X 11 X 10MM | 7271011 | Standalone | DE0508517 | As per HSA registered indication(s)
Orthopaedics | Spine - Occipito-cervical (OC) surgery | Cervical interbody cage | Cervical interbody core - Non-integrated | Medtronic | CORNERSTONE PSR 11 X 11 X 11MM | 7271111 | Standalone | DE0508517 | As per HSA registered indication(s)
Orthopaedics | Spine - Occipito-cervical (OC) surgery | Cervical interbody cage | Cervical interbody core - Non-integrated | Medtronic | CORNERSTONE PSR 11 X 11 X 12MM | 7271211 | Standalone | DE0508517 | As per HSA registered indication(s)
Orthopaedics | Spine - Occipito-cervical (OC) surgery | Cervical interbody cage | Cervical interbody core - Non-integrated | Medtronic | CORNERSTONE PSR 11 X 11 X 13MM | 7271311 | Standalone | DE0508517 | As per HSA registered indication(s)
Orthopaedics | Spine - Occipito-cervical (OC) surgery | Cervical interbody cage | Cervical interbody core - Non-integrated | Medtronic | CORNERSTONE PSR 14 X 11 X 4MM | 7270441 | Standalone | DE0508517 | As per HSA registered indication(s)
Orthopaedics | Spine - Occipito-cervical (OC) surgery | Cervical interbody cage | Cervical interbody core - Non-integrated | Medtronic | CORNERSTONE PSR 14 X 11 X 5MM | 7270541 | Standalone | DE0508517 | As per HSA registered indication(s)
Orthopaedics | Spine - Occipito-cervical (OC) surgery | Cervical interbody cage | Cervical interbody core - Non-integrated | Medtronic | CORNERSTONE PSR 14 X 11 X 6MM | 7270641 | Standalone | DE0508517 | As per HSA registered indication(s)
Orthopaedics | Spine - Occipito-cervical (OC) surgery | Cervical interbody cage | Cervical interbody core - Non-integrated | Medtronic | CORNERSTONE PSR 14 X 11 X 7MM | 7270741 | Standalone | DE0508517 | As per HSA registered indication(s)
Orthopaedics | Spine - Occipito-cervical (OC) surgery | Cervical interbody cage | Cervical interbody core - Non-integrated | Medtronic | CORNERSTONE PSR 14 X 11 X 8MM | 7270841 | Standalone | DE0508517 | As per HSA registered indication(s)
Orthopaedics | Spine - Occipito-cervical (OC) surgery | Cervical interbody cage | Cervical interbody core - Non-integrated | Medtronic | CORNERSTONE PSR 14 X 11 X 9MM | 7270941 | Standalone | DE0508517 | As per HSA registered indication(s)
Orthopaedics | Spine - Occipito-cervical (OC) surgery | Cervical interbody cage | Cervical interbody core - Non-integrated | Medtronic | CORNERSTONE PSR 14 X 11 X 10MM | 7271041 | Standalone | DE0508517 | As per HSA registered indication(s)
Orthopaedics | Spine - Occipito-cervical (OC) surgery | Cervical interbody cage | Cervical interbody core - Non-integrated | Medtronic | CORNERSTONE PSR 14 X 11 X 11MM | 7271141 | Standalone | DE0508517 | As per HSA registered indication(s)
Orthopaedics | Spine - Occipito-cervical (OC) surgery | Cervical interbody cage | Cervical interbody core - Non-integrated | Medtronic | CORNERSTONE PSR 14 X 11 X 12MM | 7271241 | Standalone | DE0508517 | As per HSA registered indication(s)
Orthopaedics | Spine - Occipito-cervical (OC) surgery | Cervical interbody cage | Cervical interbody core - Non-integrated | Medtronic | CORNERSTONE PSR 14 X 11 X 13MM | 7271341 | Standalone | DE0508517 | As per HSA registered indication(s)
Orthopaedics | Spine - Occipito-cervical (OC) surgery | Cervical interbody cage | Cervical interbody core - Non-integrated | Medtronic | CORNERSTONE PSR 14 X 14 X 4MM | 7270444 | Standalone | DE0508517 | As per HSA registered indication(s)
Orthopaedics | Spine - Occipito-cervical (OC) surgery | Cervical interbody cage | Cervical interbody core - Non-integrated | Medtronic | CORNERSTONE PSR 14 X 14 X 5MM | 7270544 | Standalone | DE0508517 | As per HSA registered indication(s)
Orthopaedics | Spine - Occipito-cervical (OC) surgery | Cervical interbody cage | Cervical interbody core - Non-integrated | Medtronic | CORNERSTONE PSR 14 X 14 X 6MM | 7270644 | Standalone | DE0508517 | As per HSA registered indication(s)
Orthopaedics | Spine - Occipito-cervical (OC) surgery | Cervical interbody cage | Cervical interbody core - Non-integrated | Medtronic | CORNERSTONE PSR 14 X 14 X 7MM | 7270744 | Standalone | DE0508517 | As per HSA registered indication(s)
Orthopaedics | Spine - Occipito-cervical (OC) surgery | Cervical interbody cage | Cervical interbody core - Non-integrated | Medtronic | CORNERSTONE PSR 14 X 14 X 8MM | 7270844 | Standalone | DE0508517 | As per HSA registered indication(s)
Orthopaedics | Spine - Occipito-cervical (OC) surgery | Cervical interbody cage | Cervical interbody core - Non-integrated | Medtronic | CORNERSTONE PSR 14 X 14 X 9MM | 7270944 | Standalone | DE0508517 | As per HSA registered indication(s)
Orthopaedics | Spine - Occipito-cervical (OC) surgery | Cervical interbody cage | Cervical interbody core - Non-integrated | Medtronic | CORNERSTONE PSR 14 X 14 X 10MM | 7271044 | Standalone | DE0508517 | As per HSA registered indication(s)
Orthopaedics | Spine - Occipito-cervical (OC) surgery | Cervical interbody cage | Cervical interbody core - Non-integrated | Medtronic | CORNERSTONE PSR 14 X 14 X 11MM | 7271144 | Standalone | DE0508517 | As per HSA registered indication(s)
Orthopaedics | Spine - Occipito-cervical (OC) surgery | Cervical interbody cage | Cervical interbody core - Non-integrated | Medtronic | CORNERSTONE PSR 14 X 14 X 12MM | 7271244 | Standalone | DE0508517 | As per HSA registered indication(s)
Orthopaedics | Spine - Occipito-cervical (OC) surgery | Cervical interbody cage | Cervical interbody core - Non-integrated | Medtronic | CORNERSTONE PSR 14 X 14 X 13MM | 7271344 | Standalone | DE0508517 | As per HSA registered indication(s)
Orthopaedics | Spine - Thoracolumbar (TL) and sacral surgery | TL and sacral fusion and fixation implant | TL rod | Medtronic | ROD 1476006070 4.75 CCM+ STRT PERC 70MM | 1476006070 | Standalone | DE0508223 | As per HSA registered indication(s) except for radiolucent implants which should be used as follows:  in patients with primary or metastatic spinal tumours who would benefit from post-operative high dose high precision beam therapy upon appropriate and stringent patient selection;  Patient selection should be done via standardised assessment such as the neurological-oncological-mechanical systemic (NOMS) framework; and  The assessment should be carried out by a multidisciplinary team (MDT), which may be inclusive of, but not limited to, radiation oncologists, spine surgeons and interventional radiologists, among others.
Orthopaedics | Spine - Thoracolumbar (TL) and sacral surgery | TL and sacral fusion and fixation implant | TL rod | Medtronic | ROD 1476006080 4.75 CCM+ STRT PERC 80MM | 1476006080 | Standalone | DE0508223 | As per HSA registered indication(s) except for radiolucent implants which should be used as follows:  in patients with primary or metastatic spinal tumours who would benefit from post-operative high dose high precision beam therapy upon appropriate and stringent patient selection;  Patient selection should be done via standardised assessment such as the neurological-oncological-mechanical systemic (NOMS) framework; and  The assessment should be carried out by a multidisciplinary team (MDT), which may be inclusive of, but not limited to, radiation oncologists, spine surgeons and interventional radiologists, among others.
Orthopaedics | Spine - Thoracolumbar (TL) and sacral surgery | TL and sacral fusion and fixation implant | TL rod | Medtronic | ROD 1476006090 4.75 CCM+ STRT PERC 90MM | 1476006090 | Standalone | DE0508223 | As per HSA registered indication(s) except for radiolucent implants which should be used as follows:  in patients with primary or metastatic spinal tumours who would benefit from post-operative high dose high precision beam therapy upon appropriate and stringent patient selection;  Patient selection should be done via standardised assessment such as the neurological-oncological-mechanical systemic (NOMS) framework; and  The assessment should be carried out by a multidisciplinary team (MDT), which may be inclusive of, but not limited to, radiation oncologists, spine surgeons and interventional radiologists, among others.
Orthopaedics | Spine - Thoracolumbar (TL) and sacral surgery | TL and sacral fusion and fixation implant | TL rod | Medtronic | ROD 1476006100 4.75 CCM+ STRT PERC 100MM | 1476006100 | Standalone | DE0508223 | As per HSA registered indication(s) except for radiolucent implants which should be used as follows:  in patients with primary or metastatic spinal tumours who would benefit from post-operative high dose high precision beam therapy upon appropriate and stringent patient selection;  Patient selection should be done via standardised assessment such as the neurological-oncological-mechanical systemic (NOMS) framework; and  The assessment should be carried out by a multidisciplinary team (MDT), which may be inclusive of, but not limited to, radiation oncologists, spine surgeons and interventional radiologists, among others.
Orthopaedics | Spine - Thoracolumbar (TL) and sacral surgery | TL and sacral fusion and fixation implant | TL rod | Medtronic | ROD 1476006110 4.75 CCM+ STRT PERC 110MM | 1476006110 | Standalone | DE0508223 | As per HSA registered indication(s) except for radiolucent implants which should be used as follows:  in patients with primary or metastatic spinal tumours who would benefit from post-operative high dose high precision beam therapy upon appropriate and stringent patient selection;  Patient selection should be done via standardised assessment such as the neurological-oncological-mechanical systemic (NOMS) framework; and  The assessment should be carried out by a multidisciplinary team (MDT), which may be inclusive of, but not limited to, radiation oncologists, spine surgeons and interventional radiologists, among others.
Orthopaedics | Spine - Thoracolumbar (TL) and sacral surgery | TL and sacral fusion and fixation implant | TL rod | Medtronic | ROD 1476006120 4.75 CCM+ STRT PERC 120MM | 1476006120 | Standalone | DE0508223 | As per HSA registered indication(s) except for radiolucent implants which should be used as follows:  in patients with primary or metastatic spinal tumours who would benefit from post-operative high dose high precision beam therapy upon appropriate and stringent patient selection;  Patient selection should be done via standardised assessment such as the neurological-oncological-mechanical systemic (NOMS) framework; and  The assessment should be carried out by a multidisciplinary team (MDT), which may be inclusive of, but not limited to, radiation oncologists, spine surgeons and interventional radiologists, among others.
Orthopaedics | Spine - Thoracolumbar (TL) and sacral surgery | TL and sacral fusion and fixation implant | TL rod | Medtronic | ROD 1476006130 4.75 CCM+ STRT PERC 130MM | 1476006130 | Standalone | DE0508223 | As per HSA registered indication(s) except for radiolucent implants which should be used as follows:  in patients with primary or metastatic spinal tumours who would benefit from post-operative high dose high precision beam therapy upon appropriate and stringent patient selection;  Patient selection should be done via standardised assessment such as the neurological-oncological-mechanical systemic (NOMS) framework; and  The assessment should be carried out by a multidisciplinary team (MDT), which may be inclusive of, but not limited to, radiation oncologists, spine surgeons and interventional radiologists, among others.
Orthopaedics | Spine - Thoracolumbar (TL) and sacral surgery | TL and sacral fusion and fixation implant | TL rod | Medtronic | ROD 1476006140 4.75 CCM+ STRT PERC 140MM | 1476006140 | Standalone | DE0508223 | As per HSA registered indication(s) except for radiolucent implants which should be used as follows:  in patients with primary or metastatic spinal tumours who would benefit from post-operative high dose high precision beam therapy upon appropriate and stringent patient selection;  Patient selection should be done via standardised assessment such as the neurological-oncological-mechanical systemic (NOMS) framework; and  The assessment should be carried out by a multidisciplinary team (MDT), which may be inclusive of, but not limited to, radiation oncologists, spine surgeons and interventional radiologists, among others.
Orthopaedics | Spine - Thoracolumbar (TL) and sacral surgery | TL and sacral fusion and fixation implant | TL rod | Medtronic | ROD 1476006150 4.75 CCM+ STRT PERC 150MM | 1476006150 | Standalone | DE0508223 | As per HSA registered indication(s) except for radiolucent implants which should be used as follows:  in patients with primary or metastatic spinal tumours who would benefit from post-operative high dose high precision beam therapy upon appropriate and stringent patient selection;  Patient selection should be done via standardised assessment such as the neurological-oncological-mechanical systemic (NOMS) framework; and  The assessment should be carried out by a multidisciplinary team (MDT), which may be inclusive of, but not limited to, radiation oncologists, spine surgeons and interventional radiologists, among others.
Orthopaedics | Spine - Thoracolumbar (TL) and sacral surgery | TL and sacral fusion and fixation implant | TL rod | Medtronic | ROD 1476006160 4.75 CCM+ STRT PERC 160MM | 1476006160 | Standalone | DE0508223 | As per HSA registered indication(s) except for radiolucent implants which should be used as follows:  in patients with primary or metastatic spinal tumours who would benefit from post-operative high dose high precision beam therapy upon appropriate and stringent patient selection;  Patient selection should be done via standardised assessment such as the neurological-oncological-mechanical systemic (NOMS) framework; and  The assessment should be carried out by a multidisciplinary team (MDT), which may be inclusive of, but not limited to, radiation oncologists, spine surgeons and interventional radiologists, among others.
Orthopaedics | Spine - Thoracolumbar (TL) and sacral surgery | TL and sacral fusion and fixation implant | TL rod | Medtronic | ROD 1476006170 4.75 CCM+ STRT PERC 170MM | 1476006170 | Standalone | DE0508223 | As per HSA registered indication(s) except for radiolucent implants which should be used as follows:  in patients with primary or metastatic spinal tumours who would benefit from post-operative high dose high precision beam therapy upon appropriate and stringent patient selection;  Patient selection should be done via standardised assessment such as the neurological-oncological-mechanical systemic (NOMS) framework; and  The assessment should be carried out by a multidisciplinary team (MDT), which may be inclusive of, but not limited to, radiation oncologists, spine surgeons and interventional radiologists, among others.
Orthopaedics | Spine - Thoracolumbar (TL) and sacral surgery | TL and sacral fusion and fixation implant | TL rod | Medtronic | ROD 1476006180 4.75 CCM+ STRT PERC 180MM | 1476006180 | Standalone | DE0508223 | As per HSA registered indication(s) except for radiolucent implants which should be used as follows:  in patients with primary or metastatic spinal tumours who would benefit from post-operative high dose high precision beam therapy upon appropriate and stringent patient selection;  Patient selection should be done via standardised assessment such as the neurological-oncological-mechanical systemic (NOMS) framework; and  The assessment should be carried out by a multidisciplinary team (MDT), which may be inclusive of, but not limited to, radiation oncologists, spine surgeons and interventional radiologists, among others.
Orthopaedics | Spine - Thoracolumbar (TL) and sacral surgery | TL and sacral fusion and fixation implant | TL rod | Medtronic | ROD 1476006190 4.75 CCM+ STRT PERC 190MM | 1476006190 | Standalone | DE0508223 | As per HSA registered indication(s) except for radiolucent implants which should be used as follows:  in patients with primary or metastatic spinal tumours who would benefit from post-operative high dose high precision beam therapy upon appropriate and stringent patient selection;  Patient selection should be done via standardised assessment such as the neurological-oncological-mechanical systemic (NOMS) framework; and  The assessment should be carried out by a multidisciplinary team (MDT), which may be inclusive of, but not limited to, radiation oncologists, spine surgeons and interventional radiologists, among others.
Orthopaedics | Spine - Thoracolumbar (TL) and sacral surgery | TL and sacral fusion and fixation implant | TL rod | Medtronic | ROD 1476006200 4.75 CCM+ STRT PERC 200MM | 1476006200 | Standalone | DE0508223 | As per HSA registered indication(s) except for radiolucent implants which should be used as follows:  in patients with primary or metastatic spinal tumours who would benefit from post-operative high dose high precision beam therapy upon appropriate and stringent patient selection;  Patient selection should be done via standardised assessment such as the neurological-oncological-mechanical systemic (NOMS) framework; and  The assessment should be carried out by a multidisciplinary team (MDT), which may be inclusive of, but not limited to, radiation oncologists, spine surgeons and interventional radiologists, among others.
Orthopaedics | Spine - Thoracolumbar (TL) and sacral surgery | TL and sacral fusion and fixation implant | TL rod | Medtronic | ROD 1476006210 4.75 CCM+ STRT PERC 210MM | 1476006210 | Standalone | DE0508223 | As per HSA registered indication(s) except for radiolucent implants which should be used as follows:  in patients with primary or metastatic spinal tumours who would benefit from post-operative high dose high precision beam therapy upon appropriate and stringent patient selection;  Patient selection should be done via standardised assessment such as the neurological-oncological-mechanical systemic (NOMS) framework; and  The assessment should be carried out by a multidisciplinary team (MDT), which may be inclusive of, but not limited to, radiation oncologists, spine surgeons and interventional radiologists, among others.
Orthopaedics | Spine - Thoracolumbar (TL) and sacral surgery | TL and sacral fusion and fixation implant | TL rod | Medtronic | ROD 1476006220 4.75 CCM+ STRT PERC 220MM | 1476006220 | Standalone | DE0508223 | As per HSA registered indication(s) except for radiolucent implants which should be used as follows:  in patients with primary or metastatic spinal tumours who would benefit from post-operative high dose high precision beam therapy upon appropriate and stringent patient selection;  Patient selection should be done via standardised assessment such as the neurological-oncological-mechanical systemic (NOMS) framework; and  The assessment should be carried out by a multidisciplinary team (MDT), which may be inclusive of, but not limited to, radiation oncologists, spine surgeons and interventional radiologists, among others.
Orthopaedics | Spine - Thoracolumbar (TL) and sacral surgery | TL and sacral fusion and fixation implant | TL rod | Medtronic | ROD 1555006070 5.5 CCM STRT PERC 70MM | 1555006070 | Standalone | DE0508223 | As per HSA registered indication(s) except for radiolucent implants which should be used as follows:  in patients with primary or metastatic spinal tumours who would benefit from post-operative high dose high precision beam therapy upon appropriate and stringent patient selection;  Patient selection should be done via standardised assessment such as the neurological-oncological-mechanical systemic (NOMS) framework; and  The assessment should be carried out by a multidisciplinary team (MDT), which may be inclusive of, but not limited to, radiation oncologists, spine surgeons and interventional radiologists, among others.
Orthopaedics | Spine - Thoracolumbar (TL) and sacral surgery | TL and sacral fusion and fixation implant | TL rod | Medtronic | ROD 1555006080 5.5 CCM STRT PERC 80MM | 1555006080 | Standalone | DE0508223 | As per HSA registered indication(s) except for radiolucent implants which should be used as follows:  in patients with primary or metastatic spinal tumours who would benefit from post-operative high dose high precision beam therapy upon appropriate and stringent patient selection;  Patient selection should be done via standardised assessment such as the neurological-oncological-mechanical systemic (NOMS) framework; and  The assessment should be carried out by a multidisciplinary team (MDT), which may be inclusive of, but not limited to, radiation oncologists, spine surgeons and interventional radiologists, among others.
Orthopaedics | Spine - Thoracolumbar (TL) and sacral surgery | TL and sacral fusion and fixation implant | TL rod | Medtronic | ROD 1555006090 5.5 CCM STRT PERC 90MM | 1555006090 | Standalone | DE0508223 | As per HSA registered indication(s) except for radiolucent implants which should be used as follows:  in patients with primary or metastatic spinal tumours who would benefit from post-operative high dose high precision beam therapy upon appropriate and stringent patient selection;  Patient selection should be done via standardised assessment such as the neurological-oncological-mechanical systemic (NOMS) framework; and  The assessment should be carried out by a multidisciplinary team (MDT), which may be inclusive of, but not limited to, radiation oncologists, spine surgeons and interventional radiologists, among others.
Orthopaedics | Spine - Thoracolumbar (TL) and sacral surgery | TL and sacral fusion and fixation implant | TL rod | Medtronic | ROD 1555006100 5.5 CCM STRT PERC 100MM | 1555006100 | Standalone | DE0508223 | As per HSA registered indication(s) except for radiolucent implants which should be used as follows:  in patients with primary or metastatic spinal tumours who would benefit from post-operative high dose high precision beam therapy upon appropriate and stringent patient selection;  Patient selection should be done via standardised assessment such as the neurological-oncological-mechanical systemic (NOMS) framework; and  The assessment should be carried out by a multidisciplinary team (MDT), which may be inclusive of, but not limited to, radiation oncologists, spine surgeons and interventional radiologists, among others.
Orthopaedics | Spine - Thoracolumbar (TL) and sacral surgery | TL and sacral fusion and fixation implant | TL rod | Medtronic | ROD 1555006110 5.5 CCM STRT PERC 110MM | 1555006110 | Standalone | DE0508223 | As per HSA registered indication(s) except for radiolucent implants which should be used as follows:  in patients with primary or metastatic spinal tumours who would benefit from post-operative high dose high precision beam therapy upon appropriate and stringent patient selection;  Patient selection should be done via standardised assessment such as the neurological-oncological-mechanical systemic (NOMS) framework; and  The assessment should be carried out by a multidisciplinary team (MDT), which may be inclusive of, but not limited to, radiation oncologists, spine surgeons and interventional radiologists, among others.
Orthopaedics | Spine - Thoracolumbar (TL) and sacral surgery | TL and sacral fusion and fixation implant | TL rod | Medtronic | ROD 1555006120 5.5 CCM STRT PERC 120MM | 1555006120 | Standalone | DE0508223 | As per HSA registered indication(s) except for radiolucent implants which should be used as follows:  in patients with primary or metastatic spinal tumours who would benefit from post-operative high dose high precision beam therapy upon appropriate and stringent patient selection;  Patient selection should be done via standardised assessment such as the neurological-oncological-mechanical systemic (NOMS) framework; and  The assessment should be carried out by a multidisciplinary team (MDT), which may be inclusive of, but not limited to, radiation oncologists, spine surgeons and interventional radiologists, among others.
Orthopaedics | Spine - Thoracolumbar (TL) and sacral surgery | TL and sacral fusion and fixation implant | TL rod | Medtronic | ROD 1555006130 5.5 CCM STRT PERC 130MM | 1555006130 | Standalone | DE0508223 | As per HSA registered indication(s) except for radiolucent implants which should be used as follows:  in patients with primary or metastatic spinal tumours who would benefit from post-operative high dose high precision beam therapy upon appropriate and stringent patient selection;  Patient selection should be done via standardised assessment such as the neurological-oncological-mechanical systemic (NOMS) framework; and  The assessment should be carried out by a multidisciplinary team (MDT), which may be inclusive of, but not limited to, radiation oncologists, spine surgeons and interventional radiologists, among others.
Orthopaedics | Spine - Thoracolumbar (TL) and sacral surgery | TL and sacral fusion and fixation implant | TL rod | Medtronic | ROD 1555006140 5.5 CCM STRT PERC 140MM | 1555006140 | Standalone | DE0508223 | As per HSA registered indication(s) except for radiolucent implants which should be used as follows:  in patients with primary or metastatic spinal tumours who would benefit from post-operative high dose high precision beam therapy upon appropriate and stringent patient selection;  Patient selection should be done via standardised assessment such as the neurological-oncological-mechanical systemic (NOMS) framework; and  The assessment should be carried out by a multidisciplinary team (MDT), which may be inclusive of, but not limited to, radiation oncologists, spine surgeons and interventional radiologists, among others.
Orthopaedics | Spine - Thoracolumbar (TL) and sacral surgery | TL and sacral fusion and fixation implant | TL rod | Medtronic | ROD 1555006150 5.5 CCM STRT PERC 150MM | 1555006150 | Standalone | DE0508223 | As per HSA registered indication(s) except for radiolucent implants which should be used as follows:  in patients with primary or metastatic spinal tumours who would benefit from post-operative high dose high precision beam therapy upon appropriate and stringent patient selection;  Patient selection should be done via standardised assessment such as the neurological-oncological-mechanical systemic (NOMS) framework; and  The assessment should be carried out by a multidisciplinary team (MDT), which may be inclusive of, but not limited to, radiation oncologists, spine surgeons and interventional radiologists, among others.
Orthopaedics | Spine - Thoracolumbar (TL) and sacral surgery | TL and sacral fusion and fixation implant | TL rod | Medtronic | ROD 1555006160 5.5 CCM STRT PERC 160MM | 1555006160 | Standalone | DE0508223 | As per HSA registered indication(s) except for radiolucent implants which should be used as follows:  in patients with primary or metastatic spinal tumours who would benefit from post-operative high dose high precision beam therapy upon appropriate and stringent patient selection;  Patient selection should be done via standardised assessment such as the neurological-oncological-mechanical systemic (NOMS) framework; and  The assessment should be carried out by a multidisciplinary team (MDT), which may be inclusive of, but not limited to, radiation oncologists, spine surgeons and interventional radiologists, among others.
Orthopaedics | Spine - Thoracolumbar (TL) and sacral surgery | TL and sacral fusion and fixation implant | TL rod | Medtronic | ROD 1555006170 5.5 CCM STRT PERC 170MM | 1555006170 | Standalone | DE0508223 | As per HSA registered indication(s) except for radiolucent implants which should be used as follows:  in patients with primary or metastatic spinal tumours who would benefit from post-operative high dose high precision beam therapy upon appropriate and stringent patient selection;  Patient selection should be done via standardised assessment such as the neurological-oncological-mechanical systemic (NOMS) framework; and  The assessment should be carried out by a multidisciplinary team (MDT), which may be inclusive of, but not limited to, radiation oncologists, spine surgeons and interventional radiologists, among others.
Orthopaedics | Spine - Thoracolumbar (TL) and sacral surgery | TL and sacral fusion and fixation implant | TL rod | Medtronic | ROD 1555006180 5.5 CCM STRT PERC 180MM | 1555006180 | Standalone | DE0508223 | As per HSA registered indication(s) except for radiolucent implants which should be used as follows:  in patients with primary or metastatic spinal tumours who would benefit from post-operative high dose high precision beam therapy upon appropriate and stringent patient selection;  Patient selection should be done via standardised assessment such as the neurological-oncological-mechanical systemic (NOMS) framework; and  The assessment should be carried out by a multidisciplinary team (MDT), which may be inclusive of, but not limited to, radiation oncologists, spine surgeons and interventional radiologists, among others.
Orthopaedics | Spine - Thoracolumbar (TL) and sacral surgery | TL and sacral fusion and fixation implant | TL rod | Medtronic | ROD 1555006190 5.5 CCM STRT PERC 190MM | 1555006190 | Standalone | DE0508223 | As per HSA registered indication(s) except for radiolucent implants which should be used as follows:  in patients with primary or metastatic spinal tumours who would benefit from post-operative high dose high precision beam therapy upon appropriate and stringent patient selection;  Patient selection should be done via standardised assessment such as the neurological-oncological-mechanical systemic (NOMS) framework; and  The assessment should be carried out by a multidisciplinary team (MDT), which may be inclusive of, but not limited to, radiation oncologists, spine surgeons and interventional radiologists, among others.
Orthopaedics | Spine - Thoracolumbar (TL) and sacral surgery | TL and sacral fusion and fixation implant | TL rod | Medtronic | ROD 1555006200 5.5 CCM STRT PERC 200MM | 1555006200 | Standalone | DE0508223 | As per HSA registered indication(s) except for radiolucent implants which should be used as follows:  in patients with primary or metastatic spinal tumours who would benefit from post-operative high dose high precision beam therapy upon appropriate and stringent patient selection;  Patient selection should be done via standardised assessment such as the neurological-oncological-mechanical systemic (NOMS) framework; and  The assessment should be carried out by a multidisciplinary team (MDT), which may be inclusive of, but not limited to, radiation oncologists, spine surgeons and interventional radiologists, among others.
Orthopaedics | Spine - Occipito-cervical (OC) surgery | OC fusion and fixation implant | Fixation screw for plates | Medtronic | BONE SCREW 8532065 ODLP 2.0 X 5MM | 8532065 | Standalone | DE0509273 | As per HSA registered indication(s)
Orthopaedics | Spine - Occipito-cervical (OC) surgery | OC fusion and fixation implant | Fixation screw for plates | Medtronic | BONE SCREW 8532067 ODLP 2.0 X 7MM | 8532067 | Standalone | DE0509273 | As per HSA registered indication(s)
Orthopaedics | Spine - Occipito-cervical (OC) surgery | OC fusion and fixation implant | Fixation screw for plates | Medtronic | RESCUE SCREW 8532465 ODLP 2.4 X 5MM | 8532465 | Standalone | DE0509273 | As per HSA registered indication(s)
Orthopaedics | Spine - Occipito-cervical (OC) surgery | OC fusion and fixation implant | Fixation screw for plates | Medtronic | RESCUE SCREW 8532467 ODLP 2.4 X 7MM | 8532467 | Standalone | DE0509273 | As per HSA registered indication(s)
Orthopaedics | Spine - Occipito-cervical (OC) surgery | OC fusion and fixation implant | Fixation screw for plates | Medtronic | RESCUE SCREW 8532469 ODLP 2.4 X 9MM | 8532469 | Standalone | DE0509273 | As per HSA registered indication(s)
Orthopaedics | Spine - Thoracolumbar (TL) and sacral surgery | TL and sacral fusion and fixation implant | TL rod | Medtronic | 5.5-4.75 CoCr PLUS Straight Hex 500mm | 1546000500 | Standalone | DE0510084 | As per HSA registered indication(s) except for radiolucent implants which should be used as follows:  in patients with primary or metastatic spinal tumours who would benefit from post-operative high dose high precision beam therapy upon appropriate and stringent patient selection;  Patient selection should be done via standardised assessment such as the neurological-oncological-mechanical systemic (NOMS) framework; and  The assessment should be carried out by a multidisciplinary team (MDT), which may be inclusive of, but not limited to, radiation oncologists, spine surgeons and interventional radiologists, among others.
Orthopaedics | Spine - Thoracolumbar (TL) and sacral surgery | TL and sacral fusion and fixation implant | TL rod | Medtronic | 5.5-4.75 CoCr PLUS Straight Hex 600mm | 1546000600 | Standalone | DE0510084 | As per HSA registered indication(s) except for radiolucent implants which should be used as follows:  in patients with primary or metastatic spinal tumours who would benefit from post-operative high dose high precision beam therapy upon appropriate and stringent patient selection;  Patient selection should be done via standardised assessment such as the neurological-oncological-mechanical systemic (NOMS) framework; and  The assessment should be carried out by a multidisciplinary team (MDT), which may be inclusive of, but not limited to, radiation oncologists, spine surgeons and interventional radiologists, among others.
Orthopaedics | Spine - Thoracolumbar (TL) and sacral surgery | TL and sacral fusion and fixation implant | TL rod | Medtronic | 5.5-6.30-5.5 CCM PLS STRT ROD L 500m | 1556009500 | Standalone | DE0510084 | As per HSA registered indication(s) except for radiolucent implants which should be used as follows:  in patients with primary or metastatic spinal tumours who would benefit from post-operative high dose high precision beam therapy upon appropriate and stringent patient selection;  Patient selection should be done via standardised assessment such as the neurological-oncological-mechanical systemic (NOMS) framework; and  The assessment should be carried out by a multidisciplinary team (MDT), which may be inclusive of, but not limited to, radiation oncologists, spine surgeons and interventional radiologists, among others.
Orthopaedics | Spine - Thoracolumbar (TL) and sacral surgery | TL and sacral fusion and fixation implant | TL rod | Medtronic | 5.5-6.30-5.5 CCM PLS STRT ROD L 600m | 1556009600 | Standalone | DE0510084 | As per HSA registered indication(s) except for radiolucent implants which should be used as follows:  in patients with primary or metastatic spinal tumours who would benefit from post-operative high dose high precision beam therapy upon appropriate and stringent patient selection;  Patient selection should be done via standardised assessment such as the neurological-oncological-mechanical systemic (NOMS) framework; and  The assessment should be carried out by a multidisciplinary team (MDT), which may be inclusive of, but not limited to, radiation oncologists, spine surgeons and interventional radiologists, among others.
Orthopaedics | Spine - Thoracolumbar (TL) and sacral surgery | TL and sacral fusion and fixation implant | TL rod | Medtronic | 6.0-6.30-6.0 CCM PLS STRT ROD L 500mm | 1606009500 | Standalone | DE0510084 | As per HSA registered indication(s) except for radiolucent implants which should be used as follows:  in patients with primary or metastatic spinal tumours who would benefit from post-operative high dose high precision beam therapy upon appropriate and stringent patient selection;  Patient selection should be done via standardised assessment such as the neurological-oncological-mechanical systemic (NOMS) framework; and  The assessment should be carried out by a multidisciplinary team (MDT), which may be inclusive of, but not limited to, radiation oncologists, spine surgeons and interventional radiologists, among others.
Orthopaedics | Spine - Thoracolumbar (TL) and sacral surgery | TL and sacral fusion and fixation implant | TL rod | Medtronic | 6.0-6.30-6.0 CCM PLS STRT ROD L 600mm | 1606009600 | Standalone | DE0510084 | As per HSA registered indication(s) except for radiolucent implants which should be used as follows:  in patients with primary or metastatic spinal tumours who would benefit from post-operative high dose high precision beam therapy upon appropriate and stringent patient selection;  Patient selection should be done via standardised assessment such as the neurological-oncological-mechanical systemic (NOMS) framework; and  The assessment should be carried out by a multidisciplinary team (MDT), which may be inclusive of, but not limited to, radiation oncologists, spine surgeons and interventional radiologists, among others.
Orthopaedics | Spine - Thoracolumbar (TL) and sacral surgery | TL and sacral fusion and fixation implant | TL rod | Medtronic | 6.30x5.8 CCM PLS STRT ROD 600mm | 1636009600 | Standalone | DE0510084 | As per HSA registered indication(s) except for radiolucent implants which should be used as follows:  in patients with primary or metastatic spinal tumours who would benefit from post-operative high dose high precision beam therapy upon appropriate and stringent patient selection;  Patient selection should be done via standardised assessment such as the neurological-oncological-mechanical systemic (NOMS) framework; and  The assessment should be carried out by a multidisciplinary team (MDT), which may be inclusive of, but not limited to, radiation oncologists, spine surgeons and interventional radiologists, among others.
Orthopaedics | Spine - Thoracolumbar (TL) and sacral surgery | TL and sacral fusion and fixation implant | TL rod | Medtronic | 6.0-5.5 CoCr PLUS Straight Hex 500mm | 1656000500 | Standalone | DE0510084 | As per HSA registered indication(s) except for radiolucent implants which should be used as follows:  in patients with primary or metastatic spinal tumours who would benefit from post-operative high dose high precision beam therapy upon appropriate and stringent patient selection;  Patient selection should be done via standardised assessment such as the neurological-oncological-mechanical systemic (NOMS) framework; and  The assessment should be carried out by a multidisciplinary team (MDT), which may be inclusive of, but not limited to, radiation oncologists, spine surgeons and interventional radiologists, among others.
Orthopaedics | Spine - Thoracolumbar (TL) and sacral surgery | TL and sacral fusion and fixation implant | TL rod | Medtronic | 6.0-5.5 CoCr PLUS Straight Hex 600mm | 1656000600 | Standalone | DE0510084 | As per HSA registered indication(s) except for radiolucent implants which should be used as follows:  in patients with primary or metastatic spinal tumours who would benefit from post-operative high dose high precision beam therapy upon appropriate and stringent patient selection;  Patient selection should be done via standardised assessment such as the neurological-oncological-mechanical systemic (NOMS) framework; and  The assessment should be carried out by a multidisciplinary team (MDT), which may be inclusive of, but not limited to, radiation oncologists, spine surgeons and interventional radiologists, among others.
Orthopaedics | Spine - Thoracolumbar (TL) and sacral surgery | TL interbody cage | TL interbody core - Non-integrated | Medtronic | CRESCENT Spinal System 25 x 7 | 9392507 | Standalone | DE0508188 | As per HSA registered indication(s)
Orthopaedics | Spine - Thoracolumbar (TL) and sacral surgery | TL interbody cage | TL interbody core - Non-integrated | Medtronic | CRESCENT Spinal System 25 x 8 | 9392508 | Standalone | DE0508188 | As per HSA registered indication(s)
Orthopaedics | Spine - Thoracolumbar (TL) and sacral surgery | TL interbody cage | TL interbody core - Non-integrated | Medtronic | CRESCENT Spinal System 25 x 9 | 9392509 | Standalone | DE0508188 | As per HSA registered indication(s)
Orthopaedics | Spine - Thoracolumbar (TL) and sacral surgery | TL interbody cage | TL interbody core - Non-integrated | Medtronic | CRESCENT Spinal System 25 x 10 | 9392510 | Standalone | DE0508188 | As per HSA registered indication(s)
Orthopaedics | Spine - Thoracolumbar (TL) and sacral surgery | TL interbody cage | TL interbody core - Non-integrated | Medtronic | CRESCENT Spinal System 25 x 11 | 9392511 | Standalone | DE0508188 | As per HSA registered indication(s)
Orthopaedics | Spine - Thoracolumbar (TL) and sacral surgery | TL interbody cage | TL interbody core - Non-integrated | Medtronic | CRESCENT Spinal System 25 x 12 | 9392512 | Standalone | DE0508188 | As per HSA registered indication(s)
Orthopaedics | Spine - Thoracolumbar (TL) and sacral surgery | TL interbody cage | TL interbody core - Non-integrated | Medtronic | CRESCENT Spinal System 25 x 13 | 9392513 | Standalone | DE0508188 | As per HSA registered indication(s)
Orthopaedics | Spine - Thoracolumbar (TL) and sacral surgery | TL interbody cage | TL interbody core - Non-integrated | Medtronic | CRESCENT Spinal System 25 x 14 | 9392514 | Standalone | DE0508188 | As per HSA registered indication(s)
Orthopaedics | Spine - Thoracolumbar (TL) and sacral surgery | TL interbody cage | TL interbody core - Non-integrated | Medtronic | CRESCENT Spinal System 25 x 15 | 9392515 | Standalone | DE0508188 | As per HSA registered indication(s)
Orthopaedics | Spine - Thoracolumbar (TL) and sacral surgery | TL interbody cage | TL interbody core - Non-integrated | Medtronic | CRESCENT Spinal System 30 x 7 | 9393007 | Standalone | DE0508188 | As per HSA registered indication(s)
Orthopaedics | Spine - Thoracolumbar (TL) and sacral surgery | TL interbody cage | TL interbody core - Non-integrated | Medtronic | CRESCENT Spinal System 30 x 8 | 9393008 | Standalone | DE0508188 | As per HSA registered indication(s)
Orthopaedics | Spine - Thoracolumbar (TL) and sacral surgery | TL interbody cage | TL interbody core - Non-integrated | Medtronic | CRESCENT Spinal System 30 x 9 | 9393009 | Standalone | DE0508188 | As per HSA registered indication(s)
Orthopaedics | Spine - Thoracolumbar (TL) and sacral surgery | TL interbody cage | TL interbody core - Non-integrated | Medtronic | CRESCENT Spinal System 30 x 10 | 9393010 | Standalone | DE0508188 | As per HSA registered indication(s)
Orthopaedics | Spine - Thoracolumbar (TL) and sacral surgery | TL interbody cage | TL interbody core - Non-integrated | Medtronic | CRESCENT Spinal System 30 x 11 | 9393011 | Standalone | DE0508188 | As per HSA registered indication(s)
Orthopaedics | Spine - Thoracolumbar (TL) and sacral surgery | TL interbody cage | TL interbody core - Non-integrated | Medtronic | CRESCENT Spinal System 30 x 12 | 9393012 | Standalone | DE0508188 | As per HSA registered indication(s)
Orthopaedics | Spine - Thoracolumbar (TL) and sacral surgery | TL interbody cage | TL interbody core - Non-integrated | Medtronic | CRESCENT Spinal System 30 x 13 | 9393013 | Standalone | DE0508188 | As per HSA registered indication(s)
Orthopaedics | Spine - Thoracolumbar (TL) and sacral surgery | TL interbody cage | TL interbody core - Non-integrated | Medtronic | CRESCENT Spinal System 30 x 14 | 9393014 | Standalone | DE0508188 | As per HSA registered indication(s)
Orthopaedics | Spine - Thoracolumbar (TL) and sacral surgery | TL interbody cage | TL interbody core - Non-integrated | Medtronic | CRESCENT Spinal System 30 x 15 | 9393015 | Standalone | DE0508188 | As per HSA registered indication(s)
Orthopaedics | Spine - Thoracolumbar (TL) and sacral surgery | TL interbody cage | TL interbody core - Non-integrated | Medtronic | CRESCENT Spinal System 36 x 7 | 9393607 | Standalone | DE0508188 | As per HSA registered indication(s)
Orthopaedics | Spine - Thoracolumbar (TL) and sacral surgery | TL interbody cage | TL interbody core - Non-integrated | Medtronic | CRESCENT Spinal System 36 x 8 | 9393608 | Standalone | DE0508188 | As per HSA registered indication(s)
Orthopaedics | Spine - Thoracolumbar (TL) and sacral surgery | TL interbody cage | TL interbody core - Non-integrated | Medtronic | CRESCENT Spinal System 36 x 9 | 9393609 | Standalone | DE0508188 | As per HSA registered indication(s)
Orthopaedics | Spine - Thoracolumbar (TL) and sacral surgery | TL interbody cage | TL interbody core - Non-integrated | Medtronic | CRESCENT Spinal System 36 x 10 | 9393610 | Standalone | DE0508188 | As per HSA registered indication(s)
Orthopaedics | Spine - Thoracolumbar (TL) and sacral surgery | TL interbody cage | TL interbody core - Non-integrated | Medtronic | CRESCENT Spinal System 36 x 11 | 9393611 | Standalone | DE0508188 | As per HSA registered indication(s)
Orthopaedics | Spine - Thoracolumbar (TL) and sacral surgery | TL interbody cage | TL interbody core - Non-integrated | Medtronic | CRESCENT Spinal System 36 x 12 | 9393612 | Standalone | DE0508188 | As per HSA registered indication(s)
Orthopaedics | Spine - Thoracolumbar (TL) and sacral surgery | TL interbody cage | TL interbody core - Non-integrated | Medtronic | CRESCENT Spinal System 36 x 13 | 9393613 | Standalone | DE0508188 | As per HSA registered indication(s)
Orthopaedics | Spine - Thoracolumbar (TL) and sacral surgery | TL interbody cage | TL interbody core - Non-integrated | Medtronic | CRESCENT Spinal System 36 x 14 | 9393614 | Standalone | DE0508188 | As per HSA registered indication(s)
Orthopaedics | Spine - Thoracolumbar (TL) and sacral surgery | TL interbody cage | TL interbody core - Non-integrated | Medtronic | CRESCENT Spinal System 36 x 15 | 9393615 | Standalone | DE0508188 | As per HSA registered indication(s)
Orthopaedics | Spine - Occipito-cervical (OC) surgery | OC fusion and fixation implant | OC rod connector system excluding locking screw | Medtronic | CROSSLINK 7752525 SMALL MAS | 7752525 | Standalone | DE0508546 | As per HSA registered indication(s)
Orthopaedics | Spine - Occipito-cervical (OC) surgery | OC fusion and fixation implant | OC rod connector system excluding locking screw | Medtronic | CROSSLINK 7752526 MEDIUM MAS | 7752526 | Standalone | DE0508546 | As per HSA registered indication(s)
Orthopaedics | Spine - Occipito-cervical (OC) surgery | OC fusion and fixation implant | OC rod connector system excluding locking screw | Medtronic | CROSSLINK 7752527 LARGE MAS | 7752527 | Standalone | DE0508546 | As per HSA registered indication(s)
Orthopaedics | Spine - Occipito-cervical (OC) surgery | OC fusion and fixation implant | OC rod connector - Locking screw | Medtronic | SCREW 7752529 MAS CROSSLINK LOCKING | 7752529 | Standalone | DE0508546 | As per HSA registered indication(s)
Orthopaedics | Spine - Occipito-cervical (OC) surgery | OC fusion and fixation implant | OC rod connector - Locking screw | Medtronic | SET SCREW 7753500 MAS CONNECTOR | 7753500 | Standalone | DE0508546 | As per HSA registered indication(s)
Orthopaedics | Spine - Occipito-cervical (OC) surgery | OC fusion and fixation implant | OC rod connector system excluding locking screw | Medtronic | LATERAL CONNECTOR 7756064 OPEN 10MM | 7756064 | Standalone | DE0508546 | As per HSA registered indication(s)
Orthopaedics | Spine - Occipito-cervical (OC) surgery | OC fusion and fixation implant | OC rod connector system excluding locking screw | Medtronic | LATERAL CONNECTOR 7756066 OPEN 13MM | 7756066 | Standalone | DE0508546 | As per HSA registered indication(s)
Orthopaedics | Spine - Occipito-cervical (OC) surgery | OC fusion and fixation implant | OC rod connector system excluding locking screw | Medtronic | CONNECTOR 7752528 MAS CROSSLINK ROD | 7752528 | Standalone | DE0508546 | As per HSA registered indication(s)
Orthopaedics | Spine - Occipito-cervical (OC) surgery | OC fusion and fixation implant | OC rod connector system excluding locking screw | Medtronic | DOMINO 7750445 OFFSET 3.2 3.5 TO 5.5 | 7750445 | Standalone | DE0508546 | As per HSA registered indication(s)
Orthopaedics | Spine - Occipito-cervical (OC) surgery | OC fusion and fixation implant | OC rod connector system excluding locking screw | Medtronic | CONNECTOR 7750348 AX DOMNO3.5 4.0 TO 5.5 | 7750348 | Standalone | DE0508546 | As per HSA registered indication(s)
Orthopaedics | Total knee replacement (TKR) | TKR femoral component | TKR femoral component - Unconstrained | Smith+Nephew | Legion Cruciate Retaining NonPorous Femoral Component Size 8 Left | 71423208 | Standalone | DE0012409 | As per HSA registered indication(s)
Orthopaedics | Total knee replacement (TKR) | TKR femoral component | TKR femoral component - Unconstrained | Smith+Nephew | Legion Cruciate Retaining NonPorous Femoral Component Size 8 Right | 71423218 | Standalone | DE0012409 | As per HSA registered indication(s)
Neurosurgery | Neurovascular flow diversion | Neurovascular occlusion or flow disruption device | Stent-assisted coiling stent | Terumo | LVIS EVOIntraluminal SupportDevice | LEV2512 | Standalone | DE0509991 | As per HSA registered indication(s)
Neurosurgery | Neurovascular flow diversion | Neurovascular occlusion or flow disruption device | Stent-assisted coiling stent | Terumo | LVIS EVOIntraluminal SupportDevice | LEV2517 | Standalone | DE0509991 | As per HSA registered indication(s)
Neurosurgery | Neurovascular flow diversion | Neurovascular occlusion or flow disruption device | Stent-assisted coiling stent | Terumo | LVIS EVOIntraluminal SupportDevice | LEV2522 | Standalone | DE0509991 | As per HSA registered indication(s)
Neurosurgery | Neurovascular flow diversion | Neurovascular occlusion or flow disruption device | Stent-assisted coiling stent | Terumo | LVIS EVOIntraluminal SupportDevice | LEV2527 | Standalone | DE0509991 | As per HSA registered indication(s)
Neurosurgery | Neurovascular flow diversion | Neurovascular occlusion or flow disruption device | Stent-assisted coiling stent | Terumo | LVIS EVOIntraluminal SupportDevice | LEV3018 | Standalone | DE0509991 | As per HSA registered indication(s)
Neurosurgery | Neurovascular flow diversion | Neurovascular occlusion or flow disruption device | Stent-assisted coiling stent | Terumo | LVIS EVOIntraluminal SupportDevice | LEV3024 | Standalone | DE0509991 | As per HSA registered indication(s)
Neurosurgery | Neurovascular flow diversion | Neurovascular occlusion or flow disruption device | Stent-assisted coiling stent | Terumo | LVIS EVOIntraluminal SupportDevice | LEV3028 | Standalone | DE0509991 | As per HSA registered indication(s)
Neurosurgery | Neurovascular flow diversion | Neurovascular occlusion or flow disruption device | Stent-assisted coiling stent | Terumo | LVIS EVOIntraluminal SupportDevice | LEV3032 | Standalone | DE0509991 | As per HSA registered indication(s)
Neurosurgery | Neurovascular flow diversion | Neurovascular occlusion or flow disruption device | Stent-assisted coiling stent | Terumo | LVIS EVOIntraluminal SupportDevice | LEV3517 | Standalone | DE0509991 | As per HSA registered indication(s)
Neurosurgery | Neurovascular flow diversion | Neurovascular occlusion or flow disruption device | Stent-assisted coiling stent | Terumo | LVIS EVOIntraluminal SupportDevice | LEV3522 | Standalone | DE0509991 | As per HSA registered indication(s)
Neurosurgery | Neurovascular flow diversion | Neurovascular occlusion or flow disruption device | Stent-assisted coiling stent | Terumo | LVIS EVOIntraluminal SupportDevice | LEV3528 | Standalone | DE0509991 | As per HSA registered indication(s)
Neurosurgery | Neurovascular flow diversion | Neurovascular occlusion or flow disruption device | Stent-assisted coiling stent | Terumo | LVIS EVOIntraluminal SupportDevice | LEV3534 | Standalone | DE0509991 | As per HSA registered indication(s)
Neurosurgery | Neurovascular flow diversion | Neurovascular occlusion or flow disruption device | Stent-assisted coiling stent | Terumo | LVIS EVOIntraluminal SupportDevice | LEV4013 | Standalone | DE0509991 | As per HSA registered indication(s)
Neurosurgery | Neurovascular flow diversion | Neurovascular occlusion or flow disruption device | Stent-assisted coiling stent | Terumo | LVIS EVOIntraluminal SupportDevice | LEV4018 | Standalone | DE0509991 | As per HSA registered indication(s)
Neurosurgery | Neurovascular flow diversion | Neurovascular occlusion or flow disruption device | Stent-assisted coiling stent | Terumo | LVIS EVOIntraluminal SupportDevice | LEV4021 | Standalone | DE0509991 | As per HSA registered indication(s)
Neurosurgery | Neurovascular flow diversion | Neurovascular occlusion or flow disruption device | Stent-assisted coiling stent | Terumo | LVIS EVOIntraluminal SupportDevice | LEV4027 | Standalone | DE0509991 | As per HSA registered indication(s)
Neurosurgery | Neurovascular flow diversion | Neurovascular occlusion or flow disruption device | Stent-assisted coiling stent | Terumo | LVIS EVOIntraluminal SupportDevice | LEV4031 | Standalone | DE0509991 | As per HSA registered indication(s)
Neurosurgery | Neurovascular flow diversion | Neurovascular occlusion or flow disruption device | Flow diverter stent | Terumo | FREDX Flow Re-directionEndoluminal Device | XFRED2508 | Standalone | DE0016684 | As per HSA registered indication(s)
Neurosurgery | Neurovascular flow diversion | Neurovascular occlusion or flow disruption device | Flow diverter stent | Terumo | FREDX Flow Re-directionEndoluminal Device | XFRED2513 | Standalone | DE0016684 | As per HSA registered indication(s)
Neurosurgery | Neurovascular flow diversion | Neurovascular occlusion or flow disruption device | Flow diverter stent | Terumo | FREDX Flow Re-directionEndoluminal Device | XFRED2520 | Standalone | DE0016684 | As per HSA registered indication(s)
Neurosurgery | Neurovascular flow diversion | Neurovascular occlusion or flow disruption device | Flow diverter stent | Terumo | FREDX Flow Re-directionEndoluminal Device | XFRED2526 | Standalone | DE0016684 | As per HSA registered indication(s)
Neurosurgery | Neurovascular flow diversion | Neurovascular occlusion or flow disruption device | Flow diverter stent | Terumo | FREDX Flow Re-directionEndoluminal Device | XFRED3009 | Standalone | DE0016684 | As per HSA registered indication(s)
Neurosurgery | Neurovascular flow diversion | Neurovascular occlusion or flow disruption device | Flow diverter stent | Terumo | FREDX Flow Re-directionEndoluminal Device | XFRED3014 | Standalone | DE0016684 | As per HSA registered indication(s)
Neurosurgery | Neurovascular flow diversion | Neurovascular occlusion or flow disruption device | Flow diverter stent | Terumo | FREDX Flow Re-directionEndoluminal Device | XFRED3021 | Standalone | DE0016684 | As per HSA registered indication(s)
Neurosurgery | Neurovascular flow diversion | Neurovascular occlusion or flow disruption device | Flow diverter stent | Terumo | FREDX Flow Re-directionEndoluminal Device | XFRED3027 | Standalone | DE0016684 | As per HSA registered indication(s)
Neurosurgery | Neurovascular flow diversion | Neurovascular occlusion or flow disruption device | Flow diverter stent | Terumo | FREDX Flow Re-directionEndoluminal Device | XFRED3507 | Standalone | DE0016684 | As per HSA registered indication(s)
Neurosurgery | Neurovascular flow diversion | Neurovascular occlusion or flow disruption device | Flow diverter stent | Terumo | FREDX Flow Re-directionEndoluminal Device | XFRED3511 | Standalone | DE0016684 | As per HSA registered indication(s)
Neurosurgery | Neurovascular flow diversion | Neurovascular occlusion or flow disruption device | Flow diverter stent | Terumo | FREDX Flow Re-directionEndoluminal Device | XFRED3516 | Standalone | DE0016684 | As per HSA registered indication(s)
Neurosurgery | Neurovascular flow diversion | Neurovascular occlusion or flow disruption device | Flow diverter stent | Terumo | FREDX Flow Re-directionEndoluminal Device | XFRED3524 | Standalone | DE0016684 | As per HSA registered indication(s)
Neurosurgery | Neurovascular flow diversion | Neurovascular occlusion or flow disruption device | Flow diverter stent | Terumo | FREDX Flow Re-directionEndoluminal Device | XFRED3536 | Standalone | DE0016684 | As per HSA registered indication(s)
Neurosurgery | Neurovascular flow diversion | Neurovascular occlusion or flow disruption device | Flow diverter stent | Terumo | FREDX Flow Re-directionEndoluminal Device | XFRED4007 | Standalone | DE0016684 | As per HSA registered indication(s)
Neurosurgery | Neurovascular flow diversion | Neurovascular occlusion or flow disruption device | Flow diverter stent | Terumo | FREDX Flow Re-directionEndoluminal Device | XFRED4012 | Standalone | DE0016684 | As per HSA registered indication(s)
Neurosurgery | Neurovascular flow diversion | Neurovascular occlusion or flow disruption device | Flow diverter stent | Terumo | FREDX Flow Re-directionEndoluminal Device | XFRED4017 | Standalone | DE0016684 | As per HSA registered indication(s)
Neurosurgery | Neurovascular flow diversion | Neurovascular occlusion or flow disruption device | Flow diverter stent | Terumo | FREDX Flow Re-directionEndoluminal Device | XFRED4026 | Standalone | DE0016684 | As per HSA registered indication(s)
Neurosurgery | Neurovascular flow diversion | Neurovascular occlusion or flow disruption device | Flow diverter stent | Terumo | FREDX Flow Re-directionEndoluminal Device | XFRED4038 | Standalone | DE0016684 | As per HSA registered indication(s)
Neurosurgery | Neurovascular flow diversion | Neurovascular occlusion or flow disruption device | Flow diverter stent | Terumo | FREDX Flow Re-directionEndoluminal Device | XFRED4508 | Standalone | DE0016684 | As per HSA registered indication(s)
Neurosurgery | Neurovascular flow diversion | Neurovascular occlusion or flow disruption device | Flow diverter stent | Terumo | FREDX Flow Re-directionEndoluminal Device | XFRED4513 | Standalone | DE0016684 | As per HSA registered indication(s)
Neurosurgery | Neurovascular flow diversion | Neurovascular occlusion or flow disruption device | Flow diverter stent | Terumo | FREDX Flow Re-directionEndoluminal Device | XFRED4518 | Standalone | DE0016684 | As per HSA registered indication(s)
Neurosurgery | Neurovascular flow diversion | Neurovascular occlusion or flow disruption device | Flow diverter stent | Terumo | FREDX Flow Re-directionEndoluminal Device | XFRED4528 | Standalone | DE0016684 | As per HSA registered indication(s)
Neurosurgery | Neurovascular flow diversion | Neurovascular occlusion or flow disruption device | Flow diverter stent | Terumo | FREDX Flow Re-directionEndoluminal Device | XFRED4539 | Standalone | DE0016684 | As per HSA registered indication(s)
Neurosurgery | Neurovascular flow diversion | Neurovascular occlusion or flow disruption device | Flow diverter stent | Terumo | FREDX Flow Re-directionEndoluminal Device | XFRED5009 | Standalone | DE0016684 | As per HSA registered indication(s)
Neurosurgery | Neurovascular flow diversion | Neurovascular occlusion or flow disruption device | Flow diverter stent | Terumo | FREDX Flow Re-directionEndoluminal Device | XFRED5014 | Standalone | DE0016684 | As per HSA registered indication(s)
Neurosurgery | Neurovascular flow diversion | Neurovascular occlusion or flow disruption device | Flow diverter stent | Terumo | FREDX Flow Re-directionEndoluminal Device | XFRED5019 | Standalone | DE0016684 | As per HSA registered indication(s)
Neurosurgery | Neurovascular flow diversion | Neurovascular occlusion or flow disruption device | Flow diverter stent | Terumo | FREDX Flow Re-directionEndoluminal Device | XFRED5029 | Standalone | DE0016684 | As per HSA registered indication(s)
Neurosurgery | Neurovascular flow diversion | Neurovascular occlusion or flow disruption device | Flow diverter stent | Terumo | FREDX Flow Re-directionEndoluminal Device | XFRED5514 | Standalone | DE0016684 | As per HSA registered indication(s)
Neurosurgery | Neurovascular flow diversion | Neurovascular occlusion or flow disruption device | Flow diverter stent | Terumo | FREDX Flow Re-directionEndoluminal Device | XFRED5526 | Standalone | DE0016684 | As per HSA registered indication(s)
Gastroenterology | Gastrointestinal (GI) tract obstruction treatment | Gastrointestinal (GI) stent | Plastic stent | Cook Medical | GEENEN PANCREATIC STENT 3FR 2CM | GPSO-3-2 | Standalone | DE0005332 | As per HSA registered indication(s)
Gastroenterology | Gastrointestinal (GI) tract obstruction treatment | Gastrointestinal (GI) stent | Plastic stent | Cook Medical | GEENEN PANCREATIC STENT 3FR 3CM | GPSO-3-3 | Standalone | DE0005332 | As per HSA registered indication(s)
Gastroenterology | Gastrointestinal (GI) tract obstruction treatment | Gastrointestinal (GI) stent | Plastic stent | Cook Medical | GEENEN PANCREATIC STENT 3FR 4CM | GPSO-3-4 | Standalone | DE0005332 | As per HSA registered indication(s)
Gastroenterology | Gastrointestinal (GI) tract obstruction treatment | Gastrointestinal (GI) stent | Plastic stent | Cook Medical | GEENEN PANCREATIC STENT 3FR 5CM | GPSO-3-5 | Standalone | DE0005332 | As per HSA registered indication(s)
Gastroenterology | Gastrointestinal (GI) tract obstruction treatment | Gastrointestinal (GI) stent | Plastic stent | Cook Medical | GEENEN PANCREATIC STENT 3FR 6CM | GPSO-3-6 | Standalone | DE0005332 | As per HSA registered indication(s)
Gastroenterology | Gastrointestinal (GI) tract obstruction treatment | Gastrointestinal (GI) stent | Plastic stent | Cook Medical | GEENEN PANCREATIC STENT 3FR 7CM | GPSO-3-7 | Standalone | DE0005332 | As per HSA registered indication(s)
Gastroenterology | Gastrointestinal (GI) tract obstruction treatment | Gastrointestinal (GI) stent | Plastic stent | Cook Medical | GEENEN PANCREATIC STENT 3FR 8CM | GPSO-3-8 | Standalone | DE0005332 | As per HSA registered indication(s)
Gastroenterology | Gastrointestinal (GI) tract obstruction treatment | Gastrointestinal (GI) stent | Plastic stent | Cook Medical | GEENEN PANCREATIC STENT 3FR 9CM | GPSO-3-9 | Standalone | DE0005332 | As per HSA registered indication(s)
Gastroenterology | Gastrointestinal (GI) tract obstruction treatment | Gastrointestinal (GI) stent | Plastic stent | Cook Medical | GEENEN PANCREATIC STENT 3FR 10CM | GPSO-3-10 | Standalone | DE0005332 | As per HSA registered indication(s)
Gastroenterology | Gastrointestinal (GI) tract obstruction treatment | Gastrointestinal (GI) stent | Plastic stent | Cook Medical | GEENEN PANCREATIC STENT 3FR 11CM | GPSO-3-11 | Standalone | DE0005332 | As per HSA registered indication(s)
Gastroenterology | Gastrointestinal (GI) tract obstruction treatment | Gastrointestinal (GI) stent | Plastic stent | Cook Medical | GEENEN PANCREATIC STENT 3FR 12CM | GPSO-3-12 | Standalone | DE0005332 | As per HSA registered indication(s)
Gastroenterology | Gastrointestinal (GI) tract obstruction treatment | Gastrointestinal (GI) stent | Plastic stent | Cook Medical | GEENEN PANCREATIC STENT 3FR 13CM | GPSO-3-13 | Standalone | DE0005332 | As per HSA registered indication(s)
Gastroenterology | Gastrointestinal (GI) tract obstruction treatment | Gastrointestinal (GI) stent | Plastic stent | Cook Medical | GEENEN PANCREATIC STENT 3FR 14CM | GPSO-3-14 | Standalone | DE0005332 | As per HSA registered indication(s)
Gastroenterology | Gastrointestinal (GI) tract obstruction treatment | Gastrointestinal (GI) stent | Plastic stent | Cook Medical | GEENEN PANCREATIC STENT 3FR 15CM | GPSO-3-15 | Standalone | DE0005332 | As per HSA registered indication(s)
Gastroenterology | Gastrointestinal (GI) tract obstruction treatment | Gastrointestinal (GI) stent | Plastic stent | Cook Medical | GEENEN PANCREATIC STENT 4FR 2CM | GPSO-4-2 | Standalone | DE0005332 | As per HSA registered indication(s)
Gastroenterology | Gastrointestinal (GI) tract obstruction treatment | Gastrointestinal (GI) stent | Plastic stent | Cook Medical | GEENEN PANCREATIC STENT 4FR 5CM | GPSO-4-5 | Standalone | DE0005332 | As per HSA registered indication(s)
Gastroenterology | Gastrointestinal (GI) tract obstruction treatment | Gastrointestinal (GI) stent | Plastic stent | Cook Medical | GEENEN PANCREATIC STENT 4FR 7CM | GPSO-4-7 | Standalone | DE0005332 | As per HSA registered indication(s)
Gastroenterology | Gastrointestinal (GI) tract obstruction treatment | Gastrointestinal (GI) stent | Plastic stent | Cook Medical | GEENEN PANCREATIC STENT 4FR 9CM | GPSO-4-9 | Standalone | DE0005332 | As per HSA registered indication(s)
Gastroenterology | Gastrointestinal (GI) tract obstruction treatment | Gastrointestinal (GI) stent | Plastic stent | Cook Medical | GEENEN PANCREATIC STENT 5FR 2CM | GPSO-5-2 | Standalone | DE0005332 | As per HSA registered indication(s)
Gastroenterology | Gastrointestinal (GI) tract obstruction treatment | Gastrointestinal (GI) stent | Plastic stent | Cook Medical | GEENEN PANCREATIC STENT 5FR 3CM | GPSO-5-3 | Standalone | DE0005332 | As per HSA registered indication(s)
Gastroenterology | Gastrointestinal (GI) tract obstruction treatment | Gastrointestinal (GI) stent | Plastic stent | Cook Medical | GEENEN PANCREATIC STENT 5FR 4CM | GPSO-5-4 | Standalone | DE0005332 | As per HSA registered indication(s)
Gastroenterology | Gastrointestinal (GI) tract obstruction treatment | Gastrointestinal (GI) stent | Plastic stent | Cook Medical | GEENEN PANCREATIC STENT 5FR 5CM | GPSO-5-5 | Standalone | DE0005332 | As per HSA registered indication(s)
Gastroenterology | Gastrointestinal (GI) tract obstruction treatment | Gastrointestinal (GI) stent | Plastic stent | Cook Medical | GEENEN PANCREATIC STENT 5FR 6CM | GPSO-5-6 | Standalone | DE0005332 | As per HSA registered indication(s)
Gastroenterology | Gastrointestinal (GI) tract obstruction treatment | Gastrointestinal (GI) stent | Plastic stent | Cook Medical | GEENEN PANCREATIC STENT 5FR 7CM | GPSO-5-7 | Standalone | DE0005332 | As per HSA registered indication(s)
Gastroenterology | Gastrointestinal (GI) tract obstruction treatment | Gastrointestinal (GI) stent | Plastic stent | Cook Medical | GEENEN PANCREATIC STENT 5FR 8CM | GPSO-5-8 | Standalone | DE0005332 | As per HSA registered indication(s)
Gastroenterology | Gastrointestinal (GI) tract obstruction treatment | Gastrointestinal (GI) stent | Plastic stent | Cook Medical | GEENEN PANCREATIC STENT 5FR 9CM | GPSO-5-9 | Standalone | DE0005332 | As per HSA registered indication(s)
Gastroenterology | Gastrointestinal (GI) tract obstruction treatment | Gastrointestinal (GI) stent | Plastic stent | Cook Medical | GEENEN PANCREATIC STENT 5FR 10CM | GPSO-5-10 | Standalone | DE0005332 | As per HSA registered indication(s)
Gastroenterology | Gastrointestinal (GI) tract obstruction treatment | Gastrointestinal (GI) stent | Plastic stent | Cook Medical | GEENEN PANCREATIC STENT 5FR 11CM | GPSO-5-11 | Standalone | DE0005332 | As per HSA registered indication(s)
Gastroenterology | Gastrointestinal (GI) tract obstruction treatment | Gastrointestinal (GI) stent | Plastic stent | Cook Medical | GEENEN PANCREATIC STENT 5FR 12CM | GPSO-5-12 | Standalone | DE0005332 | As per HSA registered indication(s)
Gastroenterology | Gastrointestinal (GI) tract obstruction treatment | Gastrointestinal (GI) stent | Plastic stent | Cook Medical | GEENEN PANCREATIC STENT 5FR 13CM | GPSO-5-13 | Standalone | DE0005332 | As per HSA registered indication(s)
Gastroenterology | Gastrointestinal (GI) tract obstruction treatment | Gastrointestinal (GI) stent | Plastic stent | Cook Medical | GEENEN PANCREATIC STENT 5FR 14CM | GPSO-5-14 | Standalone | DE0005332 | As per HSA registered indication(s)
Gastroenterology | Gastrointestinal (GI) tract obstruction treatment | Gastrointestinal (GI) stent | Plastic stent | Cook Medical | GEENEN PANCREATIC STENT 5FR 15CM | GPSO-5-15 | Standalone | DE0005332 | As per HSA registered indication(s)
Gastroenterology | Gastrointestinal (GI) tract obstruction treatment | Gastrointestinal (GI) stent | Plastic stent | Cook Medical | GEENEN PANCREATIC STENT 5FR 18CM | GPSO-5-18 | Standalone | DE0005332 | As per HSA registered indication(s)
Gastroenterology | Gastrointestinal (GI) tract obstruction treatment | Gastrointestinal (GI) stent | Plastic stent | Cook Medical | GEENEN PANCREATIC STENT 6FR 2CM | GPSO-6-2 | Standalone | DE0005332 | As per HSA registered indication(s)
Gastroenterology | Gastrointestinal (GI) tract obstruction treatment | Gastrointestinal (GI) stent | Plastic stent | Cook Medical | GEENEN PANCREATIC STENT 6FR 3CM | GPSO-6-3 | Standalone | DE0005332 | As per HSA registered indication(s)
Gastroenterology | Gastrointestinal (GI) tract obstruction treatment | Gastrointestinal (GI) stent | Plastic stent | Cook Medical | GEENEN PANCREATIC STENT 6FR 5CM | GPSO-6-5 | Standalone | DE0005332 | As per HSA registered indication(s)
Gastroenterology | Gastrointestinal (GI) tract obstruction treatment | Gastrointestinal (GI) stent | Plastic stent | Cook Medical | GEENEN PANCREATIC STENT 6FR 7CM | GPSO-6-7 | Standalone | DE0005332 | As per HSA registered indication(s)
Gastroenterology | Gastrointestinal (GI) tract obstruction treatment | Gastrointestinal (GI) stent | Plastic stent | Cook Medical | GEENEN PANCREATIC STENT 6FR 9CM | GPSO-6-9 | Standalone | DE0005332 | As per HSA registered indication(s)
Gastroenterology | Gastrointestinal (GI) tract obstruction treatment | Gastrointestinal (GI) stent | Plastic stent | Cook Medical | GEENEN PANCREATIC STENT 6FR 12CM | GPSO-6-12 | Standalone | DE0005332 | As per HSA registered indication(s)
Gastroenterology | Gastrointestinal (GI) tract obstruction treatment | Gastrointestinal (GI) stent | Plastic stent | Cook Medical | GEENEN PANCREATIC STENT 6FR 15CM | GPSO-6-15 | Standalone | DE0005332 | As per HSA registered indication(s)
Gastroenterology | Gastrointestinal (GI) tract obstruction treatment | Gastrointestinal (GI) stent | Plastic stent | Cook Medical | GEENEN PANCREATIC STENT 7FR 2CM | GPSO-7-2 | Standalone | DE0005332 | As per HSA registered indication(s)
Gastroenterology | Gastrointestinal (GI) tract obstruction treatment | Gastrointestinal (GI) stent | Plastic stent | Cook Medical | GEENEN PANCREATIC STENT 7FR 3CM | GPSO-7-3 | Standalone | DE0005332 | As per HSA registered indication(s)
Gastroenterology | Gastrointestinal (GI) tract obstruction treatment | Gastrointestinal (GI) stent | Plastic stent | Cook Medical | GEENEN PANCREATIC STENT 7FR 4CM | GPSO-7-4 | Standalone | DE0005332 | As per HSA registered indication(s)
Gastroenterology | Gastrointestinal (GI) tract obstruction treatment | Gastrointestinal (GI) stent | Plastic stent | Cook Medical | GEENEN PANCREATIC STENT 7FR 5CM | GPSO-7-5 | Standalone | DE0005332 | As per HSA registered indication(s)
Gastroenterology | Gastrointestinal (GI) tract obstruction treatment | Gastrointestinal (GI) stent | Plastic stent | Cook Medical | GEENEN PANCREATIC STENT 7FR 6CM | GPSO-7-6 | Standalone | DE0005332 | As per HSA registered indication(s)
Gastroenterology | Gastrointestinal (GI) tract obstruction treatment | Gastrointestinal (GI) stent | Plastic stent | Cook Medical | GEENEN PANCREATIC STENT 7FR 7CM | GPSO-7-7 | Standalone | DE0005332 | As per HSA registered indication(s)
Gastroenterology | Gastrointestinal (GI) tract obstruction treatment | Gastrointestinal (GI) stent | Plastic stent | Cook Medical | GEENEN PANCREATIC STENT 7FR 8CM | GPSO-7-8 | Standalone | DE0005332 | As per HSA registered indication(s)
Gastroenterology | Gastrointestinal (GI) tract obstruction treatment | Gastrointestinal (GI) stent | Plastic stent | Cook Medical | GEENEN PANCREATIC STENT 7FR 9CM | GPSO-7-9 | Standalone | DE0005332 | As per HSA registered indication(s)
Gastroenterology | Gastrointestinal (GI) tract obstruction treatment | Gastrointestinal (GI) stent | Plastic stent | Cook Medical | GEENEN PANCREATIC STENT 7FR 10CM | GPSO-7-10 | Standalone | DE0005332 | As per HSA registered indication(s)
Gastroenterology | Gastrointestinal (GI) tract obstruction treatment | Gastrointestinal (GI) stent | Plastic stent | Cook Medical | GEENEN PANCREATIC STENT 7FR 11CM | GPSO-7-11 | Standalone | DE0005332 | As per HSA registered indication(s)
Gastroenterology | Gastrointestinal (GI) tract obstruction treatment | Gastrointestinal (GI) stent | Plastic stent | Cook Medical | GEENEN PANCREATIC STENT 7FR 12CM | GPSO-7-12 | Standalone | DE0005332 | As per HSA registered indication(s)
Gastroenterology | Gastrointestinal (GI) tract obstruction treatment | Gastrointestinal (GI) stent | Plastic stent | Cook Medical | GEENEN PANCREATIC STENT 7FR 13CM | GPSO-7-13 | Standalone | DE0005332 | As per HSA registered indication(s)
Gastroenterology | Gastrointestinal (GI) tract obstruction treatment | Gastrointestinal (GI) stent | Plastic stent | Cook Medical | GEENEN PANCREATIC STENT 7FR 14CM | GPSO-7-14 | Standalone | DE0005332 | As per HSA registered indication(s)
Gastroenterology | Gastrointestinal (GI) tract obstruction treatment | Gastrointestinal (GI) stent | Plastic stent | Cook Medical | GEENEN PANCREATIC STENT 7FR 15CM | GPSO-7-15 | Standalone | DE0005332 | As per HSA registered indication(s)
Gastroenterology | Gastrointestinal (GI) tract obstruction treatment | Gastrointestinal (GI) stent | Plastic stent | Cook Medical | GEENEN PANCREATIC STENT 7FR 18CM | GPSO-7-18 | Standalone | DE0005332 | As per HSA registered indication(s)
Gastroenterology | Gastrointestinal (GI) tract obstruction treatment | Gastrointestinal (GI) stent | Plastic stent | Cook Medical | GEENEN PANCREATIC STENT 7FR 20CM | GPSO-7-20 | Standalone | DE0005332 | As per HSA registered indication(s)
Gastroenterology | Gastrointestinal (GI) tract obstruction treatment | Gastrointestinal (GI) stent | Plastic stent | Cook Medical | GEENEN PANCREATIC STENT 8.5FR 3CM | GPSO-8.5-3 | Standalone | DE0005332 | As per HSA registered indication(s)
Gastroenterology | Gastrointestinal (GI) tract obstruction treatment | Gastrointestinal (GI) stent | Plastic stent | Cook Medical | GEENEN PANCREATIC STENT 8.5FR 5CM | GPSO-8.5-5 | Standalone | DE0005332 | As per HSA registered indication(s)
Gastroenterology | Gastrointestinal (GI) tract obstruction treatment | Gastrointestinal (GI) stent | Plastic stent | Cook Medical | GEENEN PANCREATIC STENT 8.5FR 7CM | GPSO-8.5-7 | Standalone | DE0005332 | As per HSA registered indication(s)
Gastroenterology | Gastrointestinal (GI) tract obstruction treatment | Gastrointestinal (GI) stent | Plastic stent | Cook Medical | GEENEN PANCREATIC STENT 8.5FR 9CM | GPSO-8.5-9 | Standalone | DE0005332 | As per HSA registered indication(s)
Gastroenterology | Gastrointestinal (GI) tract obstruction treatment | Gastrointestinal (GI) stent | Plastic stent | Cook Medical | GEENEN PANCREATIC STENT 8.5FR 12CM | GPSO-8.5-12 | Standalone | DE0005332 | As per HSA registered indication(s)
Gastroenterology | Gastrointestinal (GI) tract obstruction treatment | Gastrointestinal (GI) stent | Plastic stent | Cook Medical | GEENEN PANCREATIC STENT 8.5FR 15CM | GPSO-8.5-15 | Standalone | DE0005332 | As per HSA registered indication(s)
Gastroenterology | Gastrointestinal (GI) tract obstruction treatment | Gastrointestinal (GI) stent | Plastic stent | Cook Medical | GEENEN PANCREATIC STENT 10FR 2CM | GPSO-10-2 | Standalone | DE0005332 | As per HSA registered indication(s)
Gastroenterology | Gastrointestinal (GI) tract obstruction treatment | Gastrointestinal (GI) stent | Plastic stent | Cook Medical | GEENEN PANCREATIC STENT 10FR 3CM | GPSO-10-3 | Standalone | DE0005332 | As per HSA registered indication(s)
Gastroenterology | Gastrointestinal (GI) tract obstruction treatment | Gastrointestinal (GI) stent | Plastic stent | Cook Medical | GEENEN PANCREATIC STENT 10FR 5CM | GPSO-10-5 | Standalone | DE0005332 | As per HSA registered indication(s)
Gastroenterology | Gastrointestinal (GI) tract obstruction treatment | Gastrointestinal (GI) stent | Plastic stent | Cook Medical | GEENEN PANCREATIC STENT 10FR 7CM | GPSO-10-7 | Standalone | DE0005332 | As per HSA registered indication(s)
Gastroenterology | Gastrointestinal (GI) tract obstruction treatment | Gastrointestinal (GI) stent | Plastic stent | Cook Medical | GEENEN PANCREATIC STENT 10FR 9CM | GPSO-10-9 | Standalone | DE0005332 | As per HSA registered indication(s)
Gastroenterology | Gastrointestinal (GI) tract obstruction treatment | Gastrointestinal (GI) stent | Plastic stent | Cook Medical | GEENEN PANCREATIC STENT 10FR 10CM | GPSO-10-10 | Standalone | DE0005332 | As per HSA registered indication(s)
Gastroenterology | Gastrointestinal (GI) tract obstruction treatment | Gastrointestinal (GI) stent | Plastic stent | Cook Medical | GEENEN PANCREATIC STENT 10FR 12CM | GPSO-10-12 | Standalone | DE0005332 | As per HSA registered indication(s)
Gastroenterology | Gastrointestinal (GI) tract obstruction treatment | Gastrointestinal (GI) stent | Plastic stent | Cook Medical | GEENEN PANCREATIC STENT 10FR 15CM | GPSO-10-15 | Standalone | DE0005332 | As per HSA registered indication(s)
Gastroenterology | Gastrointestinal (GI) tract obstruction treatment | Gastrointestinal (GI) stent | Plastic stent | Cook Medical | GEENEN PANCREATIC STENT 11.5FR 3CM | GPSO-11.5-3 | Standalone | DE0005332 | As per HSA registered indication(s)
Gastroenterology | Gastrointestinal (GI) tract obstruction treatment | Gastrointestinal (GI) stent | Plastic stent | Cook Medical | GEENEN PANCREATIC STENT 11.5FR 5CM | GPSO-11.5-5 | Standalone | DE0005332 | As per HSA registered indication(s)
Gastroenterology | Gastrointestinal (GI) tract obstruction treatment | Gastrointestinal (GI) stent | Plastic stent | Cook Medical | GEENEN PANCREATIC STENT 11.5FR 7CM | GPSO-11.5-7 | Standalone | DE0005332 | As per HSA registered indication(s)
Gastroenterology | Gastrointestinal (GI) tract obstruction treatment | Gastrointestinal (GI) stent | Plastic stent | Cook Medical | GEENEN PANCREATIC STENT 11.5FR 9CM | GPSO-11.5-9 | Standalone | DE0005332 | As per HSA registered indication(s)
Gastroenterology | Gastrointestinal (GI) tract obstruction treatment | Gastrointestinal (GI) stent | Plastic stent | Cook Medical | GEENEN PANCREATIC STENT 11.5FR 15CM | GPSO-11.5-15 | Standalone | DE0005332 | As per HSA registered indication(s)
Gastroenterology | Gastrointestinal (GI) tract obstruction treatment | Gastrointestinal (GI) stent | Plastic stent | Cook Medical | ZIMMON BILIARY STENT 5FR 3CM | ZSO-5-3 | Standalone | DE0007023 | As per HSA registered indication(s)
Gastroenterology | Gastrointestinal (GI) tract obstruction treatment | Gastrointestinal (GI) stent | Plastic stent | Cook Medical | ZIMMON BILIARY STENT 5FR 4CM | ZSO-5-4 | Standalone | DE0007023 | As per HSA registered indication(s)
Gastroenterology | Gastrointestinal (GI) tract obstruction treatment | Gastrointestinal (GI) stent | Plastic stent | Cook Medical | ZIMMON BILIARY STENT 5FR 5CM | ZSO-5-5 | Standalone | DE0007023 | As per HSA registered indication(s)
Gastroenterology | Gastrointestinal (GI) tract obstruction treatment | Gastrointestinal (GI) stent | Plastic stent | Cook Medical | ZIMMON BILIARY STENT 5FR 7CM | ZSO-5-7 | Standalone | DE0007023 | As per HSA registered indication(s)
Gastroenterology | Gastrointestinal (GI) tract obstruction treatment | Gastrointestinal (GI) stent | Plastic stent | Cook Medical | ZIMMON BILIARY STENT 5FR 9CM | ZSO-5-9 | Standalone | DE0007023 | As per HSA registered indication(s)
Gastroenterology | Gastrointestinal (GI) tract obstruction treatment | Gastrointestinal (GI) stent | Plastic stent | Cook Medical | ZIMMON BILIARY STENT 5FR 10CM | ZSO-5-10 | Standalone | DE0007023 | As per HSA registered indication(s)
Gastroenterology | Gastrointestinal (GI) tract obstruction treatment | Gastrointestinal (GI) stent | Plastic stent | Cook Medical | ZIMMON BILIARY STENT 5FR 12CM | ZSO-5-12 | Standalone | DE0007023 | As per HSA registered indication(s)
Gastroenterology | Gastrointestinal (GI) tract obstruction treatment | Gastrointestinal (GI) stent | Plastic stent | Cook Medical | ZIMMON BILIARY STENT 5FR 15CM | ZSO-5-15 | Standalone | DE0007023 | As per HSA registered indication(s)
Gastroenterology | Gastrointestinal (GI) tract obstruction treatment | Gastrointestinal (GI) stent | Plastic stent | Cook Medical | ZIMMON BILIARY STENT 6FR 4CM | ZSO-6-4 | Standalone | DE0007023 | As per HSA registered indication(s)
Gastroenterology | Gastrointestinal (GI) tract obstruction treatment | Gastrointestinal (GI) stent | Plastic stent | Cook Medical | ZIMMON BILIARY STENT 6FR 7CM | ZSO-6-7 | Standalone | DE0007023 | As per HSA registered indication(s)
Gastroenterology | Gastrointestinal (GI) tract obstruction treatment | Gastrointestinal (GI) stent | Plastic stent | Cook Medical | ZIMMON BILIARY STENT 6FR 9CM | ZSO-6-9 | Standalone | DE0007023 | As per HSA registered indication(s)
Gastroenterology | Gastrointestinal (GI) tract obstruction treatment | Gastrointestinal (GI) stent | Plastic stent | Cook Medical | ZIMMON BILIARY STENT 6FR 10CM | ZSO-6-10 | Standalone | DE0007023 | As per HSA registered indication(s)
Gastroenterology | Gastrointestinal (GI) tract obstruction treatment | Gastrointestinal (GI) stent | Plastic stent | Cook Medical | ZIMMON BILIARY STENT 7FR 3CM | ZSO-7-3 | Standalone | DE0007023 | As per HSA registered indication(s)
Gastroenterology | Gastrointestinal (GI) tract obstruction treatment | Gastrointestinal (GI) stent | Plastic stent | Cook Medical | ZIMMON BILIARY STENT 7FR 4CM | ZSO-7-4 | Standalone | DE0007023 | As per HSA registered indication(s)
Gastroenterology | Gastrointestinal (GI) tract obstruction treatment | Gastrointestinal (GI) stent | Plastic stent | Cook Medical | ZIMMON BILIARY STENT 7FR 5CM | ZSO-7-5 | Standalone | DE0007023 | As per HSA registered indication(s)
Gastroenterology | Gastrointestinal (GI) tract obstruction treatment | Gastrointestinal (GI) stent | Plastic stent | Cook Medical | ZIMMON BILIARY STENT 7FR 6CM | ZSO-7-6 | Standalone | DE0007023 | As per HSA registered indication(s)
Gastroenterology | Gastrointestinal (GI) tract obstruction treatment | Gastrointestinal (GI) stent | Plastic stent | Cook Medical | ZIMMON BILIARY STENT 7FR 7CM | ZSO-7-7 | Standalone | DE0007023 | As per HSA registered indication(s)
Gastroenterology | Gastrointestinal (GI) tract obstruction treatment | Gastrointestinal (GI) stent | Plastic stent | Cook Medical | ZIMMON BILIARY STENT 7FR 9CM | ZSO-7-9 | Standalone | DE0007023 | As per HSA registered indication(s)
Gastroenterology | Gastrointestinal (GI) tract obstruction treatment | Gastrointestinal (GI) stent | Plastic stent | Cook Medical | ZIMMON BILIARY STENT 7FR 10CM | ZSO-7-10 | Standalone | DE0007023 | As per HSA registered indication(s)
Gastroenterology | Gastrointestinal (GI) tract obstruction treatment | Gastrointestinal (GI) stent | Plastic stent | Cook Medical | ZIMMON BILIARY STENT 7FR 12CM | ZSO-7-12 | Standalone | DE0007023 | As per HSA registered indication(s)
Gastroenterology | Gastrointestinal (GI) tract obstruction treatment | Gastrointestinal (GI) stent | Plastic stent | Cook Medical | ZIMMON BILIARY STENT 7FR 15CM | ZSO-7-15 | Standalone | DE0007023 | As per HSA registered indication(s)
Gastroenterology | Gastrointestinal (GI) tract obstruction treatment | Gastrointestinal (GI) stent | Plastic stent | Cook Medical | ZIMMON BILIARY STENT 7FR 16CM | ZSO-7-16 | Standalone | DE0007023 | As per HSA registered indication(s)
Gastroenterology | Gastrointestinal (GI) tract obstruction treatment | Gastrointestinal (GI) stent | Plastic stent | Cook Medical | ZIMMON BILIARY STENT 7FR 18CM | ZSO-7-18 | Standalone | DE0007023 | As per HSA registered indication(s)
Gastroenterology | Gastrointestinal (GI) tract obstruction treatment | Gastrointestinal (GI) stent | Plastic stent | Cook Medical | ZIMMON BILIARY STENT 8FR 4CM | ZSO-8-4 | Standalone | DE0007023 | As per HSA registered indication(s)
Gastroenterology | Gastrointestinal (GI) tract obstruction treatment | Gastrointestinal (GI) stent | Plastic stent | Cook Medical | ZIMMON BILIARY STENT 8FR 5CM | ZSO-8-5 | Standalone | DE0007023 | As per HSA registered indication(s)
Gastroenterology | Gastrointestinal (GI) tract obstruction treatment | Gastrointestinal (GI) stent | Plastic stent | Cook Medical | ZIMMON BILIARY STENT 8FR 7CM | ZSO-8-7 | Standalone | DE0007023 | As per HSA registered indication(s)
Gastroenterology | Gastrointestinal (GI) tract obstruction treatment | Gastrointestinal (GI) stent | Plastic stent | Cook Medical | ZIMMON BILIARY STENT 8FR 9CM | ZSO-8-9 | Standalone | DE0007023 | As per HSA registered indication(s)
Gastroenterology | Gastrointestinal (GI) tract obstruction treatment | Gastrointestinal (GI) stent | Plastic stent | Cook Medical | ZIMMON BILIARY STENT 8FR 10CM | ZSO-8-10 | Standalone | DE0007023 | As per HSA registered indication(s)
Gastroenterology | Gastrointestinal (GI) tract obstruction treatment | Gastrointestinal (GI) stent | Plastic stent | Cook Medical | ZIMMON BILIARY STENT 8FR 12CM | ZSO-8-12 | Standalone | DE0007023 | As per HSA registered indication(s)
Gastroenterology | Gastrointestinal (GI) tract obstruction treatment | Gastrointestinal (GI) stent | Plastic stent | Cook Medical | ZIMMON BILIARY STENT 8FR 15CM | ZSO-8-15 | Standalone | DE0007023 | As per HSA registered indication(s)
Gastroenterology | Gastrointestinal (GI) tract obstruction treatment | Gastrointestinal (GI) stent | Plastic stent | Cook Medical | ZIMMON BILIARY STENT 10FR 2CM | ZSO-10-2 | Standalone | DE0007023 | As per HSA registered indication(s)
Gastroenterology | Gastrointestinal (GI) tract obstruction treatment | Gastrointestinal (GI) stent | Plastic stent | Cook Medical | ZIMMON BILIARY STENT 10FR 3CM | ZSO-10-3 | Standalone | DE0007023 | As per HSA registered indication(s)
Gastroenterology | Gastrointestinal (GI) tract obstruction treatment | Gastrointestinal (GI) stent | Plastic stent | Cook Medical | ZIMMON BILIARY STENT 10FR 4CM | ZSO-10-4 | Standalone | DE0007023 | As per HSA registered indication(s)
Gastroenterology | Gastrointestinal (GI) tract obstruction treatment | Gastrointestinal (GI) stent | Plastic stent | Cook Medical | ZIMMON BILIARY STENT 10FR 5CM | ZSO-10-5 | Standalone | DE0007023 | As per HSA registered indication(s)
Gastroenterology | Gastrointestinal (GI) tract obstruction treatment | Gastrointestinal (GI) stent | Plastic stent | Cook Medical | ZIMMON BILIARY STENT 10FR 6CM | ZSO-10-6 | Standalone | DE0007023 | As per HSA registered indication(s)
Gastroenterology | Gastrointestinal (GI) tract obstruction treatment | Gastrointestinal (GI) stent | Plastic stent | Cook Medical | ZIMMON BILIARY STENT 10FR 7CM | ZSO-10-7 | Standalone | DE0007023 | As per HSA registered indication(s)
Gastroenterology | Gastrointestinal (GI) tract obstruction treatment | Gastrointestinal (GI) stent | Plastic stent | Cook Medical | ZIMMON BILIARY STENT 10FR 8CM | ZSO-10-8 | Standalone | DE0007023 | As per HSA registered indication(s)
Gastroenterology | Gastrointestinal (GI) tract obstruction treatment | Gastrointestinal (GI) stent | Plastic stent | Cook Medical | ZIMMON BILIARY STENT 10FR 9CM | ZSO-10-9 | Standalone | DE0007023 | As per HSA registered indication(s)
Gastroenterology | Gastrointestinal (GI) tract obstruction treatment | Gastrointestinal (GI) stent | Plastic stent | Cook Medical | ZIMMON BILIARY STENT 10FR 10CM | ZSO-10-10 | Standalone | DE0007023 | As per HSA registered indication(s)
Gastroenterology | Gastrointestinal (GI) tract obstruction treatment | Gastrointestinal (GI) stent | Plastic stent | Cook Medical | ZIMMON BILIARY STENT 10FR 12CM | ZSO-10-12 | Standalone | DE0007023 | As per HSA registered indication(s)
Gastroenterology | Gastrointestinal (GI) tract obstruction treatment | Gastrointestinal (GI) stent | Plastic stent | Cook Medical | ZIMMON BILIARY STENT 10FR 15CM | ZSO-10-15 | Standalone | DE0007023 | As per HSA registered indication(s)
Cardiac | Heart rhythm device | Pacemaker | Single chamber pacemaker | Boston Scientific | ESSENTIO MRI SR L110 | L110 | Package | DE0017510 | As per HSA registered indication(s)
Cardiac | Heart rhythm device | Pacemaker | Single chamber pacemaker | Boston Scientific | ESSENTIO MRI SR L110 | BUN51L110LAT | Package | DE0017510 | As per HSA registered indication(s)
Cardiac | Heart rhythm device | Pacemaker | Single chamber pacemaker | Cardiac Pacemakers | ESSENTIO MRI SR L110 + SSPC | BUN51L110SSPC | Package | DE0017510 | As per HSA registered indication(s)
Cardiac | Heart rhythm device | Cardiac resynchronisation therapy (CRT) | Cardiac resynchronisation therapy - Pacemaker | Boston Scientific | VISIONIST CRT-P RV- IS1 LV-LV1 U226 | U226 | Package | DE0017363 | As per HSA registered indication(s)
Cardiac | Heart rhythm device | Cardiac resynchronisation therapy (CRT) | Cardiac resynchronisation therapy - Pacemaker | Boston Scientific | VISIONIST CRT-P RV- IS1 LV-LV1 U226 | BUN52U226LAT | Package | DE0017363 | As per HSA registered indication(s)
Cardiac | Heart rhythm device | Pacemaker | Dual chamber pacemaker | Boston Scientific | PROPONENT EL MRI DR L231 + SSPC + LAT | BUN51L231LATSSPC | Package | DE0017508 | As per HSA registered indication(s)
Cardiac | Heart rhythm electrode | Heart rhythm electrode | Left-heart lead and His-bundle pacing lead | Boston Scientific | SITE SELECTIVE PACING (PACKAGE) + LAT | BUN52UACC2LAT | Package | DE0507088 | As per HSA registered indication(s)
Cardiac | Heart rhythm device | Cardiac resynchronisation therapy (CRT) | Cardiac resynchronisation therapy - Pacemaker | Boston Scientific | VALITUDE CRT-P IS1 U125 + SSPC | BUN52U125LATSSPC | Package | DE0017362 | As per HSA registered indication(s)
Cardiac | Heart rhythm device | Cardiac resynchronisation therapy (CRT) | Cardiac resynchronisation therapy - Pacemaker | Boston Scientific | VALITUDE CRT-P IS4 U128 + SSPC | BUN52U128LATSSPC | Package | DE0017362 | As per HSA registered indication(s)
Orthopaedics | Spine - Thoracolumbar (TL) and sacral surgery | Lumbar artificial disc replacement (L-ADR) package | L-ADR package | Centinel Spine | Prodisc L Superior Endplate, M, 3DEG | SSX660K | Package | DE0000801 | - Skeletally mature patients with symptomatic single level or two contiguous level of lumbar DDD and low back pain and/or neurologic deficit confirmed by clinical examination and medical imaging, who: - require reconstruction of the lumbar spinal disc, and - failed to respond to conservative medical management.
Orthopaedics | Spine - Thoracolumbar (TL) and sacral surgery | Lumbar artificial disc replacement (L-ADR) package | L-ADR package | Centinel Spine | Prodisc L Inferior Endplate, M, 3DEG | SSX662K | Package | DE0000801 | - Skeletally mature patients with symptomatic single level or two contiguous level of lumbar DDD and low back pain and/or neurologic deficit confirmed by clinical examination and medical imaging, who: - require reconstruction of the lumbar spinal disc, and - failed to respond to conservative medical management.
Orthopaedics | Spine - Thoracolumbar (TL) and sacral surgery | Lumbar artificial disc replacement (L-ADR) package | L-ADR package | Centinel Spine | Prodisc L Inferior Endplate, M, 8DEG | SSX664K | Package | DE0000801 | - Skeletally mature patients with symptomatic single level or two contiguous level of lumbar DDD and low back pain and/or neurologic deficit confirmed by clinical examination and medical imaging, who: - require reconstruction of the lumbar spinal disc, and - failed to respond to conservative medical management.
Orthopaedics | Spine - Thoracolumbar (TL) and sacral surgery | Lumbar artificial disc replacement (L-ADR) package | L-ADR package | Centinel Spine | Prodisc L Superior Endplate, L, 3DEG | SSX670K | Package | DE0000801 | - Skeletally mature patients with symptomatic single level or two contiguous level of lumbar DDD and low back pain and/or neurologic deficit confirmed by clinical examination and medical imaging, who: - require reconstruction of the lumbar spinal disc, and - failed to respond to conservative medical management.
Orthopaedics | Spine - Thoracolumbar (TL) and sacral surgery | Lumbar artificial disc replacement (L-ADR) package | L-ADR package | Centinel Spine | Prodisc L Inferior Endplate, L, 3DEG | SSX672K | Package | DE0000801 | - Skeletally mature patients with symptomatic single level or two contiguous level of lumbar DDD and low back pain and/or neurologic deficit confirmed by clinical examination and medical imaging, who: - require reconstruction of the lumbar spinal disc, and - failed to respond to conservative medical management.
Orthopaedics | Spine - Thoracolumbar (TL) and sacral surgery | Lumbar artificial disc replacement (L-ADR) package | L-ADR package | Centinel Spine | Prodisc L Inferior Endplate, L, 8DEG | SSX674K | Package | DE0000801 | - Skeletally mature patients with symptomatic single level or two contiguous level of lumbar DDD and low back pain and/or neurologic deficit confirmed by clinical examination and medical imaging, who: - require reconstruction of the lumbar spinal disc, and - failed to respond to conservative medical management.
Orthopaedics | Spine - Thoracolumbar (TL) and sacral surgery | TL and sacral fusion and fixation implant | TL rod | Icotec | MIS Rod CF/Peek, Straight, D 6 mm, Length: 50 mm, (2X) | 16-60-70005 | Package | DE0506654 | As per HSA registered indication(s) except for radiolucent implants which should be used as follows:  in patients with primary or metastatic spinal tumours who would benefit from post-operative high dose high precision beam therapy upon appropriate and stringent patient selection;  Patient selection should be done via standardised assessment such as the neurological-oncological-mechanical systemic (NOMS) framework; and  The assessment should be carried out by a multidisciplinary team (MDT), which may be inclusive of, but not limited to, radiation oncologists, spine surgeons and interventional radiologists, among others.
Orthopaedics | Spine - Thoracolumbar (TL) and sacral surgery | TL and sacral fusion and fixation implant | TL rod | Icotec | MIS Rod CF/Peek, Curved, D 6 mm, R 120, Length: 40 mm, (2X) | 16-60-71204 | Package | DE0506654 | As per HSA registered indication(s) except for radiolucent implants which should be used as follows:  in patients with primary or metastatic spinal tumours who would benefit from post-operative high dose high precision beam therapy upon appropriate and stringent patient selection;  Patient selection should be done via standardised assessment such as the neurological-oncological-mechanical systemic (NOMS) framework; and  The assessment should be carried out by a multidisciplinary team (MDT), which may be inclusive of, but not limited to, radiation oncologists, spine surgeons and interventional radiologists, among others.
Orthopaedics | Spine - Thoracolumbar (TL) and sacral surgery | TL and sacral fusion and fixation implant | TL rod | Icotec | MIS Rod CF/Peek, Curved, D 6 mm, R 120, Length: 50 mm, (2X) | 16-60-71205 | Package | DE0506654 | As per HSA registered indication(s) except for radiolucent implants which should be used as follows:  in patients with primary or metastatic spinal tumours who would benefit from post-operative high dose high precision beam therapy upon appropriate and stringent patient selection;  Patient selection should be done via standardised assessment such as the neurological-oncological-mechanical systemic (NOMS) framework; and  The assessment should be carried out by a multidisciplinary team (MDT), which may be inclusive of, but not limited to, radiation oncologists, spine surgeons and interventional radiologists, among others.
Orthopaedics | Spine - Thoracolumbar (TL) and sacral surgery | TL and sacral fusion and fixation implant | TL pedicle screw - Shank, tulip | K2M | Everest Polyaxial Screw, Fenestrated D4.5X25 mm | F2911-04525 | Standalone | DE0016948 | As per HSA registered indication(s) except for radiolucent implants which should be used as follows:  in patients with primary or metastatic spinal tumours who would benefit from post-operative high dose high precision beam therapy upon appropriate and stringent patient selection;  Patient selection should be done via standardised assessment such as the neurological-oncological-mechanical systemic (NOMS) framework; and  The assessment should be carried out by a multidisciplinary team (MDT), which may be inclusive of, but not limited to, radiation oncologists, spine surgeons and interventional radiologists, among others.
Orthopaedics | Spine - Thoracolumbar (TL) and sacral surgery | TL and sacral fusion and fixation implant | TL pedicle screw - Shank, tulip | K2M | Everest Polyaxial Screw, Fenestrated D7.5X30 mm | F2911-07530 | Standalone | DE0016948 | As per HSA registered indication(s) except for radiolucent implants which should be used as follows:  in patients with primary or metastatic spinal tumours who would benefit from post-operative high dose high precision beam therapy upon appropriate and stringent patient selection;  Patient selection should be done via standardised assessment such as the neurological-oncological-mechanical systemic (NOMS) framework; and  The assessment should be carried out by a multidisciplinary team (MDT), which may be inclusive of, but not limited to, radiation oncologists, spine surgeons and interventional radiologists, among others.
Orthopaedics | Spine - Occipito-cervical (OC) surgery | OC fusion and fixation implant | Fixation screw for plates | K2M | Fixed Screw, Self-Tapping; Size D4.0x10 mm | 8801-14010CA | Standalone | DE0508089 | As per HSA registered indication(s)
Orthopaedics | Spine - Occipito-cervical (OC) surgery | OC fusion and fixation implant | Fixation screw for plates | K2M | Fixed Screw, Self-Tapping; Size D4.0x18 mm | 8801-14018CA | Standalone | DE0508089 | As per HSA registered indication(s)
Orthopaedics | Spine - Occipito-cervical (OC) surgery | OC fusion and fixation implant | Fixation screw for plates | K2M | Fixed Screw, Self-Tapping; Size D4.0x20 mm | 8801-14020CA | Standalone | DE0508089 | As per HSA registered indication(s)
Orthopaedics | Spine - Occipito-cervical (OC) surgery | OC fusion and fixation implant | Fixation screw for plates | K2M | Fixed Screw, Self-Tapping; Size D4.0x22 mm | 8801-14022CA | Standalone | DE0508089 | As per HSA registered indication(s)
Orthopaedics | Spine - Occipito-cervical (OC) surgery | OC fusion and fixation implant | Fixation screw for plates | K2M | Fixed Screw, Self-Tapping; Size D4.5x18 mm | 8801-14518CA | Standalone | DE0508089 | As per HSA registered indication(s)
Orthopaedics | Spine - Occipito-cervical (OC) surgery | OC fusion and fixation implant | Fixation screw for plates | K2M | Self-Tapping, Variable Screw; Size D4.0x10 mm | 8801-04010CA | Standalone | DE0508089 | As per HSA registered indication(s)
Orthopaedics | Spine - Occipito-cervical (OC) surgery | OC fusion and fixation implant | Fixation screw for plates | K2M | Self-Tapping, Variable Screw; Size D4.0x18 mm | 8801-04018CA | Standalone | DE0508089 | As per HSA registered indication(s)
Orthopaedics | Spine - Occipito-cervical (OC) surgery | OC fusion and fixation implant | Fixation screw for plates | K2M | Self-Tapping, Variable Screw; Size D4.0x20 mm | 8801-04020CA | Standalone | DE0508089 | As per HSA registered indication(s)
Orthopaedics | Spine - Occipito-cervical (OC) surgery | OC fusion and fixation implant | Fixation screw for plates | K2M | Self-Tapping, Variable Screw; Size D4.0x22 mm | 8801-04022CA | Standalone | DE0508089 | As per HSA registered indication(s)
Orthopaedics | Spine - Occipito-cervical (OC) surgery | OC fusion and fixation implant | Fixation screw for plates | K2M | Self-Tapping, Variable Screw; Size D4.5x18 mm | 8801-04518CA | Standalone | DE0508089 | As per HSA registered indication(s)
Cardiac | Structural heart | Transcatheter heart valve implantation system | Transcatheter aortic valve implantation (TAVI) | Abbott Medical | Navitor Vision | NVRO-FNAV | Package | DE0507130 | 1. Patient selection should be carried out by a multidisciplinary heart team, which must at minimum include an interventional cardiologist and a cardiac surgeon. The team should determine the surgical mortality risk for each patient based on: a. An estimated mortality risk of 8% or greater within 30 days of surgery according to the Society of Thoracic Surgeons Predicted Risk of Mortality (STS-PROM) risk assessment; OR b. Other patient characteristics where these conditions are clinically equivalent to inoperable risk (STS-PROM score of 8% or greater). These examples could include but are not limited to: i. Frailty ii. Cognitive function iii. Porcelain aorta iv. Advanced cancer diagnosis but not debilitating v. Prior radiation therapy vi. Prior open-heart surgery (e.g. coronary artery bypass graft [CABG]) Where appropriate, objective tools should be used to assess these characteristics. 2. TAVI should be conducted by a multidisciplinary heart team that has met the applicable TAVI training and accreditation standards set by the institution. 3. The TAVI procedure should be performed via transfemoral delivery, unless it is contraindicated or not feasible, in catheterisation labs or hybrid operating theatres equipped with early in-hospital access to cardiac and vascular surgical support for the emergency treatment of complications and subsequent patient care. 4. Properly record details of final surgical risk assessments of all patients who receive TAVI including STS-PROM score, type of TAVI device and clinical outcomes. This is consistent with the standard arrangements in place for clinical governance and audit. 5. TAVI should not be subsidised if the patient has received a prior SAVR or TAVI implant.
Cardiac | Interventional cardiology | Coronary stent | Drug eluting coronary stent (DES) | Boston Scientific Corporation | Synergy Megatron OUS | H7493942708350 | Standalone | DE0505994 | As per HSA registered indication(s)
Cardiac | Interventional cardiology | Coronary stent | Drug eluting coronary stent (DES) | Boston Scientific Corporation | Synergy Megatron OUS | H7493942708400 | Standalone | DE0505994 | As per HSA registered indication(s)
Cardiac | Interventional cardiology | Coronary stent | Drug eluting coronary stent (DES) | Boston Scientific Corporation | Synergy Megatron OUS | H7493942708450 | Standalone | DE0505994 | As per HSA registered indication(s)
Cardiac | Interventional cardiology | Coronary stent | Drug eluting coronary stent (DES) | Boston Scientific Corporation | Synergy Megatron OUS | H7493942708500 | Standalone | DE0505994 | As per HSA registered indication(s)
Cardiac | Interventional cardiology | Coronary stent | Drug eluting coronary stent (DES) | Boston Scientific Corporation | Synergy Megatron OUS | H7493942712500 | Standalone | DE0505994 | As per HSA registered indication(s)
Cardiac | Interventional cardiology | Coronary stent | Drug eluting coronary stent (DES) | Boston Scientific Corporation | Synergy Megatron OUS | H7493942716500 | Standalone | DE0505994 | As per HSA registered indication(s)
Cardiac | Interventional cardiology | Coronary stent | Drug eluting coronary stent (DES) | Boston Scientific Corporation | Synergy Megatron OUS | H7493942720500 | Standalone | DE0505994 | As per HSA registered indication(s)
Cardiac | Interventional cardiology | Coronary stent | Drug eluting coronary stent (DES) | Boston Scientific Corporation | Synergy Megatron OUS | H7493942728450 | Standalone | DE0505994 | As per HSA registered indication(s)
Cardiac | Interventional cardiology | Coronary stent | Drug eluting coronary stent (DES) | Boston Scientific Corporation | Synergy Megatron OUS | H7493942728500 | Standalone | DE0505994 | As per HSA registered indication(s)
Cardiac | Interventional cardiology | Coronary stent | Drug eluting coronary stent (DES) | Boston Scientific Corporation | Synergy Megatron OUS | H7493942732450 | Standalone | DE0505994 | As per HSA registered indication(s)
Cardiac | Interventional cardiology | Coronary stent | Drug eluting coronary stent (DES) | Boston Scientific Corporation | Synergy Megatron OUS | H7493942732500 | Standalone | DE0505994 | As per HSA registered indication(s)
General surgery | Hernia repair | Hernia repair mesh | Hernia repair mesh - Synthetic | B.Braun Surgical SA | PREMILENE MESH 3 X 10 CM | 1064305 | Package | DE0003025 | As per HSA registered indication(s)
General surgery | Hernia repair | Hernia repair mesh | Hernia repair mesh - Synthetic | B.Braun Surgical SA | PREMILENE MESH 5 X 10 CM | 1064315 | Package | DE0003025 | As per HSA registered indication(s)
General surgery | Hernia repair | Hernia repair mesh | Hernia repair mesh - Synthetic | B.Braun Surgical SA | PREMILENE MESH KEYHOLE 4,5 X 9,5 CM | 1064325 | Package | DE0003025 | As per HSA registered indication(s)
General surgery | Hernia repair | Hernia repair mesh | Hernia repair mesh - Synthetic | B.Braun Surgical SA | PREMILENE MESH KEYHOLE 6 X 12,5 CM | 1064335 | Package | DE0003025 | As per HSA registered indication(s)
General surgery | Hernia repair | Hernia repair mesh | Hernia repair mesh - Synthetic | B.Braun Surgical SA | PREMILENE MESH PRESHAPE 4,5 X 10 CM | 1064345 | Package | DE0003025 | As per HSA registered indication(s)
General surgery | Hernia repair | Hernia repair mesh | Hernia repair mesh - Synthetic | B.Braun Surgical SA | PREMILENE MESH PRESHAPE 6 X 14 CM | 1064365 | Package | DE0003025 | As per HSA registered indication(s)
General surgery | Hernia repair | Hernia repair mesh | Hernia repair mesh - Synthetic | B.Braun Surgical SA | PREMILENE MESH HOLE/TAILS 6 X 14 CM | 1064375 | Package | DE0003025 | As per HSA registered indication(s)
General surgery | Hernia repair | Hernia repair mesh | Hernia repair mesh - Synthetic | B.Braun Surgical SA | PREMILENE MESH HOLE/TAILS 4,5 X 10 CM | 1064385 | Package | DE0003025 | As per HSA registered indication(s)
General surgery | Hernia repair | Hernia repair mesh | Hernia repair mesh - Synthetic | B.Braun Surgical SA | PREMILENE MESH 7,5 X 7,5 CM | 1064415 | Package | DE0003025 | As per HSA registered indication(s)
General surgery | Hernia repair | Hernia repair mesh | Hernia repair mesh - Synthetic | B.Braun Surgical SA | PREMILENE MESH 7,5 X 15 CM | 1064425 | Package | DE0003025 | As per HSA registered indication(s)
General surgery | Hernia repair | Hernia repair mesh | Hernia repair mesh - Synthetic | B.Braun Surgical SA | PREMILENE MESH 15 X 15 CM | 1064435 | Package | DE0003025 | As per HSA registered indication(s)
General surgery | Hernia repair | Hernia repair mesh | Hernia repair mesh - Synthetic | B.Braun Surgical SA | PREMILENE MESH 5 X 30 CM | 1064445 | Package | DE0003025 | As per HSA registered indication(s)
General surgery | Hernia repair | Hernia repair mesh | Hernia repair mesh - Synthetic | B.Braun Surgical SA | PREMILENE MESH 30 X 30 CM | 1064455 | Package | DE0003025 | As per HSA registered indication(s)
General surgery | Hernia repair | Hernia repair mesh | Hernia repair mesh - Synthetic | B.Braun Surgical SA | PREMILENE MESH 26 X 36 CM | 1064465 | Package | DE0003025 | As per HSA registered indication(s)
General surgery | Hernia repair | Hernia repair mesh | Hernia repair mesh - Synthetic | B.Braun Surgical SA | PREMILENE MESH 10 X 15 CM | 1064495 | Package | DE0003025 | As per HSA registered indication(s)
General surgery | Hernia repair | Hernia repair mesh | Hernia repair mesh - Synthetic | B.Braun Surgical SA | OPTILENE MESH LP 15 X 15 CM | 1064705 | Package | DE0000728 | As per HSA registered indication(s)
General surgery | Hernia repair | Hernia repair mesh | Hernia repair mesh - Synthetic | B.Braun Surgical SA | OPTILENE MESH LP 7,5 X 15 CM | 1064715 | Package | DE0000728 | As per HSA registered indication(s)
General surgery | Hernia repair | Hernia repair mesh | Hernia repair mesh - Synthetic | B.Braun Surgical SA | OPTILENE MESH LP 10 X 15 CM | 1064725 | Package | DE0000728 | As per HSA registered indication(s)
General surgery | Hernia repair | Hernia repair mesh | Hernia repair mesh - Synthetic | B.Braun Surgical SA | OPTILENE MESH LP 5 X 10 CM | 1064735 | Package | DE0000728 | As per HSA registered indication(s)
General surgery | Hernia repair | Hernia repair mesh | Hernia repair mesh - Synthetic | B.Braun Surgical SA | OPTILENE MESH LP HOLE/TAILS 4,5 X 10 CM | 1064765 | Package | DE0000728 | As per HSA registered indication(s)
General surgery | Hernia repair | Hernia repair mesh | Hernia repair mesh - Synthetic | B.Braun Surgical SA | OPTILENE MESH LP HOLE/TAILS 6 X 14 CM | 1064775 | Package | DE0000728 | As per HSA registered indication(s)
General surgery | Hernia repair | Hernia repair mesh | Hernia repair mesh - Synthetic | B.Braun Surgical SA | OPTILENE MESH ELASTIC 30 X 30 CM | 1064900 | Package | DE0000728 | As per HSA registered indication(s)
General surgery | Hernia repair | Hernia repair mesh | Hernia repair mesh - Synthetic | B.Braun Surgical SA | OPTILENE MESH ELASTIC 15 X 15 CM | 1064910 | Package | DE0000728 | As per HSA registered indication(s)
General surgery | Hernia repair | Hernia repair mesh | Hernia repair mesh - Synthetic | B.Braun Surgical SA | OPTILENE MESH ELASTIC 10 X 15 CM | 1064920 | Package | DE0000728 | As per HSA registered indication(s)
General surgery | Hernia repair | Hernia repair mesh | Hernia repair mesh - Synthetic | B.Braun Surgical SA | OPTILENE MESH ELASTIC 7,5 X 15 CM | 1064930 | Package | DE0000728 | As per HSA registered indication(s)
General surgery | Hernia repair | Hernia repair mesh | Hernia repair mesh - Synthetic | B.Braun Surgical SA | OPTILENE MESH ELASTIC 20X30CM | 1064940 | Package | DE0000728 | As per HSA registered indication(s)
General surgery | Hernia repair | Hernia repair mesh | Hernia repair mesh - Synthetic | B.Braun Surgical SA | OPTILENE MESH 5 X 10 CM | 1065020 | Package | DE0000728 | As per HSA registered indication(s)
General surgery | Hernia repair | Hernia repair mesh | Hernia repair mesh - Synthetic | B.Braun Surgical SA | OPTILENE MESH 7,5 X 15 CM | 1065030 | Package | DE0000728 | As per HSA registered indication(s)
General surgery | Hernia repair | Hernia repair mesh | Hernia repair mesh - Synthetic | B.Braun Surgical SA | OPTILENE MESH 10 X 15 CM | 1065040 | Package | DE0000728 | As per HSA registered indication(s)
General surgery | Hernia repair | Hernia repair mesh | Hernia repair mesh - Synthetic | B.Braun Surgical SA | OPTILENE MESH 5 X 30 CM | 1065050 | Package | DE0000728 | As per HSA registered indication(s)
General surgery | Hernia repair | Hernia repair mesh | Hernia repair mesh - Synthetic | B.Braun Surgical SA | OPTILENE MESH 26 X 36 CM | 1065060 | Package | DE0000728 | As per HSA registered indication(s)
General surgery | Hernia repair | Hernia repair mesh | Hernia repair mesh - Synthetic | B.Braun Surgical SA | OPTILENE MESH 7,5 X 7,5 CM | 1065070 | Package | DE0000728 | As per HSA registered indication(s)
General surgery | Hernia repair | Hernia repair mesh | Hernia repair mesh - Synthetic | B.Braun Surgical SA | OPTILENE MESH 15 X 15 CM | 1065080 | Package | DE0000728 | As per HSA registered indication(s)
General surgery | Hernia repair | Hernia repair mesh | Hernia repair mesh - Synthetic | B.Braun Surgical SA | OPTILENE MESH 30 X 30 CM | 1065090 | Package | DE0000728 | As per HSA registered indication(s)
General surgery | Hernia repair | Hernia repair mesh | Hernia repair mesh - Synthetic | B.Braun Surgical SA | OPTILENE MESH KEYHOLE 6 X 12,5 CM | 1065110 | Package | DE0000728 | As per HSA registered indication(s)
General surgery | Hernia repair | Hernia repair mesh | Hernia repair mesh - Synthetic | B.Braun Surgical SA | OPTILENE MESH PRESHAPE 4,5 X 10 CM | 1065120 | Package | DE0000728 | As per HSA registered indication(s)
General surgery | Hernia repair | Hernia repair mesh | Hernia repair mesh - Synthetic | B.Braun Surgical SA | OPTILENE MESH PRESHAPE 6 X 14 CM | 1065130 | Package | DE0000728 | As per HSA registered indication(s)
General surgery | Hernia repair | Hernia repair mesh | Hernia repair mesh - Synthetic | B.Braun Surgical SA | OPTILENE MESH HOLE/TAILS 4,5 X 10 CM | 1065140 | Package | DE0000728 | As per HSA registered indication(s)
General surgery | Hernia repair | Hernia repair mesh | Hernia repair mesh - Synthetic | B.Braun Surgical SA | OPTILENE MESH HOLE/TAILS 6 X 14 CM | 1065150 | Package | DE0000728 | As per HSA registered indication(s)
General surgery | Hernia repair | Hernia repair mesh | Hernia repair mesh - Synthetic | B.Braun Surgical SA | OPTILENE MESH 20X30 CM | 1065160 | Package | DE0000728 | As per HSA registered indication(s)
General surgery | Hernia repair | Hernia repair mesh | Hernia repair mesh - Synthetic | B.Braun Surgical SA | OPTILENE MESH LP BLUE 15 X 15 CM | 1964705 | Package | DE0000728 | As per HSA registered indication(s)
General surgery | Hernia repair | Hernia repair mesh | Hernia repair mesh - Synthetic | B.Braun Surgical SA | OPTILENE MESH LP BLUE 7,5 X 15 CM | 1964715 | Package | DE0000728 | As per HSA registered indication(s)
General surgery | Hernia repair | Hernia repair mesh | Hernia repair mesh - Synthetic | B.Braun Surgical SA | OPTILENE MESH LP BLUE 10 X 15 CM | 1964725 | Package | DE0000728 | As per HSA registered indication(s)
General surgery | Hernia repair | Hernia repair mesh | Hernia repair mesh - Synthetic | B.Braun Surgical SA | OPTILENE MESH LP BLUE HOLE/TAILS 4,5X10 | 1964765 | Package | DE0000728 | As per HSA registered indication(s)
General surgery | Hernia repair | Hernia repair mesh | Hernia repair mesh - Synthetic | B.Braun Surgical SA | OPTILENE MESH LP BLUE HOLE/TAILS 6 X 14 | 1964775 | Package | DE0000728 | As per HSA registered indication(s)
General surgery | Hernia repair | Hernia repair mesh | Hernia repair mesh - Synthetic | B.Braun Surgical SA | OPTILENE MESH LP BLUE 6 x14cm PRESHAPE | 1964845 | Package | DE0000728 | As per HSA registered indication(s)
General surgery | Hernia repair | Hernia repair mesh | Hernia repair mesh - Synthetic | B.Braun Surgical SA | OPTILENE MESH LP BLUE 15 X 20 CM | 1964855 | Package | DE0000728 | As per HSA registered indication(s)
General surgery | Hernia repair | Hernia repair mesh | Hernia repair mesh - Synthetic | Davol Inc | Bard Mesh Rectangle 3.0 x 6.0 (7.5 cm x 15.0 cm) | 0112680 | Package | DE0002970 | As per HSA registered indication(s)
General surgery | Hernia repair | Hernia repair mesh | Hernia repair mesh - Synthetic | Davol Inc | Bard Soft Mesh Rectangle, 4 in x 6 in (10 cm x 15 cm) | 0117010 | Package | DE0004210 | As per HSA registered indication(s)
General surgery | Hernia repair | Hernia repair mesh | Hernia repair mesh - Synthetic | Davol Inc | Bard Soft Mesh Square, 12 in x 12 in (30.5 cm x 30.5 cm) | 0117016 | Standalone | DE0004210 | As per HSA registered indication(s)
General surgery | Hernia repair | Hernia repair mesh | Hernia repair mesh - Synthetic | SOFRADIM | DEXTILE DXT1309AL 13X9CM LEFT X1 | DXT1309AL | Standalone | DE0504352 | As per HSA registered indication(s)
General surgery | Hernia repair | Hernia repair mesh | Hernia repair mesh - Synthetic | SOFRADIM | Dextile DXT1309R anatomical 13 x 9cm Right Dextile DXT1309AR 13x9CM Right X1 | DXT1309AR | Standalone | DE0504352 | As per HSA registered indication(s)
General surgery | Hernia repair | Hernia repair mesh | Hernia repair mesh - Synthetic | SOFRADIM | DEXTILE DXT1510AL 15X10CM LEFT X1 | DXT1510AL | Standalone | DE0504352 | As per HSA registered indication(s)
General surgery | Hernia repair | Hernia repair mesh | Hernia repair mesh - Synthetic | SOFRADIM | Dextile DXT1510 anatomical 15 x 10cm Right DEXTILE DXT1510AR 15X10CM RIGHT X1 | DXT1510AR | Standalone | DE0504352 | As per HSA registered indication(s)
General surgery | Hernia repair | Hernia repair mesh | Hernia repair mesh - Synthetic | SOFRADIM | Dextile DXT1612L anatomical 16 x 12cm Left DEXTILE DXT1612AL 16X12CM LEFT X1 | DXT1612AL | Standalone | DE0504352 | As per HSA registered indication(s)
General surgery | Hernia repair | Hernia repair mesh | Hernia repair mesh - Synthetic | SOFRADIM | Dextile DXT1612R anatomical 16 x 12cm Left DEXTILE DXT1612AR 16X12CM LEFT X1 | DXT1612AR | Standalone | DE0504352 | As per HSA registered indication(s)
General surgery | Hernia repair | Hernia repair mesh | Hernia repair mesh - Synthetic | SOFRADIM | Parietene Flatsheet Mesh | PP0611X3 | Package | DE0004866 | As per HSA registered indication(s)
General surgery | Hernia repair | Hernia repair mesh | Hernia repair mesh - Synthetic | SOFRADIM | PP1510X3//PP1510X3 PARIETENE STD PP 15X10CM X3 | PP1510X3 | Package | DE0004864 | As per HSA registered indication(s)
General surgery | Hernia repair | Hernia repair mesh | Hernia repair mesh - Synthetic | SOFRADIM | PARIETENE STD PP 15X15CM X1 | PP1515 | Standalone | DE0004865 | As per HSA registered indication(s)
General surgery | Hernia repair | Hernia repair mesh | Hernia repair mesh - Synthetic | SOFRADIM | PARIETENE STD PP 20X20CM X1 | PP2020 | Standalone | DE0004866 | As per HSA registered indication(s)
General surgery | Hernia repair | Hernia repair mesh | Hernia repair mesh - Synthetic | SOFRADIM | PP3030 PARIETENE STD PP 30X30CM X1 | PP3030 | Standalone | DE0004864 | As per HSA registered indication(s)
General surgery | Hernia repair | Hernia repair mesh | Hernia repair mesh - Synthetic | SOFRADIM | Parietene Lightweight Mesh 6 X11cm | PPL0611X3 | Package | DE0004866 | As per HSA registered indication(s)
General surgery | Hernia repair | Hernia repair mesh | Hernia repair mesh - Synthetic | SOFRADIM | PARIETENE LIGHT PP 15X10CMX3 | PPL1510X3 | Package | DE0004864 | As per HSA registered indication(s)
General surgery | Hernia repair | Hernia repair mesh | Hernia repair mesh - Synthetic | SOFRADIM | Parietene Lightweight Mesh 15 X15 cm | PPL1515 | Standalone | DE0004865 | As per HSA registered indication(s)
General surgery | Hernia repair | Hernia repair mesh | Hernia repair mesh - Synthetic | SOFRADIM | PPL2020//PPL2020 PARIETENE LIGHT PP 20X20CM X1 | PPL2020 | Standalone | DE0004866 | As per HSA registered indication(s)
General surgery | Hernia repair | Hernia repair mesh | Hernia repair mesh - Synthetic | SOFRADIM | Parietene Macroporous Mesh 15 X 10 cm | PPM1510X3 | Package | DE0017316 | As per HSA registered indication(s)
General surgery | Hernia repair | Hernia repair mesh | Hernia repair mesh - Synthetic | SOFRADIM | Parietene Macroporous Mesh 15 X 15 cm | PPM1515 | Standalone | DE0017316 | As per HSA registered indication(s)
General surgery | Hernia repair | Hernia repair mesh | Hernia repair mesh - Synthetic | SOFRADIM | Parietene Macroporous Mesh 20 X 20 cm | PPM2020 | Standalone | DE0017316 | As per HSA registered indication(s)
General surgery | Hernia repair | Hernia repair mesh | Hernia repair mesh - Synthetic | SOFRADIM | MACRO PP KHOLE 11X6CM | PPMK1106X3 | Package | DE0017316 | As per HSA registered indication(s)
General surgery | Hernia repair | Hernia repair mesh | Hernia repair mesh - Synthetic | SOFRADIM | MACRO PP KHOLE 15X7.5CM | PPMK1508X3 | Package | DE0017316 | As per HSA registered indication(s)
General surgery | Hernia repair | Hernia repair mesh | Hernia repair mesh - Synthetic | SOFRADIM | PARIETEX STD PY 15X10CM X1 | TEC1510 | Standalone | DE0015506 | As per HSA registered indication(s)
General surgery | Hernia repair | Hernia repair mesh | Hernia repair mesh - Synthetic | SOFRADIM | TECR1410DP2 RIGIDFOLDPY 14X10WCUT | TECR1410DP2 | Standalone | DE0015506 | As per HSA registered indication(s)
General surgery | Hernia repair | Hernia repair mesh | Hernia repair mesh - Synthetic | SOFRADIM | Parietex Hydrophilic 2- Dimensional Mesh, Polyester, 15 v 15cm TECR1515 PARIETEX RIGID PY 15X15CM X1 | TECR1515 | Standalone | DE0015506 | As per HSA registered indication(s)
General surgery | Hernia repair | Hernia repair mesh | Hernia repair mesh - Synthetic | SOFRADIM | TECT1510ADP2L ANAT LT FOLD PY 15X10CM | TECT1510ADP2L | Standalone | DE0015506 | As per HSA registered indication(s)
General surgery | Hernia repair | Hernia repair mesh | Hernia repair mesh - Synthetic | SOFRADIM | TECT1510ADP2R ANAT RT FOLD PY 15X10CM | TECT1510ADP2R | Standalone | DE0015506 | As per HSA registered indication(s)
General surgery | Hernia repair | Hernia repair mesh | Hernia repair mesh - Synthetic | SOFRADIM | TECT1510AL ANAT LT STD PY 15X10CM | TECT1510AL | Standalone | DE0015506 | As per HSA registered indication(s)
General surgery | Hernia repair | Hernia repair mesh | Hernia repair mesh - Synthetic | SOFRADIM | TECT1510AR ANAT RT STD PY 15X10CM | TECT1510AR | Standalone | DE0015506 | As per HSA registered indication(s)
General surgery | Hernia repair | Hernia repair mesh | Hernia repair mesh - Synthetic | SOFRADIM | Parietex Hydrophilic Anatomical Mesh Left Side, Polyester, 16 x 2cm TECT1612AL PARIETEX ANAT LT PY 16X12CM | TECT1612AL | Standalone | DE0004863 | As per HSA registered indication(s)
General surgery | Hernia repair | Hernia repair mesh | Hernia repair mesh - Synthetic | SOFRADIM | Parietex Hydrophilic Anatomical Mesh Left Side, Polyester, 16 x 2cm TECT1612AR PARIETEX ANAT LT PY 16X12CM | TECT1612AR | Standalone | DE0004863 | As per HSA registered indication(s)
General surgery | Hernia repair | Hernia repair mesh | Hernia repair mesh - Synthetic | SOFRADIM | Versatex Monofilament Mesh/15*10 cm | VTX1510X3 | Package | DE0017842 | As per HSA registered indication(s)
General surgery | Hernia repair | Hernia repair mesh | Hernia repair mesh - Synthetic | SOFRADIM | VTX1515M VERSATEX MONO W MARKING 15X15CM | VTX1515M | Standalone | DE0017842 | As per HSA registered indication(s)
General surgery | Hernia repair | Hernia repair mesh | Hernia repair mesh - Synthetic | SOFRADIM | VTX2020M VERSATEX MONO W MARKING 20X20CM | VTX2020M | Standalone | DE0017842 | As per HSA registered indication(s)
General surgery | Hernia repair | Hernia repair mesh | Hernia repair mesh - Synthetic | SOFRADIM | VTX3030M VERSATEX MONO W MARKING 30X30CM | VTX3030M | Standalone | DE0017842 | As per HSA registered indication(s)
General surgery | Hernia repair | Hernia repair mesh | Hernia repair mesh - Composite | SOFRADIM | PCO2H1 COVIDIEN PARIETEX COMPOSITE HIATAL MESH: 8CM X 8CM | PCO2H1 | Standalone | DE0004947 | As per HSA registered indication(s)
General surgery | Hernia repair | Hernia repair mesh | Hernia repair mesh - Composite | SOFRADIM | PARIETEX COMP HIATAL 3D PY 9X8 | PCO2H3 | Standalone | DE0004947 | As per HSA registered indication(s)
General surgery | Hernia repair | Hernia repair mesh | Hernia repair mesh - Composite | SOFRADIM | PARIETEX COMP HIATAL 3D PY 8.5 x 8.5 | PCO2H4 | Standalone | DE0004947 | As per HSA registered indication(s)
General surgery | Hernia repair | Hernia repair mesh | Hernia repair mesh - Composite | SOFRADIM | PCO VENTRAL PATCH 4CM X1 | PCO4VP | Standalone | DE0015695 | As per HSA registered indication(s)
General surgery | Hernia repair | Hernia repair mesh | Hernia repair mesh - Composite | SOFRADIM | PCO VENTRAL PATCH 6CM X1 | PCO6VP | Standalone | DE0015695 | As per HSA registered indication(s)
General surgery | Hernia repair | Hernia repair mesh | Hernia repair mesh - Composite | SOFRADIM | PCO8VP Parietex 8cm Ventral Patch | PCO8VP | Standalone | DE0015695 | As per HSA registered indication(s)
General surgery | Hernia repair | Hernia repair mesh | Hernia repair mesh - Composite | SOFRADIM | PPDS12 Parietene Composite Mesh | PPDS12 | Standalone | DE0503258 | As per HSA registered indication(s)
General surgery | Hernia repair | Hernia repair mesh | Hernia repair mesh - Composite | SOFRADIM | Parietene DS Composite Mesh PPDS2015 MESH PARIETENE DS 15CM X1 | PPDS15 | Standalone | DE0503258 | As per HSA registered indication(s)
General surgery | Hernia repair | Hernia repair mesh | Hernia repair mesh - Composite | SOFRADIM | Parietene DS Composite Mesh PPDS2015 MESH PARIETENE DS 15CM X 10 CM X1 | PPDS1510 | Standalone | DE0503258 | As per HSA registered indication(s)
General surgery | Hernia repair | Hernia repair mesh | Hernia repair mesh - Composite | SOFRADIM | Parietene DS Composite Mesh PPDS2015 MESH PARIETENE DS 20X15CM X1 | PPDS2015 | Standalone | DE0503258 | As per HSA registered indication(s)
General surgery | Hernia repair | Hernia repair mesh | Hernia repair mesh - Composite | SOFRADIM | Parietene DS Composite Mesh PPDS2520 MESH PARIETENE DS 25X20CM X1 | PPDS2520 | Standalone | DE0503258 | As per HSA registered indication(s)
General surgery | Hernia repair | Hernia repair mesh | Hernia repair mesh - Composite | SOFRADIM | Parietene DS Composite Mesh PPDS3020 MESH PARIETENE DS 30X20CM X1 | PPDS3020 | Standalone | DE0503258 | As per HSA registered indication(s)
General surgery | Hernia repair | Hernia repair mesh | Hernia repair mesh - Composite | SOFRADIM | SYM12F Symbotex Composite Mesh, 12 cm diameter | SYM12F | Standalone | DE0016591 | As per HSA registered indication(s)
General surgery | Hernia repair | Hernia repair mesh | Hernia repair mesh - Composite | SOFRADIM | SYMBOTEX COMPOSITE 15X10CM | SYM1510F | Standalone | DE0016591 | As per HSA registered indication(s)
General surgery | Hernia repair | Hernia repair mesh | Hernia repair mesh - Composite | SOFRADIM | SYMBOTEX OPEN SKIRT MESH 15X10CM | SYM1510OS | Standalone | DE0016591 | As per HSA registered indication(s)
General surgery | Hernia repair | Hernia repair mesh | Hernia repair mesh - Composite | SOFRADIM | SYM15F Symbotex Composite Mesh, 15 cm diameter | SYM15F | Standalone | DE0016591 | As per HSA registered indication(s)
General surgery | Hernia repair | Hernia repair mesh | Hernia repair mesh - Composite | SOFRADIM | SYMBOTEX OPEN SKIRT MESH 20X15CM | SYM2015F | Standalone | DE0016591 | As per HSA registered indication(s)
General surgery | Hernia repair | Hernia repair mesh | Hernia repair mesh - Composite | SOFRADIM | SYM2520F Symbotex Composite Mesh, 25 x 20 cm | SYM2520F | Standalone | DE0016591 | As per HSA registered indication(s)
General surgery | Hernia repair | Hernia repair mesh | Hernia repair mesh - Composite | SOFRADIM | SYMBOTEX OPEN SKIRT MESH 25X20CM | SYM2520OS | Standalone | DE0016591 | As per HSA registered indication(s)
General surgery | Hernia repair | Hernia repair mesh | Hernia repair mesh - Composite | SOFRADIM | SYM3020F Symbotex Composite Mesh, 30 x 20 cm | SYM3020F | Standalone | DE0016591 | As per HSA registered indication(s)
General surgery | Hernia repair | Hernia repair mesh | Hernia repair mesh - Composite | SOFRADIM | Symbotex Composite Mesh SYM3020OS STEX SKIRT 30X20CM X1 | SYM3020OS | Standalone | DE0016591 | As per HSA registered indication(s)
General surgery | Hernia repair | Hernia repair mesh | Hernia repair mesh - Composite | SOFRADIM | SYM9F Symbotex Composite Mesh, 9 cm diameter | SYM9F | Standalone | DE0016591 | As per HSA registered indication(s)
General surgery | Hernia repair | Hernia repair mesh | Hernia repair mesh - Biomaterials | COVIDIEN | PERMACOL 5X10CMX1.00MM | 5001-100 | Standalone | DE0006582 | As per HSA registered indication(s)
General surgery | Hernia repair | Hernia repair mesh | Hernia repair mesh - Biomaterials | COVIDIEN | PERMACOL 5X10CMX1.50MM | 5001-150 | Standalone | DE0006582 | As per HSA registered indication(s)
General surgery | Hernia repair | Hernia repair mesh | Hernia repair mesh - Biomaterials | COVIDIEN | PERMACOL 5X10CMX0.50MM | 5001-50 | Standalone | DE0006582 | As per HSA registered indication(s)
General surgery | Hernia repair | Hernia repair mesh | Hernia repair mesh - Biomaterials | COVIDIEN | PERMACOL 10CMX10CMX1MM | 5110-100 | Standalone | DE0006582 | As per HSA registered indication(s)
General surgery | Hernia repair | Hernia repair mesh | Hernia repair mesh - Biomaterials | COVIDIEN | PERMACOL 10X10CMX1.50MM | 5110-150 | Standalone | DE0006582 | As per HSA registered indication(s)
General surgery | Hernia repair | Hernia repair mesh | Hernia repair mesh - Biomaterials | COVIDIEN | PERMACOL 10X15CMX1.00MM | 5115-100 | Standalone | DE0006582 | As per HSA registered indication(s)
General surgery | Hernia repair | Hernia repair mesh | Hernia repair mesh - Biomaterials | COVIDIEN | PERMACOL 10CMX15CMX1.5MM | 5115-150 | Standalone | DE0006582 | As per HSA registered indication(s)
General surgery | Hernia repair | Hernia repair mesh | Hernia repair mesh - Synthetic | Johnson and Johnson International | ULTRAPRO PARTIAL ABSORB MESH 15X15CM | UMM3 | Package | DE0003755 | As per HSA registered indication(s)
General surgery | Hernia repair | Hernia repair mesh | Hernia repair mesh - Synthetic | Johnson and Johnson International | ULTRAPRO PARTIAL ABSORB MESH 10X15CM | UMN3 | Package | DE0003755 | As per HSA registered indication(s)
General surgery | Hernia repair | Hernia repair mesh | Hernia repair mesh - Synthetic | Johnson and Johnson International | ULTRAPRO PARTIAL ABSORB MESH 10X12CM | UMP3 | Package | DE0003755 | As per HSA registered indication(s)
General surgery | Hernia repair | Hernia repair mesh | Hernia repair mesh - Synthetic | Johnson and Johnson International | ULTRAPRO PARTIAL ABSORB MESH 6X11CM | UMS3 | Package | DE0003755 | As per HSA registered indication(s)
General surgery | Hernia repair | Hernia repair mesh | Hernia repair mesh - Composite | Johnson and Johnson International | PROCEED SURG MESH 6X8 INCH OVAL | PCDG1 | Standalone | DE0003757 | As per HSA registered indication(s)
General surgery | Hernia repair | Hernia repair mesh | Hernia repair mesh - Composite | Johnson and Johnson International | PROCEED SURG MESH 8X12 INCH RECT | PCDJ1 | Standalone | DE0003757 | As per HSA registered indication(s)
General surgery | Hernia repair | Hernia repair mesh | Hernia repair mesh - Composite | Johnson and Johnson International | PROCEED SURG MESH 6X6 INCH SQRE | PCDM1 | Standalone | DE0003757 | As per HSA registered indication(s)
General surgery | Hernia repair | Hernia repair mesh | Hernia repair mesh - Composite | Johnson and Johnson International | PROCEED SURG MESH 4X6 INCH OVAL | PCDN1 | Standalone | DE0003757 | As per HSA registered indication(s)
General surgery | Hernia repair | Hernia repair mesh | Hernia repair mesh - Synthetic | DynaMesh | DynaMesh-CICAT 20x30cm | PV092030F1 | Standalone | DE0504255 | As per HSA registered indication(s)
General surgery | Hernia repair | Hernia repair mesh | Hernia repair mesh - Synthetic | DynaMesh | DynaMesh-CICAT 30x30cm | PV093030F1 | Standalone | DE0504255 | As per HSA registered indication(s)
General surgery | Hernia repair | Hernia repair mesh | Hernia repair mesh - Synthetic | DynaMesh | DynaMesh-CICAT 30x45cm | PV093045F1 | Standalone | DE0504255 | As per HSA registered indication(s)
General surgery | Hernia repair | Hernia repair mesh | Hernia repair mesh - Synthetic | DynaMesh | DynaMesh-CICAT 45x60cm | PV094560F1 | Standalone | DE0504255 | As per HSA registered indication(s)
General surgery | Hernia repair | Hernia repair mesh | Hernia repair mesh - Synthetic | DynaMesh | DynaMesh-ENDOLAP 10x15cm | PV101015F1 | Standalone | DE0504333 | As per HSA registered indication(s)
General surgery | Hernia repair | Hernia repair mesh | Hernia repair mesh - Synthetic | DynaMesh | DynaMesh-ENDOLAP 13x17cm | PV101317F1 | Standalone | DE0504333 | As per HSA registered indication(s)
General surgery | Hernia repair | Hernia repair mesh | Hernia repair mesh - Synthetic | DynaMesh | DynaMesh-ENDOLAP 15x15cm | PV101515F1 | Standalone | DE0504333 | As per HSA registered indication(s)
Cardiac | Heart rhythm device | Implantable cardioverter defibrillator (ICD) | Single chamber implantable cardioverter defibrillator | Abbott | Entrant VR DF1 (Standard) | CDVRA300T | Package | DE0505533 | As per HSA registered indication(s)
Cardiac | Heart rhythm device | Implantable cardioverter defibrillator (ICD) | Single chamber implantable cardioverter defibrillator | Abbott | Entrant VR DF1 (Standard-HM) | CDVRA300T(HM) | Package | DE0505533 | As per HSA registered indication(s)
Cardiac | Heart rhythm device | Implantable cardioverter defibrillator (ICD) | Dual chamber implantable cardioverter defibrillator | Abbott | Entrant DR DF1 (Standard) | CDDRA300T | Package | DE0505533 | As per HSA registered indication(s)
Cardiac | Heart rhythm device | Implantable cardioverter defibrillator (ICD) | Dual chamber implantable cardioverter defibrillator | Abbott | Entrant DR DF1 (Standard-HM) | CDDRA300T(HM) | Package | DE0505533 | As per HSA registered indication(s)
Cardiac | Heart rhythm device | Cardiac resynchronisation therapy (CRT) | Cardiac resynchronisation therapy - Defibrillator | Abbott | Entrant HF DF1 (Standard) | CDHFA300T | Package | DE0505533 | As per HSA registered indication(s)
Cardiac | Heart rhythm device | Cardiac resynchronisation therapy (CRT) | Cardiac resynchronisation therapy - Defibrillator | Abbott | Entrant HF DF1 (Standard-HM) | CDHFA300T(HM) | Package | DE0505533 | As per HSA registered indication(s)
Cardiac | Interventional cardiology | Coronary stent | Drug eluting coronary stent (DES) | Abbott Medical | Everolimus eluting Cobalt Chromium Coronary Stent | 1800200-08 | Standalone | DE0508674 | As per HSA registered indication(s)
Cardiac | Interventional cardiology | Coronary stent | Drug eluting coronary stent (DES) | Abbott Medical | Everolimus eluting Cobalt Chromium Coronary Stent | 1800200-12 | Standalone | DE0508674 | As per HSA registered indication(s)
Cardiac | Interventional cardiology | Coronary stent | Drug eluting coronary stent (DES) | Abbott Medical | Everolimus eluting Cobalt Chromium Coronary Stent | 1800200-15 | Standalone | DE0508674 | As per HSA registered indication(s)
Cardiac | Interventional cardiology | Coronary stent | Drug eluting coronary stent (DES) | Abbott Medical | Everolimus eluting Cobalt Chromium Coronary Stent | 1800200-18 | Standalone | DE0508674 | As per HSA registered indication(s)
Cardiac | Interventional cardiology | Coronary stent | Drug eluting coronary stent (DES) | Abbott Medical | Everolimus eluting Cobalt Chromium Coronary Stent | 1800200-23 | Standalone | DE0508674 | As per HSA registered indication(s)
Cardiac | Interventional cardiology | Coronary stent | Drug eluting coronary stent (DES) | Abbott Medical | Everolimus eluting Cobalt Chromium Coronary Stent | 1800200-28 | Standalone | DE0508674 | As per HSA registered indication(s)
Cardiac | Interventional cardiology | Coronary stent | Drug eluting coronary stent (DES) | Abbott Medical | Everolimus eluting Cobalt Chromium Coronary Stent | 1800200-33 | Standalone | DE0508674 | As per HSA registered indication(s)
Cardiac | Interventional cardiology | Coronary stent | Drug eluting coronary stent (DES) | Abbott Medical | Everolimus eluting Cobalt Chromium Coronary Stent | 1800200-38 | Standalone | DE0508674 | As per HSA registered indication(s)
Cardiac | Interventional cardiology | Coronary stent | Drug eluting coronary stent (DES) | Abbott Medical | Everolimus eluting Cobalt Chromium Coronary Stent | 1800225-08 | Standalone | DE0508674 | As per HSA registered indication(s)
Cardiac | Interventional cardiology | Coronary stent | Drug eluting coronary stent (DES) | Abbott Medical | Everolimus eluting Cobalt Chromium Coronary Stent | 1800225-12 | Standalone | DE0508674 | As per HSA registered indication(s)
Cardiac | Interventional cardiology | Coronary stent | Drug eluting coronary stent (DES) | Abbott Medical | Everolimus eluting Cobalt Chromium Coronary Stent | 1800225-15 | Standalone | DE0508674 | As per HSA registered indication(s)
Cardiac | Interventional cardiology | Coronary stent | Drug eluting coronary stent (DES) | Abbott Medical | Everolimus eluting Cobalt Chromium Coronary Stent | 1800225-18 | Standalone | DE0508674 | As per HSA registered indication(s)
Cardiac | Interventional cardiology | Coronary stent | Drug eluting coronary stent (DES) | Abbott Medical | Everolimus eluting Cobalt Chromium Coronary Stent | 1800225-23 | Standalone | DE0508674 | As per HSA registered indication(s)
Cardiac | Interventional cardiology | Coronary stent | Drug eluting coronary stent (DES) | Abbott Medical | Everolimus eluting Cobalt Chromium Coronary Stent | 1800225-28 | Standalone | DE0508674 | As per HSA registered indication(s)
Cardiac | Interventional cardiology | Coronary stent | Drug eluting coronary stent (DES) | Abbott Medical | Everolimus eluting Cobalt Chromium Coronary Stent | 1800225-33 | Standalone | DE0508674 | As per HSA registered indication(s)
Cardiac | Interventional cardiology | Coronary stent | Drug eluting coronary stent (DES) | Abbott Medical | Everolimus eluting Cobalt Chromium Coronary Stent | 1800225-38 | Standalone | DE0508674 | As per HSA registered indication(s)
Cardiac | Interventional cardiology | Coronary stent | Drug eluting coronary stent (DES) | Abbott Medical | Everolimus eluting Cobalt Chromium Coronary Stent | 1800250-08 | Standalone | DE0508674 | As per HSA registered indication(s)
Cardiac | Interventional cardiology | Coronary stent | Drug eluting coronary stent (DES) | Abbott Medical | Everolimus eluting Cobalt Chromium Coronary Stent | 1800250-12 | Standalone | DE0508674 | As per HSA registered indication(s)
Cardiac | Interventional cardiology | Coronary stent | Drug eluting coronary stent (DES) | Abbott Medical | Everolimus eluting Cobalt Chromium Coronary Stent | 1800250-15 | Standalone | DE0508674 | As per HSA registered indication(s)
Cardiac | Interventional cardiology | Coronary stent | Drug eluting coronary stent (DES) | Abbott Medical | Everolimus eluting Cobalt Chromium Coronary Stent | 1800250-18 | Standalone | DE0508674 | As per HSA registered indication(s)
Cardiac | Interventional cardiology | Coronary stent | Drug eluting coronary stent (DES) | Abbott Medical | Everolimus eluting Cobalt Chromium Coronary Stent | 1800250-23 | Standalone | DE0508674 | As per HSA registered indication(s)
Cardiac | Interventional cardiology | Coronary stent | Drug eluting coronary stent (DES) | Abbott Medical | Everolimus eluting Cobalt Chromium Coronary Stent | 1800250-28 | Standalone | DE0508674 | As per HSA registered indication(s)
Cardiac | Interventional cardiology | Coronary stent | Drug eluting coronary stent (DES) | Abbott Medical | Everolimus eluting Cobalt Chromium Coronary Stent | 1800250-33 | Standalone | DE0508674 | As per HSA registered indication(s)
Cardiac | Interventional cardiology | Coronary stent | Drug eluting coronary stent (DES) | Abbott Medical | Everolimus eluting Cobalt Chromium Coronary Stent | 1800250-38 | Standalone | DE0508674 | As per HSA registered indication(s)
Cardiac | Interventional cardiology | Coronary stent | Drug eluting coronary stent (DES) | Abbott Medical | Everolimus eluting Cobalt Chromium Coronary Stent | 1800275-08 | Standalone | DE0508674 | As per HSA registered indication(s)
Cardiac | Interventional cardiology | Coronary stent | Drug eluting coronary stent (DES) | Abbott Medical | Everolimus eluting Cobalt Chromium Coronary Stent | 1800275-12 | Standalone | DE0508674 | As per HSA registered indication(s)
Cardiac | Interventional cardiology | Coronary stent | Drug eluting coronary stent (DES) | Abbott Medical | Everolimus eluting Cobalt Chromium Coronary Stent | 1800275-15 | Standalone | DE0508674 | As per HSA registered indication(s)
Cardiac | Interventional cardiology | Coronary stent | Drug eluting coronary stent (DES) | Abbott Medical | Everolimus eluting Cobalt Chromium Coronary Stent | 1800275-18 | Standalone | DE0508674 | As per HSA registered indication(s)
Cardiac | Interventional cardiology | Coronary stent | Drug eluting coronary stent (DES) | Abbott Medical | Everolimus eluting Cobalt Chromium Coronary Stent | 1800275-23 | Standalone | DE0508674 | As per HSA registered indication(s)
Cardiac | Interventional cardiology | Coronary stent | Drug eluting coronary stent (DES) | Abbott Medical | Everolimus eluting Cobalt Chromium Coronary Stent | 1800275-28 | Standalone | DE0508674 | As per HSA registered indication(s)
Cardiac | Interventional cardiology | Coronary stent | Drug eluting coronary stent (DES) | Abbott Medical | Everolimus eluting Cobalt Chromium Coronary Stent | 1800275-33 | Standalone | DE0508674 | As per HSA registered indication(s)
Cardiac | Interventional cardiology | Coronary stent | Drug eluting coronary stent (DES) | Abbott Medical | Everolimus eluting Cobalt Chromium Coronary Stent | 1800275-38 | Standalone | DE0508674 | As per HSA registered indication(s)
Cardiac | Interventional cardiology | Coronary stent | Drug eluting coronary stent (DES) | Abbott Medical | Everolimus eluting Cobalt Chromium Coronary Stent | 1800300-08 | Standalone | DE0508674 | As per HSA registered indication(s)
Cardiac | Interventional cardiology | Coronary stent | Drug eluting coronary stent (DES) | Abbott Medical | Everolimus eluting Cobalt Chromium Coronary Stent | 1800300-12 | Standalone | DE0508674 | As per HSA registered indication(s)
Cardiac | Interventional cardiology | Coronary stent | Drug eluting coronary stent (DES) | Abbott Medical | Everolimus eluting Cobalt Chromium Coronary Stent | 1800300-15 | Standalone | DE0508674 | As per HSA registered indication(s)
Cardiac | Interventional cardiology | Coronary stent | Drug eluting coronary stent (DES) | Abbott Medical | Everolimus eluting Cobalt Chromium Coronary Stent | 1800300-18 | Standalone | DE0508674 | As per HSA registered indication(s)
Cardiac | Interventional cardiology | Coronary stent | Drug eluting coronary stent (DES) | Abbott Medical | Everolimus eluting Cobalt Chromium Coronary Stent | 1800300-23 | Standalone | DE0508674 | As per HSA registered indication(s)
Cardiac | Interventional cardiology | Coronary stent | Drug eluting coronary stent (DES) | Abbott Medical | Everolimus eluting Cobalt Chromium Coronary Stent | 1800300-28 | Standalone | DE0508674 | As per HSA registered indication(s)
Cardiac | Interventional cardiology | Coronary stent | Drug eluting coronary stent (DES) | Abbott Medical | Everolimus eluting Cobalt Chromium Coronary Stent | 1800300-33 | Standalone | DE0508674 | As per HSA registered indication(s)
Cardiac | Interventional cardiology | Coronary stent | Drug eluting coronary stent (DES) | Abbott Medical | Everolimus eluting Cobalt Chromium Coronary Stent | 1800300-38 | Standalone | DE0508674 | As per HSA registered indication(s)
Cardiac | Interventional cardiology | Coronary stent | Drug eluting coronary stent (DES) | Abbott Medical | Everolimus eluting Cobalt Chromium Coronary Stent | 1800325-08 | Standalone | DE0508674 | As per HSA registered indication(s)
Cardiac | Interventional cardiology | Coronary stent | Drug eluting coronary stent (DES) | Abbott Medical | Everolimus eluting Cobalt Chromium Coronary Stent | 1800325-12 | Standalone | DE0508674 | As per HSA registered indication(s)
Cardiac | Interventional cardiology | Coronary stent | Drug eluting coronary stent (DES) | Abbott Medical | Everolimus eluting Cobalt Chromium Coronary Stent | 1800325-15 | Standalone | DE0508674 | As per HSA registered indication(s)
Cardiac | Interventional cardiology | Coronary stent | Drug eluting coronary stent (DES) | Abbott Medical | Everolimus eluting Cobalt Chromium Coronary Stent | 1800325-18 | Standalone | DE0508674 | As per HSA registered indication(s)
Cardiac | Interventional cardiology | Coronary stent | Drug eluting coronary stent (DES) | Abbott Medical | Everolimus eluting Cobalt Chromium Coronary Stent | 1800325-23 | Standalone | DE0508674 | As per HSA registered indication(s)
Cardiac | Interventional cardiology | Coronary stent | Drug eluting coronary stent (DES) | Abbott Medical | Everolimus eluting Cobalt Chromium Coronary Stent | 1800325-28 | Standalone | DE0508674 | As per HSA registered indication(s)
Cardiac | Interventional cardiology | Coronary stent | Drug eluting coronary stent (DES) | Abbott Medical | Everolimus eluting Cobalt Chromium Coronary Stent | 1800325-33 | Standalone | DE0508674 | As per HSA registered indication(s)
Cardiac | Interventional cardiology | Coronary stent | Drug eluting coronary stent (DES) | Abbott Medical | Everolimus eluting Cobalt Chromium Coronary Stent | 1800325-38 | Standalone | DE0508674 | As per HSA registered indication(s)
Cardiac | Interventional cardiology | Coronary stent | Drug eluting coronary stent (DES) | Abbott Medical | Everolimus eluting Cobalt Chromium Coronary Stent | 1800350-08 | Standalone | DE0508674 | As per HSA registered indication(s)
Cardiac | Interventional cardiology | Coronary stent | Drug eluting coronary stent (DES) | Abbott Medical | Everolimus eluting Cobalt Chromium Coronary Stent | 1800350-12 | Standalone | DE0508674 | As per HSA registered indication(s)
Cardiac | Interventional cardiology | Coronary stent | Drug eluting coronary stent (DES) | Abbott Medical | Everolimus eluting Cobalt Chromium Coronary Stent | 1800350-15 | Standalone | DE0508674 | As per HSA registered indication(s)
Cardiac | Interventional cardiology | Coronary stent | Drug eluting coronary stent (DES) | Abbott Medical | Everolimus eluting Cobalt Chromium Coronary Stent | 1800350-18 | Standalone | DE0508674 | As per HSA registered indication(s)
Cardiac | Interventional cardiology | Coronary stent | Drug eluting coronary stent (DES) | Abbott Medical | Everolimus eluting Cobalt Chromium Coronary Stent | 1800350-23 | Standalone | DE0508674 | As per HSA registered indication(s)
Cardiac | Interventional cardiology | Coronary stent | Drug eluting coronary stent (DES) | Abbott Medical | Everolimus eluting Cobalt Chromium Coronary Stent | 1800350-28 | Standalone | DE0508674 | As per HSA registered indication(s)
Cardiac | Interventional cardiology | Coronary stent | Drug eluting coronary stent (DES) | Abbott Medical | Everolimus eluting Cobalt Chromium Coronary Stent | 1800350-33 | Standalone | DE0508674 | As per HSA registered indication(s)
Cardiac | Interventional cardiology | Coronary stent | Drug eluting coronary stent (DES) | Abbott Medical | Everolimus eluting Cobalt Chromium Coronary Stent | 1800350-38 | Standalone | DE0508674 | As per HSA registered indication(s)
Cardiac | Interventional cardiology | Coronary stent | Drug eluting coronary stent (DES) | Abbott Medical | Everolimus eluting Cobalt Chromium Coronary Stent | 1800400-08 | Standalone | DE0508674 | As per HSA registered indication(s)
Cardiac | Interventional cardiology | Coronary stent | Drug eluting coronary stent (DES) | Abbott Medical | Everolimus eluting Cobalt Chromium Coronary Stent | 1800400-12 | Standalone | DE0508674 | As per HSA registered indication(s)
Cardiac | Interventional cardiology | Coronary stent | Drug eluting coronary stent (DES) | Abbott Medical | Everolimus eluting Cobalt Chromium Coronary Stent | 1800400-15 | Standalone | DE0508674 | As per HSA registered indication(s)
Cardiac | Interventional cardiology | Coronary stent | Drug eluting coronary stent (DES) | Abbott Medical | Everolimus eluting Cobalt Chromium Coronary Stent | 1800400-18 | Standalone | DE0508674 | As per HSA registered indication(s)
Cardiac | Interventional cardiology | Coronary stent | Drug eluting coronary stent (DES) | Abbott Medical | Everolimus eluting Cobalt Chromium Coronary Stent | 1800400-23 | Standalone | DE0508674 | As per HSA registered indication(s)
Cardiac | Interventional cardiology | Coronary stent | Drug eluting coronary stent (DES) | Abbott Medical | Everolimus eluting Cobalt Chromium Coronary Stent | 1800400-28 | Standalone | DE0508674 | As per HSA registered indication(s)
Cardiac | Interventional cardiology | Coronary stent | Drug eluting coronary stent (DES) | Abbott Medical | Everolimus eluting Cobalt Chromium Coronary Stent | 1800400-33 | Standalone | DE0508674 | As per HSA registered indication(s)
Cardiac | Interventional cardiology | Coronary stent | Drug eluting coronary stent (DES) | Abbott Medical | Everolimus eluting Cobalt Chromium Coronary Stent | 1800400-38 | Standalone | DE0508674 | As per HSA registered indication(s)
Cardiac | Interventional cardiology | Coronary stent | Drug eluting coronary stent (DES) | Abbott Medical | Everolimus eluting Cobalt Chromium Coronary Stent | 1800250-48 | Standalone | DE0508674 | As per HSA registered indication(s)
Cardiac | Interventional cardiology | Coronary stent | Drug eluting coronary stent (DES) | Abbott Medical | Everolimus eluting Cobalt Chromium Coronary Stent | 1800275-48 | Standalone | DE0508674 | As per HSA registered indication(s)
Cardiac | Interventional cardiology | Coronary stent | Drug eluting coronary stent (DES) | Abbott Medical | Everolimus eluting Cobalt Chromium Coronary Stent | 1800300-48 | Standalone | DE0508674 | As per HSA registered indication(s)
Cardiac | Interventional cardiology | Coronary stent | Drug eluting coronary stent (DES) | Abbott Medical | Everolimus eluting Cobalt Chromium Coronary Stent | 1800350-48 | Standalone | DE0508674 | As per HSA registered indication(s)
Cardiac | Interventional cardiology | Coronary stent | Drug eluting coronary stent (DES) | Abbott Medical | Everolimus eluting Cobalt Chromium Coronary Stent | 1800400-48 | Standalone | DE0508674 | As per HSA registered indication(s)
Cardiac | Interventional cardiology | Coronary stent | Drug eluting coronary stent (DES) | Abbott Medical | Everolimus eluting Cobalt Chromium Coronary Stent | 1800450-12 | Standalone | DE0508674 | As per HSA registered indication(s)
Cardiac | Interventional cardiology | Coronary stent | Drug eluting coronary stent (DES) | Abbott Medical | Everolimus eluting Cobalt Chromium Coronary Stent | 1800450-15 | Standalone | DE0508674 | As per HSA registered indication(s)
Cardiac | Interventional cardiology | Coronary stent | Drug eluting coronary stent (DES) | Abbott Medical | Everolimus eluting Cobalt Chromium Coronary Stent | 1800450-18 | Standalone | DE0508674 | As per HSA registered indication(s)
Cardiac | Interventional cardiology | Coronary stent | Drug eluting coronary stent (DES) | Abbott Medical | Everolimus eluting Cobalt Chromium Coronary Stent | 1800450-23 | Standalone | DE0508674 | As per HSA registered indication(s)
Cardiac | Interventional cardiology | Coronary stent | Drug eluting coronary stent (DES) | Abbott Medical | Everolimus eluting Cobalt Chromium Coronary Stent | 1800450-28 | Standalone | DE0508674 | As per HSA registered indication(s)
Cardiac | Interventional cardiology | Coronary stent | Drug eluting coronary stent (DES) | Abbott Medical | Everolimus eluting Cobalt Chromium Coronary Stent | 1800450-33 | Standalone | DE0508674 | As per HSA registered indication(s)
Cardiac | Interventional cardiology | Coronary stent | Drug eluting coronary stent (DES) | Abbott Medical | Everolimus eluting Cobalt Chromium Coronary Stent | 1800500-12 | Standalone | DE0508674 | As per HSA registered indication(s)
Cardiac | Interventional cardiology | Coronary stent | Drug eluting coronary stent (DES) | Abbott Medical | Everolimus eluting Cobalt Chromium Coronary Stent | 1800500-15 | Standalone | DE0508674 | As per HSA registered indication(s)
Cardiac | Interventional cardiology | Coronary stent | Drug eluting coronary stent (DES) | Abbott Medical | Everolimus eluting Cobalt Chromium Coronary Stent | 1800500-18 | Standalone | DE0508674 | As per HSA registered indication(s)
Cardiac | Interventional cardiology | Coronary stent | Drug eluting coronary stent (DES) | Abbott Medical | Everolimus eluting Cobalt Chromium Coronary Stent | 1800500-23 | Standalone | DE0508674 | As per HSA registered indication(s)
Cardiac | Interventional cardiology | Coronary stent | Drug eluting coronary stent (DES) | Abbott Medical | Everolimus eluting Cobalt Chromium Coronary Stent | 1800500-28 | Standalone | DE0508674 | As per HSA registered indication(s)
Cardiac | Interventional cardiology | Coronary stent | Drug eluting coronary stent (DES) | Abbott Medical | Everolimus eluting Cobalt Chromium Coronary Stent | 1800500-33 | Standalone | DE0508674 | As per HSA registered indication(s)
Cardiac | Interventional cardiology | Coronary stent | Drug eluting coronary stent (DES) | Envision Scientific | Abluminus DES+ | EAB45008 | Standalone | DE0502961 | As per HSA registered indication(s)
Cardiac | Interventional cardiology | Coronary stent | Drug eluting coronary stent (DES) | Envision Scientific | Abluminus DES+ | EAB50008 | Standalone | DE0502961 | As per HSA registered indication(s)
Cardiac | Interventional cardiology | Coronary stent | Drug eluting coronary stent (DES) | Envision Scientific | Abluminus DES+ | EAB45012 | Standalone | DE0502961 | As per HSA registered indication(s)
Cardiac | Interventional cardiology | Coronary stent | Drug eluting coronary stent (DES) | Envision Scientific | Abluminus DES+ | EAB50012 | Standalone | DE0502961 | As per HSA registered indication(s)
Cardiac | Interventional cardiology | Coronary stent | Drug eluting coronary stent (DES) | Envision Scientific | Abluminus DES+ | EAB45016 | Standalone | DE0502961 | As per HSA registered indication(s)
Cardiac | Interventional cardiology | Coronary stent | Drug eluting coronary stent (DES) | Envision Scientific | Abluminus DES+ | EAB50016 | Standalone | DE0502961 | As per HSA registered indication(s)
Cardiac | Interventional cardiology | Coronary stent | Drug eluting coronary stent (DES) | Envision Scientific | Abluminus DES+ | EAB45020 | Standalone | DE0502961 | As per HSA registered indication(s)
Cardiac | Interventional cardiology | Coronary stent | Drug eluting coronary stent (DES) | Envision Scientific | Abluminus DES+ | EAB50020 | Standalone | DE0502961 | As per HSA registered indication(s)
Cardiac | Interventional cardiology | Coronary stent | Drug eluting coronary stent (DES) | Envision Scientific | Abluminus DES+ | EAB25044 | Standalone | DE0502961 | As per HSA registered indication(s)
Cardiac | Interventional cardiology | Coronary stent | Drug eluting coronary stent (DES) | Envision Scientific | Abluminus DES+ | EAB30044 | Standalone | DE0502961 | As per HSA registered indication(s)
Cardiac | Interventional cardiology | Coronary stent | Drug eluting coronary stent (DES) | Envision Scientific | Abluminus DES+ | EAB35044 | Standalone | DE0502961 | As per HSA registered indication(s)
Cardiac | Interventional cardiology | Coronary stent | Drug eluting coronary stent (DES) | Envision Scientific | Abluminus DES+ | EAB40044 | Standalone | DE0502961 | As per HSA registered indication(s)
Cardiac | Interventional cardiology | Coronary stent | Drug eluting coronary stent (DES) | Envision Scientific | Abluminus DES+ | EAB25048 | Standalone | DE0502961 | As per HSA registered indication(s)
Cardiac | Interventional cardiology | Coronary stent | Drug eluting coronary stent (DES) | Envision Scientific | Abluminus DES+ | EAB30048 | Standalone | DE0502961 | As per HSA registered indication(s)
Cardiac | Interventional cardiology | Coronary stent | Drug eluting coronary stent (DES) | Envision Scientific | Abluminus DES+ | EAB35048 | Standalone | DE0502961 | As per HSA registered indication(s)
Cardiac | Interventional cardiology | Coronary stent | Drug eluting coronary stent (DES) | Envision Scientific | Abluminus DES+ | EAB40048 | Standalone | DE0502961 | As per HSA registered indication(s)
Cardiac | Interventional cardiology | Coronary stent | Drug eluting coronary stent (DES) | Envision Scientific | Abluminus DES+ | EAB25052 | Standalone | DE0502961 | As per HSA registered indication(s)
Cardiac | Interventional cardiology | Coronary stent | Drug eluting coronary stent (DES) | Envision Scientific | Abluminus DES+ | EAB30052 | Standalone | DE0502961 | As per HSA registered indication(s)
Cardiac | Interventional cardiology | Coronary stent | Drug eluting coronary stent (DES) | Envision Scientific | Abluminus DES+ | EAB35052 | Standalone | DE0502961 | As per HSA registered indication(s)
Cardiac | Interventional cardiology | Coronary stent | Drug eluting coronary stent (DES) | Envision Scientific | Abluminus DES+ | EAB40052 | Standalone | DE0502961 | As per HSA registered indication(s)
Gastroenterology | Gastrointestinal (GI) tract obstruction treatment | Gastrointestinal (GI) stent | Metal stent - Non-lumen-apposing | BSC Corp Marlborough | WallFlex Biliary Transhepatic Uncovered Stent System | M00574660 | Standalone | DE0009252 | As per HSA registered indication(s)
Gastroenterology | Gastrointestinal (GI) tract obstruction treatment | Gastrointestinal (GI) stent | Metal stent - Non-lumen-apposing | BSC Corp Marlborough | WallFlex Biliary Transhepatic Uncovered Stent System | M00574670 | Standalone | DE0009252 | As per HSA registered indication(s)
Gastroenterology | Gastrointestinal (GI) tract obstruction treatment | Gastrointestinal (GI) stent | Metal stent - Non-lumen-apposing | BSC Corp Marlborough | WallFlex Biliary Transhepatic Uncovered Stent System | M00574680 | Standalone | DE0009252 | As per HSA registered indication(s)
Gastroenterology | Gastrointestinal (GI) tract obstruction treatment | Gastrointestinal (GI) stent | Metal stent - Non-lumen-apposing | BSC Corp Marlborough | WallFlex Biliary Transhepatic Uncovered Stent System | M00574690 | Standalone | DE0009252 | As per HSA registered indication(s)
Gastroenterology | Gastrointestinal (GI) tract obstruction treatment | Gastrointestinal (GI) stent | Metal stent - Non-lumen-apposing | BSC Corp Marlborough | WallFlex Biliary Transhepatic Partially Covered Stent System | M00574720 | Standalone | DE0012447 | As per HSA registered indication(s)
Gastroenterology | Gastrointestinal (GI) tract obstruction treatment | Gastrointestinal (GI) stent | Metal stent - Non-lumen-apposing | BSC Corp Marlborough | WallFlex Biliary Transhepatic Partially Covered Stent System | M00574730 | Standalone | DE0012447 | As per HSA registered indication(s)
Gastroenterology | Gastrointestinal (GI) tract obstruction treatment | Gastrointestinal (GI) stent | Metal stent - Non-lumen-apposing | BSC Corp Marlborough | WallFlex Biliary Transhepatic Partially Covered Stent System | M00574740 | Standalone | DE0012447 | As per HSA registered indication(s)
Gastroenterology | Gastrointestinal (GI) tract obstruction treatment | Gastrointestinal (GI) stent | Metal stent - Non-lumen-apposing | BSC Corp Marlborough | WallFlex Biliary Transhepatic Fully Covered Stent System | M00574770 | Standalone | DE0012447 | As per HSA registered indication(s)
Gastroenterology | Gastrointestinal (GI) tract obstruction treatment | Gastrointestinal (GI) stent | Metal stent - Non-lumen-apposing | BSC Corp Marlborough | WallFlex Biliary Transhepatic Fully Covered Stent System | M00574780 | Standalone | DE0012447 | As per HSA registered indication(s)
Gastroenterology | Gastrointestinal (GI) tract obstruction treatment | Gastrointestinal (GI) stent | Metal stent - Non-lumen-apposing | BSC Corp Marlborough | WallFlex Biliary Transhepatic Fully Covered Stent System | M00574790 | Standalone | DE0012447 | As per HSA registered indication(s)
Vascular | Vascular patency | Vascular stent graft | Vascular stent graft | Medtronic | Radiant Balloon Expandable Covered Stent | RBXCS622120EE | Standalone | DE0508898 | As per HSA registered indication(s)
Vascular | Vascular patency | Vascular stent graft | Vascular stent graft | Medtronic | Radiant Balloon Expandable Covered Stent | RBXCS632120EE | Standalone | DE0508898 | As per HSA registered indication(s)
Vascular | Vascular patency | Vascular stent graft | Vascular stent graft | Medtronic | Radiant Balloon Expandable Covered Stent | RBXCS638120EE | Standalone | DE0508898 | As per HSA registered indication(s)
Vascular | Vascular patency | Vascular stent graft | Vascular stent graft | Medtronic | Radiant Balloon Expandable Covered Stent | RBXCS659120EE | Standalone | DE0508898 | As per HSA registered indication(s)
Vascular | Vascular patency | Vascular stent graft | Vascular stent graft | Medtronic | Radiant Balloon Expandable Covered Stent | RBXCS722120EE | Standalone | DE0508898 | As per HSA registered indication(s)
Vascular | Vascular patency | Vascular stent graft | Vascular stent graft | Medtronic | Radiant Balloon Expandable Covered Stent | RBXCS732120EE | Standalone | DE0508898 | As per HSA registered indication(s)
Vascular | Vascular patency | Vascular stent graft | Vascular stent graft | Medtronic | Radiant Balloon Expandable Covered Stent | RBXCS738120EE | Standalone | DE0508898 | As per HSA registered indication(s)
Vascular | Vascular patency | Vascular stent graft | Vascular stent graft | Medtronic | Radiant Balloon Expandable Covered Stent | RBXCS759120EE | Standalone | DE0508898 | As per HSA registered indication(s)
Cardiac | Heart rhythm device | Implantable Cardioverter Defibrillator (ICD) | Subcutaneous implantable cardioverter defibrillator | Medtronic | Aurora EV-ICD | DVEA3E4 | Package | DE0510255 | Subcutaneous ICD implantation can be considered for patients meeting the criteria for an ICD who have inadequate vascular access or are at high risk for infection; and in whom pacing is not needed or anticipated for bradycardia, VT termination, or as part of CRT.
Cardiac | Heart rhythm electrode | Heart rhythm electrode | Subcutaneous implantable cardioverter defibrillator lead | Medtronic | Epsila EV lead | EV240152 | Standalone | DE0510255 | As per HSA registered indication(s)
Cardiac | Heart rhythm electrode | Heart rhythm electrode | Subcutaneous implantable cardioverter defibrillator lead | Medtronic | Epsila EV lead | EV240163 | Standalone | DE0510255 | As per HSA registered indication(s)
Cardiac | Heart rhythm device | Pacemaker | Single chamber leadless pacemaker | Medtronic | Micra VR2 TPS | MC2CVR01 | Package | DE0510092 | - Leadless pacing should be considered in patients with a clear indication for bradycardia pacing or cardiac resynchronisation, and could be a reasonable option for patients with intermittent symptomatic bradycardia due to sick sinus syndrome since it can remove the need for atrial pacing lead; - Patient should have a clear and explicit reason such as prior CIED-related infections or poor vascular access documented for choice of single chamber leadless pacemaker over conventional transvenous pacemakers; and - Single chamber leadless pacemaker should not be used in patients who are contraindicated for leadless pacing, such as patient habitus and venous abnormalities likely to result in difficulties or complications from large sheaths required for device delivery.
Vascular | Vascular occlusion | Vascular coil | Vascular coil - Detachable | Micro Therapeutics Inc | Axium Detachable Coil System (PGLA 3D) | PC-2-2-3D | Standalone | DE0510413 | As per HSA registered indication(s)
Vascular | Vascular occlusion | Vascular coil | Vascular coil - Detachable | Micro Therapeutics Inc | Axium Detachable Coil System (PGLA 3D) | PC-2-4-3D | Standalone | DE0510413 | As per HSA registered indication(s)
Vascular | Vascular occlusion | Vascular coil | Vascular coil - Detachable | Micro Therapeutics Inc | Axium Detachable Coil System (PGLA 3D) | PC-2-6-3D | Standalone | DE0510413 | As per HSA registered indication(s)
Vascular | Vascular occlusion | Vascular coil | Vascular coil - Detachable | Micro Therapeutics Inc | Axium Detachable Coil System (PGLA 3D) | PC-3-4-3D | Standalone | DE0510413 | As per HSA registered indication(s)
Vascular | Vascular occlusion | Vascular coil | Vascular coil - Detachable | Micro Therapeutics Inc | Axium Detachable Coil System (PGLA 3D) | PC-3-6-3D | Standalone | DE0510413 | As per HSA registered indication(s)
Vascular | Vascular occlusion | Vascular coil | Vascular coil - Detachable | Micro Therapeutics Inc | Axium Detachable Coil System (PGLA 3D) | PC-3-8-3D | Standalone | DE0510413 | As per HSA registered indication(s)
Vascular | Vascular occlusion | Vascular coil | Vascular coil - Detachable | Micro Therapeutics Inc | Axium Detachable Coil System (PGLA 3D) | PC-4-6-3D | Standalone | DE0510413 | As per HSA registered indication(s)
Vascular | Vascular occlusion | Vascular coil | Vascular coil - Detachable | Micro Therapeutics Inc | Axium Detachable Coil System (PGLA 3D) | PC-4-8-3D | Standalone | DE0510413 | As per HSA registered indication(s)
Vascular | Vascular occlusion | Vascular coil | Vascular coil - Detachable | Micro Therapeutics Inc | Axium Detachable Coil System (PGLA 3D) | PC-4-10-3D | Standalone | DE0510413 | As per HSA registered indication(s)
Vascular | Vascular occlusion | Vascular coil | Vascular coil - Detachable | Micro Therapeutics Inc | Axium Detachable Coil System (PGLA 3D) | PC-4-12-3D | Standalone | DE0510413 | As per HSA registered indication(s)
Vascular | Vascular occlusion | Vascular coil | Vascular coil - Detachable | Micro Therapeutics Inc | Axium Detachable Coil System (PGLA 3D) | PC-5-8-3D | Standalone | DE0510413 | As per HSA registered indication(s)
Vascular | Vascular occlusion | Vascular coil | Vascular coil - Detachable | Micro Therapeutics Inc | Axium Detachable Coil System (PGLA 3D) | PC-5-10-3D | Standalone | DE0510413 | As per HSA registered indication(s)
Vascular | Vascular occlusion | Vascular coil | Vascular coil - Detachable | Micro Therapeutics Inc | Axium Detachable Coil System (PGLA 3D) | PC-5-15-3D | Standalone | DE0510413 | As per HSA registered indication(s)
Vascular | Vascular occlusion | Vascular coil | Vascular coil - Detachable | Micro Therapeutics Inc | Axium Detachable Coil System (PGLA 3D) | PC-6-10-3D | Standalone | DE0510413 | As per HSA registered indication(s)
Vascular | Vascular occlusion | Vascular coil | Vascular coil - Detachable | Micro Therapeutics Inc | Axium Detachable Coil System (PGLA 3D) | PC-6-15-3D | Standalone | DE0510413 | As per HSA registered indication(s)
Vascular | Vascular occlusion | Vascular coil | Vascular coil - Detachable | Micro Therapeutics Inc | Axium Detachable Coil System (PGLA 3D) | PC-6-20-3D | Standalone | DE0510413 | As per HSA registered indication(s)
Vascular | Vascular occlusion | Vascular coil | Vascular coil - Detachable | Micro Therapeutics Inc | Axium Detachable Coil System (PGLA 3D) | PC-7-15-3D | Standalone | DE0510413 | As per HSA registered indication(s)
Vascular | Vascular occlusion | Vascular coil | Vascular coil - Detachable | Micro Therapeutics Inc | Axium Detachable Coil System (PGLA 3D) | PC-7-20-3D | Standalone | DE0510413 | As per HSA registered indication(s)
Vascular | Vascular occlusion | Vascular coil | Vascular coil - Detachable | Micro Therapeutics Inc | Axium Detachable Coil System (PGLA 3D) | PC-7-30-3D | Standalone | DE0510413 | As per HSA registered indication(s)
Vascular | Vascular occlusion | Vascular coil | Vascular coil - Detachable | Micro Therapeutics Inc | Axium Detachable Coil System (PGLA 3D) | PC-8-15-3D | Standalone | DE0510413 | As per HSA registered indication(s)
Vascular | Vascular occlusion | Vascular coil | Vascular coil - Detachable | Micro Therapeutics Inc | Axium Detachable Coil System (PGLA 3D) | PC-8-20-3D | Standalone | DE0510413 | As per HSA registered indication(s)
Vascular | Vascular occlusion | Vascular coil | Vascular coil - Detachable | Micro Therapeutics Inc | Axium Detachable Coil System (PGLA 3D) | PC-8-30-3D | Standalone | DE0510413 | As per HSA registered indication(s)
Vascular | Vascular occlusion | Vascular coil | Vascular coil - Detachable | Micro Therapeutics Inc | Axium Detachable Coil System (PGLA 3D) | PC-9-20-3D | Standalone | DE0510413 | As per HSA registered indication(s)
Vascular | Vascular occlusion | Vascular coil | Vascular coil - Detachable | Micro Therapeutics Inc | Axium Detachable Coil System (PGLA 3D) | PC-9-30-3D | Standalone | DE0510413 | As per HSA registered indication(s)
Vascular | Vascular occlusion | Vascular coil | Vascular coil - Detachable | Micro Therapeutics Inc | Axium Detachable Coil System (PGLA 3D) | PC-10-20-3D | Standalone | DE0510413 | As per HSA registered indication(s)
Vascular | Vascular occlusion | Vascular coil | Vascular coil - Detachable | Micro Therapeutics Inc | Axium Detachable Coil System (PGLA 3D) | PC-10-30-3D | Standalone | DE0510413 | As per HSA registered indication(s)
Vascular | Vascular occlusion | Vascular coil | Vascular coil - Detachable | Micro Therapeutics Inc | Axium Detachable Coil System (PGLA 3D) | PC-12-30-3D | Standalone | DE0510413 | As per HSA registered indication(s)
Vascular | Vascular occlusion | Vascular coil | Vascular coil - Detachable | Micro Therapeutics Inc | Axium Detachable Coil System (PGLA 3D) | PC-12-40-3D | Standalone | DE0510413 | As per HSA registered indication(s)
Vascular | Vascular occlusion | Vascular coil | Vascular coil - Detachable | Micro Therapeutics Inc | Axium Detachable Coil System (PGLA 3D) | PC-14-30-3D | Standalone | DE0510413 | As per HSA registered indication(s)
Vascular | Vascular occlusion | Vascular coil | Vascular coil - Detachable | Micro Therapeutics Inc | Axium Detachable Coil System (PGLA 3D) | PC-14-40-3D | Standalone | DE0510413 | As per HSA registered indication(s)
Vascular | Vascular occlusion | Vascular coil | Vascular coil - Detachable | Micro Therapeutics Inc | Axium Detachable Coil System (PGLA 3D) | PC-16-40-3D | Standalone | DE0510413 | As per HSA registered indication(s)
Vascular | Vascular occlusion | Vascular coil | Vascular coil - Detachable | Micro Therapeutics Inc | Axium Detachable Coil System (PGLA 3D) | PC-18-40-3D | Standalone | DE0510413 | As per HSA registered indication(s)
Vascular | Vascular occlusion | Vascular coil | Vascular coil - Detachable | Micro Therapeutics Inc | Axium Detachable Coil System (PGLA Helix) | PC-2-1-HELIX | Standalone | DE0510413 | As per HSA registered indication(s)
Vascular | Vascular occlusion | Vascular coil | Vascular coil - Detachable | Micro Therapeutics Inc | Axium Detachable Coil System (PGLA Helix) | PC-2-2-HELIX | Standalone | DE0510413 | As per HSA registered indication(s)
Vascular | Vascular occlusion | Vascular coil | Vascular coil - Detachable | Micro Therapeutics Inc | Axium Detachable Coil System (PGLA Helix) | PC-2-3-HELIX | Standalone | DE0510413 | As per HSA registered indication(s)
Vascular | Vascular occlusion | Vascular coil | Vascular coil - Detachable | Micro Therapeutics Inc | Axium Detachable Coil System (PGLA Helix) | PC-2-4-HELIX | Standalone | DE0510413 | As per HSA registered indication(s)
Vascular | Vascular occlusion | Vascular coil | Vascular coil - Detachable | Micro Therapeutics Inc | Axium Detachable Coil System (PGLA Helix) | PC-2-6-HELIX | Standalone | DE0510413 | As per HSA registered indication(s)
Vascular | Vascular occlusion | Vascular coil | Vascular coil - Detachable | Micro Therapeutics Inc | Axium Detachable Coil System (PGLA Helix) | PC-2-8-HELIX | Standalone | DE0510413 | As per HSA registered indication(s)
Vascular | Vascular occlusion | Vascular coil | Vascular coil - Detachable | Micro Therapeutics Inc | Axium Detachable Coil System (PGLA Helix) | PC-3-4-HELIX | Standalone | DE0510413 | As per HSA registered indication(s)
Vascular | Vascular occlusion | Vascular coil | Vascular coil - Detachable | Micro Therapeutics Inc | Axium Detachable Coil System (PGLA Helix) | PC-3-6-HELIX | Standalone | DE0510413 | As per HSA registered indication(s)
Vascular | Vascular occlusion | Vascular coil | Vascular coil - Detachable | Micro Therapeutics Inc | Axium Detachable Coil System (PGLA Helix) | PC-3-8-HELIX | Standalone | DE0510413 | As per HSA registered indication(s)
Vascular | Vascular occlusion | Vascular coil | Vascular coil - Detachable | Micro Therapeutics Inc | Axium Detachable Coil System (PGLA Helix) | PC-4-8-HELIX | Standalone | DE0510413 | As per HSA registered indication(s)
Vascular | Vascular occlusion | Vascular coil | Vascular coil - Detachable | Micro Therapeutics Inc | Axium Detachable Coil System (PGLA Helix) | PC-4-10-HELIX | Standalone | DE0510413 | As per HSA registered indication(s)
Vascular | Vascular occlusion | Vascular coil | Vascular coil - Detachable | Micro Therapeutics Inc | Axium Detachable Coil System (PGLA Helix) | PC-4-12-HELIX | Standalone | DE0510413 | As per HSA registered indication(s)
Vascular | Vascular occlusion | Vascular coil | Vascular coil - Detachable | Micro Therapeutics Inc | Axium Detachable Coil System (PGLA Helix) | PC-5-15-HELIX | Standalone | DE0510413 | As per HSA registered indication(s)
Vascular | Vascular occlusion | Vascular coil | Vascular coil - Detachable | Micro Therapeutics Inc | Axium Detachable Coil System (PGLA Helix) | PC-5-20-HELIX | Standalone | DE0510413 | As per HSA registered indication(s)
Vascular | Vascular occlusion | Vascular coil | Vascular coil - Detachable | Micro Therapeutics Inc | Axium Detachable Coil System (PGLA Helix) | PC-6-20-HELIX | Standalone | DE0510413 | As per HSA registered indication(s)
Vascular | Vascular occlusion | Vascular coil | Vascular coil - Detachable | Micro Therapeutics Inc | Axium Detachable Coil System (PGLA Helix) | PC-7-20-HELIX | Standalone | DE0510413 | As per HSA registered indication(s)
Vascular | Vascular occlusion | Vascular coil | Vascular coil - Detachable | Micro Therapeutics Inc | Axium Detachable Coil System (PGLA Helix) | PC-7-30-HELIX | Standalone | DE0510413 | As per HSA registered indication(s)
Vascular | Vascular occlusion | Vascular coil | Vascular coil - Detachable | Micro Therapeutics Inc | Axium Detachable Coil System (PGLA Helix) | PC-8-20-HELIX | Standalone | DE0510413 | As per HSA registered indication(s)
Vascular | Vascular occlusion | Vascular coil | Vascular coil - Detachable | Micro Therapeutics Inc | Axium Detachable Coil System (PGLA Helix) | PC-8-30-HELIX | Standalone | DE0510413 | As per HSA registered indication(s)
Vascular | Vascular occlusion | Vascular coil | Vascular coil - Detachable | Micro Therapeutics Inc | Axium Detachable Coil System (PGLA Helix) | PC-9-20-HELIX | Standalone | DE0510413 | As per HSA registered indication(s)
Vascular | Vascular occlusion | Vascular coil | Vascular coil - Detachable | Micro Therapeutics Inc | Axium Detachable Coil System (PGLA Helix) | PC-9-30-HELIX | Standalone | DE0510413 | As per HSA registered indication(s)
Vascular | Vascular occlusion | Vascular coil | Vascular coil - Detachable | Micro Therapeutics Inc | Axium Detachable Coil System (PGLA Helix) | PC-10-20-HELIX | Standalone | DE0510413 | As per HSA registered indication(s)
Vascular | Vascular occlusion | Vascular coil | Vascular coil - Detachable | Micro Therapeutics Inc | Axium Detachable Coil System (PGLA Helix) | PC-10-30-HELIX | Standalone | DE0510413 | As per HSA registered indication(s)
Vascular | Vascular occlusion | Vascular coil | Vascular coil - Detachable | Micro Therapeutics Inc | Axium Detachable Coil System (Nylon Helix) | NC-2-1-HELIX | Standalone | DE0510413 | As per HSA registered indication(s)
Vascular | Vascular occlusion | Vascular coil | Vascular coil - Detachable | Micro Therapeutics Inc | Axium Detachable Coil System (Nylon Helix) | NC-2-2-HELIX | Standalone | DE0510413 | As per HSA registered indication(s)
Vascular | Vascular occlusion | Vascular coil | Vascular coil - Detachable | Micro Therapeutics Inc | Axium Detachable Coil System (Nylon Helix) | NC-2-3-HELIX | Standalone | DE0510413 | As per HSA registered indication(s)
Vascular | Vascular occlusion | Vascular coil | Vascular coil - Detachable | Micro Therapeutics Inc | Axium Detachable Coil System (Nylon Helix) | NC-2-4-HELIX | Standalone | DE0510413 | As per HSA registered indication(s)
Vascular | Vascular occlusion | Vascular coil | Vascular coil - Detachable | Micro Therapeutics Inc | Axium Detachable Coil System (Nylon Helix) | NC-2-6-HELIX | Standalone | DE0510413 | As per HSA registered indication(s)
Vascular | Vascular occlusion | Vascular coil | Vascular coil - Detachable | Micro Therapeutics Inc | Axium Detachable Coil System (Nylon Helix) | NC-2-8-HELIX | Standalone | DE0510413 | As per HSA registered indication(s)
Vascular | Vascular occlusion | Vascular coil | Vascular coil - Detachable | Micro Therapeutics Inc | Axium Detachable Coil System (Nylon Helix) | NC-3-4-HELIX | Standalone | DE0510413 | As per HSA registered indication(s)
Vascular | Vascular occlusion | Vascular coil | Vascular coil - Detachable | Micro Therapeutics Inc | Axium Detachable Coil System (Nylon Helix) | NC-3-6-HELIX | Standalone | DE0510413 | As per HSA registered indication(s)
Vascular | Vascular occlusion | Vascular coil | Vascular coil - Detachable | Micro Therapeutics Inc | Axium Detachable Coil System (Nylon Helix) | NC-3-8-HELIX | Standalone | DE0510413 | As per HSA registered indication(s)
Vascular | Vascular occlusion | Vascular coil | Vascular coil - Detachable | Micro Therapeutics Inc | Axium Detachable Coil System (Nylon Helix) | NC-4-8-HELIX | Standalone | DE0510413 | As per HSA registered indication(s)
Vascular | Vascular occlusion | Vascular coil | Vascular coil - Detachable | Micro Therapeutics Inc | Axium Detachable Coil System (Nylon Helix) | NC-4-10-HELIX | Standalone | DE0510413 | As per HSA registered indication(s)
Neurosurgery | Neurovascular flow diversion | Neurovascular occlusion or flow disruption device | Flow diverter stent | Micro Therapeutics Inc | Pipeline Flex with Shield Technology | PED2-250-10 | Standalone | DE0018823 | As per HSA registered indication(s)
Neurosurgery | Neurovascular flow diversion | Neurovascular occlusion or flow disruption device | Flow diverter stent | Micro Therapeutics Inc | Pipeline Flex with Shield Technology | PED2-250-12 | Standalone | DE0018823 | As per HSA registered indication(s)
Neurosurgery | Neurovascular flow diversion | Neurovascular occlusion or flow disruption device | Flow diverter stent | Micro Therapeutics Inc | Pipeline Flex with Shield Technology | PED2-250-14 | Standalone | DE0018823 | As per HSA registered indication(s)
Neurosurgery | Neurovascular flow diversion | Neurovascular occlusion or flow disruption device | Flow diverter stent | Micro Therapeutics Inc | Pipeline Flex with Shield Technology | PED2-250-16 | Standalone | DE0018823 | As per HSA registered indication(s)
Neurosurgery | Neurovascular flow diversion | Neurovascular occlusion or flow disruption device | Flow diverter stent | Micro Therapeutics Inc | Pipeline Flex with Shield Technology | PED2-250-18 | Standalone | DE0018823 | As per HSA registered indication(s)
Neurosurgery | Neurovascular flow diversion | Neurovascular occlusion or flow disruption device | Flow diverter stent | Micro Therapeutics Inc | Pipeline Flex with Shield Technology | PED2-250-20 | Standalone | DE0018823 | As per HSA registered indication(s)
Neurosurgery | Neurovascular flow diversion | Neurovascular occlusion or flow disruption device | Flow diverter stent | Micro Therapeutics Inc | Pipeline Flex with Shield Technology | PED2-275-10 | Standalone | DE0018823 | As per HSA registered indication(s)
Neurosurgery | Neurovascular flow diversion | Neurovascular occlusion or flow disruption device | Flow diverter stent | Micro Therapeutics Inc | Pipeline Flex with Shield Technology | PED2-275-12 | Standalone | DE0018823 | As per HSA registered indication(s)
Neurosurgery | Neurovascular flow diversion | Neurovascular occlusion or flow disruption device | Flow diverter stent | Micro Therapeutics Inc | Pipeline Flex with Shield Technology | PED2-275-14 | Standalone | DE0018823 | As per HSA registered indication(s)
Neurosurgery | Neurovascular flow diversion | Neurovascular occlusion or flow disruption device | Flow diverter stent | Micro Therapeutics Inc | Pipeline Flex with Shield Technology | PED2-275-16 | Standalone | DE0018823 | As per HSA registered indication(s)
Neurosurgery | Neurovascular flow diversion | Neurovascular occlusion or flow disruption device | Flow diverter stent | Micro Therapeutics Inc | Pipeline Flex with Shield Technology | PED2-275-18 | Standalone | DE0018823 | As per HSA registered indication(s)
Neurosurgery | Neurovascular flow diversion | Neurovascular occlusion or flow disruption device | Flow diverter stent | Micro Therapeutics Inc | Pipeline Flex with Shield Technology | PED2-275-20 | Standalone | DE0018823 | As per HSA registered indication(s)
Neurosurgery | Neurovascular flow diversion | Neurovascular occlusion or flow disruption device | Flow diverter stent | Micro Therapeutics Inc | Pipeline Flex with Shield Technology | PED2-300-10 | Standalone | DE0018823 | As per HSA registered indication(s)
Neurosurgery | Neurovascular flow diversion | Neurovascular occlusion or flow disruption device | Flow diverter stent | Micro Therapeutics Inc | Pipeline Flex with Shield Technology | PED2-300-12 | Standalone | DE0018823 | As per HSA registered indication(s)
Neurosurgery | Neurovascular flow diversion | Neurovascular occlusion or flow disruption device | Flow diverter stent | Micro Therapeutics Inc | Pipeline Flex with Shield Technology | PED2-300-14 | Standalone | DE0018823 | As per HSA registered indication(s)
Neurosurgery | Neurovascular flow diversion | Neurovascular occlusion or flow disruption device | Flow diverter stent | Micro Therapeutics Inc | Pipeline Flex with Shield Technology | PED2-300-16 | Standalone | DE0018823 | As per HSA registered indication(s)
Neurosurgery | Neurovascular flow diversion | Neurovascular occlusion or flow disruption device | Flow diverter stent | Micro Therapeutics Inc | Pipeline Flex with Shield Technology | PED2-300-18 | Standalone | DE0018823 | As per HSA registered indication(s)
Neurosurgery | Neurovascular flow diversion | Neurovascular occlusion or flow disruption device | Flow diverter stent | Micro Therapeutics Inc | Pipeline Flex with Shield Technology | PED2-300-20 | Standalone | DE0018823 | As per HSA registered indication(s)
Neurosurgery | Neurovascular flow diversion | Neurovascular occlusion or flow disruption device | Flow diverter stent | Micro Therapeutics Inc | Pipeline Flex with Shield Technology | PED2-300-25 | Standalone | DE0018823 | As per HSA registered indication(s)
Neurosurgery | Neurovascular flow diversion | Neurovascular occlusion or flow disruption device | Flow diverter stent | Micro Therapeutics Inc | Pipeline Flex with Shield Technology | PED2-300-30 | Standalone | DE0018823 | As per HSA registered indication(s)
Neurosurgery | Neurovascular flow diversion | Neurovascular occlusion or flow disruption device | Flow diverter stent | Micro Therapeutics Inc | Pipeline Flex with Shield Technology | PED2-300-35 | Standalone | DE0018823 | As per HSA registered indication(s)
Neurosurgery | Neurovascular flow diversion | Neurovascular occlusion or flow disruption device | Flow diverter stent | Micro Therapeutics Inc | Pipeline Flex with Shield Technology | PED2-325-10 | Standalone | DE0018823 | As per HSA registered indication(s)
Neurosurgery | Neurovascular flow diversion | Neurovascular occlusion or flow disruption device | Flow diverter stent | Micro Therapeutics Inc | Pipeline Flex with Shield Technology | PED2-325-12 | Standalone | DE0018823 | As per HSA registered indication(s)
Neurosurgery | Neurovascular flow diversion | Neurovascular occlusion or flow disruption device | Flow diverter stent | Micro Therapeutics Inc | Pipeline Flex with Shield Technology | PED2-325-14 | Standalone | DE0018823 | As per HSA registered indication(s)
Neurosurgery | Neurovascular flow diversion | Neurovascular occlusion or flow disruption device | Flow diverter stent | Micro Therapeutics Inc | Pipeline Flex with Shield Technology | PED2-325-16 | Standalone | DE0018823 | As per HSA registered indication(s)
Neurosurgery | Neurovascular flow diversion | Neurovascular occlusion or flow disruption device | Flow diverter stent | Micro Therapeutics Inc | Pipeline Flex with Shield Technology | PED2-325-18 | Standalone | DE0018823 | As per HSA registered indication(s)
Neurosurgery | Neurovascular flow diversion | Neurovascular occlusion or flow disruption device | Flow diverter stent | Micro Therapeutics Inc | Pipeline Flex with Shield Technology | PED2-325-20 | Standalone | DE0018823 | As per HSA registered indication(s)
Neurosurgery | Neurovascular flow diversion | Neurovascular occlusion or flow disruption device | Flow diverter stent | Micro Therapeutics Inc | Pipeline Flex with Shield Technology | PED2-325-25 | Standalone | DE0018823 | As per HSA registered indication(s)
Neurosurgery | Neurovascular flow diversion | Neurovascular occlusion or flow disruption device | Flow diverter stent | Micro Therapeutics Inc | Pipeline Flex with Shield Technology | PED2-325-30 | Standalone | DE0018823 | As per HSA registered indication(s)
Neurosurgery | Neurovascular flow diversion | Neurovascular occlusion or flow disruption device | Flow diverter stent | Micro Therapeutics Inc | Pipeline Flex with Shield Technology | PED2-325-35 | Standalone | DE0018823 | As per HSA registered indication(s)
Neurosurgery | Neurovascular flow diversion | Neurovascular occlusion or flow disruption device | Flow diverter stent | Micro Therapeutics Inc | Pipeline Flex with Shield Technology | PED2-350-10 | Standalone | DE0018823 | As per HSA registered indication(s)
Neurosurgery | Neurovascular flow diversion | Neurovascular occlusion or flow disruption device | Flow diverter stent | Micro Therapeutics Inc | Pipeline Flex with Shield Technology | PED2-350-12 | Standalone | DE0018823 | As per HSA registered indication(s)
Neurosurgery | Neurovascular flow diversion | Neurovascular occlusion or flow disruption device | Flow diverter stent | Micro Therapeutics Inc | Pipeline Flex with Shield Technology | PED2-350-14 | Standalone | DE0018823 | As per HSA registered indication(s)
Neurosurgery | Neurovascular flow diversion | Neurovascular occlusion or flow disruption device | Flow diverter stent | Micro Therapeutics Inc | Pipeline Flex with Shield Technology | PED2-350-16 | Standalone | DE0018823 | As per HSA registered indication(s)
Neurosurgery | Neurovascular flow diversion | Neurovascular occlusion or flow disruption device | Flow diverter stent | Micro Therapeutics Inc | Pipeline Flex with Shield Technology | PED2-350-18 | Standalone | DE0018823 | As per HSA registered indication(s)
Neurosurgery | Neurovascular flow diversion | Neurovascular occlusion or flow disruption device | Flow diverter stent | Micro Therapeutics Inc | Pipeline Flex with Shield Technology | PED2-350-20 | Standalone | DE0018823 | As per HSA registered indication(s)
Neurosurgery | Neurovascular flow diversion | Neurovascular occlusion or flow disruption device | Flow diverter stent | Micro Therapeutics Inc | Pipeline Flex with Shield Technology | PED2-350-25 | Standalone | DE0018823 | As per HSA registered indication(s)
Neurosurgery | Neurovascular flow diversion | Neurovascular occlusion or flow disruption device | Flow diverter stent | Micro Therapeutics Inc | Pipeline Flex with Shield Technology | PED2-350-30 | Standalone | DE0018823 | As per HSA registered indication(s)
Neurosurgery | Neurovascular flow diversion | Neurovascular occlusion or flow disruption device | Flow diverter stent | Micro Therapeutics Inc | Pipeline Flex with Shield Technology | PED2-350-35 | Standalone | DE0018823 | As per HSA registered indication(s)
Neurosurgery | Neurovascular flow diversion | Neurovascular occlusion or flow disruption device | Flow diverter stent | Micro Therapeutics Inc | Pipeline Flex with Shield Technology | PED2-375-10 | Standalone | DE0018823 | As per HSA registered indication(s)
Neurosurgery | Neurovascular flow diversion | Neurovascular occlusion or flow disruption device | Flow diverter stent | Micro Therapeutics Inc | Pipeline Flex with Shield Technology | PED2-375-12 | Standalone | DE0018823 | As per HSA registered indication(s)
Neurosurgery | Neurovascular flow diversion | Neurovascular occlusion or flow disruption device | Flow diverter stent | Micro Therapeutics Inc | Pipeline Flex with Shield Technology | PED2-375-14 | Standalone | DE0018823 | As per HSA registered indication(s)
Neurosurgery | Neurovascular flow diversion | Neurovascular occlusion or flow disruption device | Flow diverter stent | Micro Therapeutics Inc | Pipeline Flex with Shield Technology | PED2-375-16 | Standalone | DE0018823 | As per HSA registered indication(s)
Neurosurgery | Neurovascular flow diversion | Neurovascular occlusion or flow disruption device | Flow diverter stent | Micro Therapeutics Inc | Pipeline Flex with Shield Technology | PED2-375-18 | Standalone | DE0018823 | As per HSA registered indication(s)
Neurosurgery | Neurovascular flow diversion | Neurovascular occlusion or flow disruption device | Flow diverter stent | Micro Therapeutics Inc | Pipeline Flex with Shield Technology | PED2-375-20 | Standalone | DE0018823 | As per HSA registered indication(s)
Neurosurgery | Neurovascular flow diversion | Neurovascular occlusion or flow disruption device | Flow diverter stent | Micro Therapeutics Inc | Pipeline Flex with Shield Technology | PED2-375-25 | Standalone | DE0018823 | As per HSA registered indication(s)
Neurosurgery | Neurovascular flow diversion | Neurovascular occlusion or flow disruption device | Flow diverter stent | Micro Therapeutics Inc | Pipeline Flex with Shield Technology | PED2-375-30 | Standalone | DE0018823 | As per HSA registered indication(s)
Neurosurgery | Neurovascular flow diversion | Neurovascular occlusion or flow disruption device | Flow diverter stent | Micro Therapeutics Inc | Pipeline Flex with Shield Technology | PED2-375-35 | Standalone | DE0018823 | As per HSA registered indication(s)
Neurosurgery | Neurovascular flow diversion | Neurovascular occlusion or flow disruption device | Flow diverter stent | Micro Therapeutics Inc | Pipeline Flex with Shield Technology | PED2-400-12 | Standalone | DE0018823 | As per HSA registered indication(s)
Neurosurgery | Neurovascular flow diversion | Neurovascular occlusion or flow disruption device | Flow diverter stent | Micro Therapeutics Inc | Pipeline Flex with Shield Technology | PED2-400-14 | Standalone | DE0018823 | As per HSA registered indication(s)
Neurosurgery | Neurovascular flow diversion | Neurovascular occlusion or flow disruption device | Flow diverter stent | Micro Therapeutics Inc | Pipeline Flex with Shield Technology | PED2-400-16 | Standalone | DE0018823 | As per HSA registered indication(s)
Neurosurgery | Neurovascular flow diversion | Neurovascular occlusion or flow disruption device | Flow diverter stent | Micro Therapeutics Inc | Pipeline Flex with Shield Technology | PED2-400-18 | Standalone | DE0018823 | As per HSA registered indication(s)
Neurosurgery | Neurovascular flow diversion | Neurovascular occlusion or flow disruption device | Flow diverter stent | Micro Therapeutics Inc | Pipeline Flex with Shield Technology | PED2-400-20 | Standalone | DE0018823 | As per HSA registered indication(s)
Neurosurgery | Neurovascular flow diversion | Neurovascular occlusion or flow disruption device | Flow diverter stent | Micro Therapeutics Inc | Pipeline Flex with Shield Technology | PED2-400-25 | Standalone | DE0018823 | As per HSA registered indication(s)
Neurosurgery | Neurovascular flow diversion | Neurovascular occlusion or flow disruption device | Flow diverter stent | Micro Therapeutics Inc | Pipeline Flex with Shield Technology | PED2-400-30 | Standalone | DE0018823 | As per HSA registered indication(s)
Neurosurgery | Neurovascular flow diversion | Neurovascular occlusion or flow disruption device | Flow diverter stent | Micro Therapeutics Inc | Pipeline Flex with Shield Technology | PED2-400-35 | Standalone | DE0018823 | As per HSA registered indication(s)
Neurosurgery | Neurovascular flow diversion | Neurovascular occlusion or flow disruption device | Flow diverter stent | Micro Therapeutics Inc | Pipeline Flex with Shield Technology | PED2-425-12 | Standalone | DE0018823 | As per HSA registered indication(s)
Neurosurgery | Neurovascular flow diversion | Neurovascular occlusion or flow disruption device | Flow diverter stent | Micro Therapeutics Inc | Pipeline Flex with Shield Technology | PED2-425-14 | Standalone | DE0018823 | As per HSA registered indication(s)
Neurosurgery | Neurovascular flow diversion | Neurovascular occlusion or flow disruption device | Flow diverter stent | Micro Therapeutics Inc | Pipeline Flex with Shield Technology | PED2-425-16 | Standalone | DE0018823 | As per HSA registered indication(s)
Neurosurgery | Neurovascular flow diversion | Neurovascular occlusion or flow disruption device | Flow diverter stent | Micro Therapeutics Inc | Pipeline Flex with Shield Technology | PED2-425-18 | Standalone | DE0018823 | As per HSA registered indication(s)
Neurosurgery | Neurovascular flow diversion | Neurovascular occlusion or flow disruption device | Flow diverter stent | Micro Therapeutics Inc | Pipeline Flex with Shield Technology | PED2-425-20 | Standalone | DE0018823 | As per HSA registered indication(s)
Neurosurgery | Neurovascular flow diversion | Neurovascular occlusion or flow disruption device | Flow diverter stent | Micro Therapeutics Inc | Pipeline Flex with Shield Technology | PED2-425-25 | Standalone | DE0018823 | As per HSA registered indication(s)
Neurosurgery | Neurovascular flow diversion | Neurovascular occlusion or flow disruption device | Flow diverter stent | Micro Therapeutics Inc | Pipeline Flex with Shield Technology | PED2-425-30 | Standalone | DE0018823 | As per HSA registered indication(s)
Neurosurgery | Neurovascular flow diversion | Neurovascular occlusion or flow disruption device | Flow diverter stent | Micro Therapeutics Inc | Pipeline Flex with Shield Technology | PED2-425-35 | Standalone | DE0018823 | As per HSA registered indication(s)
Neurosurgery | Neurovascular flow diversion | Neurovascular occlusion or flow disruption device | Flow diverter stent | Micro Therapeutics Inc | Pipeline Flex with Shield Technology | PED2-450-12 | Standalone | DE0018823 | As per HSA registered indication(s)
Neurosurgery | Neurovascular flow diversion | Neurovascular occlusion or flow disruption device | Flow diverter stent | Micro Therapeutics Inc | Pipeline Flex with Shield Technology | PED2-450-14 | Standalone | DE0018823 | As per HSA registered indication(s)
Neurosurgery | Neurovascular flow diversion | Neurovascular occlusion or flow disruption device | Flow diverter stent | Micro Therapeutics Inc | Pipeline Flex with Shield Technology | PED2-450-16 | Standalone | DE0018823 | As per HSA registered indication(s)
Neurosurgery | Neurovascular flow diversion | Neurovascular occlusion or flow disruption device | Flow diverter stent | Micro Therapeutics Inc | Pipeline Flex with Shield Technology | PED2-450-18 | Standalone | DE0018823 | As per HSA registered indication(s)
Neurosurgery | Neurovascular flow diversion | Neurovascular occlusion or flow disruption device | Flow diverter stent | Micro Therapeutics Inc | Pipeline Flex with Shield Technology | PED2-450-20 | Standalone | DE0018823 | As per HSA registered indication(s)
Neurosurgery | Neurovascular flow diversion | Neurovascular occlusion or flow disruption device | Flow diverter stent | Micro Therapeutics Inc | Pipeline Flex with Shield Technology | PED2-450-25 | Standalone | DE0018823 | As per HSA registered indication(s)
Neurosurgery | Neurovascular flow diversion | Neurovascular occlusion or flow disruption device | Flow diverter stent | Micro Therapeutics Inc | Pipeline Flex with Shield Technology | PED2-450-30 | Standalone | DE0018823 | As per HSA registered indication(s)
Neurosurgery | Neurovascular flow diversion | Neurovascular occlusion or flow disruption device | Flow diverter stent | Micro Therapeutics Inc | Pipeline Flex with Shield Technology | PED2-450-35 | Standalone | DE0018823 | As per HSA registered indication(s)
Neurosurgery | Neurovascular flow diversion | Neurovascular occlusion or flow disruption device | Flow diverter stent | Micro Therapeutics Inc | Pipeline Flex with Shield Technology | PED2-475-12 | Standalone | DE0018823 | As per HSA registered indication(s)
Neurosurgery | Neurovascular flow diversion | Neurovascular occlusion or flow disruption device | Flow diverter stent | Micro Therapeutics Inc | Pipeline Flex with Shield Technology | PED2-475-14 | Standalone | DE0018823 | As per HSA registered indication(s)
Neurosurgery | Neurovascular flow diversion | Neurovascular occlusion or flow disruption device | Flow diverter stent | Micro Therapeutics Inc | Pipeline Flex with Shield Technology | PED2-475-16 | Standalone | DE0018823 | As per HSA registered indication(s)
Neurosurgery | Neurovascular flow diversion | Neurovascular occlusion or flow disruption device | Flow diverter stent | Micro Therapeutics Inc | Pipeline Flex with Shield Technology | PED2-475-18 | Standalone | DE0018823 | As per HSA registered indication(s)
Neurosurgery | Neurovascular flow diversion | Neurovascular occlusion or flow disruption device | Flow diverter stent | Micro Therapeutics Inc | Pipeline Flex with Shield Technology | PED2-475-20 | Standalone | DE0018823 | As per HSA registered indication(s)
Neurosurgery | Neurovascular flow diversion | Neurovascular occlusion or flow disruption device | Flow diverter stent | Micro Therapeutics Inc | Pipeline Flex with Shield Technology | PED2-475-25 | Standalone | DE0018823 | As per HSA registered indication(s)
Neurosurgery | Neurovascular flow diversion | Neurovascular occlusion or flow disruption device | Flow diverter stent | Micro Therapeutics Inc | Pipeline Flex with Shield Technology | PED2-475-30 | Standalone | DE0018823 | As per HSA registered indication(s)
Neurosurgery | Neurovascular flow diversion | Neurovascular occlusion or flow disruption device | Flow diverter stent | Micro Therapeutics Inc | Pipeline Flex with Shield Technology | PED2-475-35 | Standalone | DE0018823 | As per HSA registered indication(s)
Neurosurgery | Neurovascular flow diversion | Neurovascular occlusion or flow disruption device | Flow diverter stent | Micro Therapeutics Inc | Pipeline Flex with Shield Technology | PED2-500-12 | Standalone | DE0018823 | As per HSA registered indication(s)
Neurosurgery | Neurovascular flow diversion | Neurovascular occlusion or flow disruption device | Flow diverter stent | Micro Therapeutics Inc | Pipeline Flex with Shield Technology | PED2-500-14 | Standalone | DE0018823 | As per HSA registered indication(s)
Neurosurgery | Neurovascular flow diversion | Neurovascular occlusion or flow disruption device | Flow diverter stent | Micro Therapeutics Inc | Pipeline Flex with Shield Technology | PED2-500-16 | Standalone | DE0018823 | As per HSA registered indication(s)
Neurosurgery | Neurovascular flow diversion | Neurovascular occlusion or flow disruption device | Flow diverter stent | Micro Therapeutics Inc | Pipeline Flex with Shield Technology | PED2-500-18 | Standalone | DE0018823 | As per HSA registered indication(s)
Neurosurgery | Neurovascular flow diversion | Neurovascular occlusion or flow disruption device | Flow diverter stent | Micro Therapeutics Inc | Pipeline Flex with Shield Technology | PED2-500-20 | Standalone | DE0018823 | As per HSA registered indication(s)
Neurosurgery | Neurovascular flow diversion | Neurovascular occlusion or flow disruption device | Flow diverter stent | Micro Therapeutics Inc | Pipeline Flex with Shield Technology | PED2-500-25 | Standalone | DE0018823 | As per HSA registered indication(s)
Neurosurgery | Neurovascular flow diversion | Neurovascular occlusion or flow disruption device | Flow diverter stent | Micro Therapeutics Inc | Pipeline Flex with Shield Technology | PED2-500-30 | Standalone | DE0018823 | As per HSA registered indication(s)
Neurosurgery | Neurovascular flow diversion | Neurovascular occlusion or flow disruption device | Flow diverter stent | Micro Therapeutics Inc | Pipeline Flex with Shield Technology | PED2-500-35 | Standalone | DE0018823 | As per HSA registered indication(s)
Neurosurgery | Neurovascular flow diversion | Neurovascular occlusion or flow disruption device | Flow diverter stent | Micro Therapeutics Inc | Pipeline Flex with Shield Technology | PED2-400-10 | Standalone | DE0018823 | As per HSA registered indication(s)
Neurosurgery | Neurovascular flow diversion | Neurovascular occlusion or flow disruption device | Flow diverter stent | Micro Therapeutics Inc | Pipeline Flex with Shield Technology | PED2-425-10 | Standalone | DE0018823 | As per HSA registered indication(s)
Neurosurgery | Neurovascular flow diversion | Neurovascular occlusion or flow disruption device | Flow diverter stent | Micro Therapeutics Inc | Pipeline Flex with Shield Technology | PED2-450-10 | Standalone | DE0018823 | As per HSA registered indication(s)
Neurosurgery | Neurovascular flow diversion | Neurovascular occlusion or flow disruption device | Flow diverter stent | Micro Therapeutics Inc | Pipeline Flex with Shield Technology | PED2-475-10 | Standalone | DE0018823 | As per HSA registered indication(s)
Neurosurgery | Neurovascular flow diversion | Neurovascular occlusion or flow disruption device | Flow diverter stent | Micro Therapeutics Inc | Pipeline Flex with Shield Technology | PED2-500-10 | Standalone | DE0018823 | As per HSA registered indication(s)
Orthopaedics | Spine - Thoracolumbar (TL) and sacral surgery | TL and sacral fusion and fixation implant | TL Rod | Highridge Medical | Rod, Ti 5.5mm x 450mm, Straight | 07.02013.002 | Standalone | DE0510347 | As per HSA registered indication(s) except for radiolucent implants which should be used as follows:  in patients with primary or metastatic spinal tumours who would benefit from post-operative high dose high precision beam therapy upon appropriate and stringent patient selection;  Patient selection should be done via standardised assessment such as the neurological-oncological-mechanical systemic (NOMS) framework; and  The assessment should be carried out by a multidisciplinary team (MDT), which may be inclusive of, but not limited to, radiation oncologists, spine surgeons and interventional radiologists, among others.
Orthopaedics | Spine - Thoracolumbar (TL) and sacral surgery | TL and sacral fusion and fixation implant | TL Rod | Highridge Medical | Rod, Ti 5.5mm x 600mm, Straight | 07.02013.004 | Standalone | DE0510347 | As per HSA registered indication(s) except for radiolucent implants which should be used as follows:  in patients with primary or metastatic spinal tumours who would benefit from post-operative high dose high precision beam therapy upon appropriate and stringent patient selection;  Patient selection should be done via standardised assessment such as the neurological-oncological-mechanical systemic (NOMS) framework; and  The assessment should be carried out by a multidisciplinary team (MDT), which may be inclusive of, but not limited to, radiation oncologists, spine surgeons and interventional radiologists, among others.
Orthopaedics | Spine - Thoracolumbar (TL) and sacral surgery | TL and sacral fusion and fixation implant | TL Rod | Highridge Medical | Rod, CoCr 5.5mm x 450mm, Straight | 07.02016.002 | Standalone | DE0510347 | As per HSA registered indication(s) except for radiolucent implants which should be used as follows:  in patients with primary or metastatic spinal tumours who would benefit from post-operative high dose high precision beam therapy upon appropriate and stringent patient selection;  Patient selection should be done via standardised assessment such as the neurological-oncological-mechanical systemic (NOMS) framework; and  The assessment should be carried out by a multidisciplinary team (MDT), which may be inclusive of, but not limited to, radiation oncologists, spine surgeons and interventional radiologists, among others.
Orthopaedics | Spine - Thoracolumbar (TL) and sacral surgery | TL and sacral fusion and fixation implant | TL Rod | Highridge Medical | Rod, CoCr 5.5mm x 600mm, Straight | 07.02016.004 | Standalone | DE0510347 | As per HSA registered indication(s) except for radiolucent implants which should be used as follows:  in patients with primary or metastatic spinal tumours who would benefit from post-operative high dose high precision beam therapy upon appropriate and stringent patient selection;  Patient selection should be done via standardised assessment such as the neurological-oncological-mechanical systemic (NOMS) framework; and  The assessment should be carried out by a multidisciplinary team (MDT), which may be inclusive of, but not limited to, radiation oncologists, spine surgeons and interventional radiologists, among others.
Orthopaedics | Spine - Thoracolumbar (TL) and sacral surgery | TL and sacral fusion and fixation implant | TL Rod | Highridge Medical | Rod, Ti 6.0mm x 450mm, Straight | 07.02019.002 | Standalone | DE0510347 | As per HSA registered indication(s) except for radiolucent implants which should be used as follows:  in patients with primary or metastatic spinal tumours who would benefit from post-operative high dose high precision beam therapy upon appropriate and stringent patient selection;  Patient selection should be done via standardised assessment such as the neurological-oncological-mechanical systemic (NOMS) framework; and  The assessment should be carried out by a multidisciplinary team (MDT), which may be inclusive of, but not limited to, radiation oncologists, spine surgeons and interventional radiologists, among others.
Orthopaedics | Spine - Thoracolumbar (TL) and sacral surgery | TL and sacral fusion and fixation implant | TL Rod | Highridge Medical | Rod, Ti 6.0mm x 600mm, Straight | 07.02019.004 | Standalone | DE0510347 | As per HSA registered indication(s) except for radiolucent implants which should be used as follows:  in patients with primary or metastatic spinal tumours who would benefit from post-operative high dose high precision beam therapy upon appropriate and stringent patient selection;  Patient selection should be done via standardised assessment such as the neurological-oncological-mechanical systemic (NOMS) framework; and  The assessment should be carried out by a multidisciplinary team (MDT), which may be inclusive of, but not limited to, radiation oncologists, spine surgeons and interventional radiologists, among others.
Orthopaedics | Spine - Thoracolumbar (TL) and sacral surgery | TL and sacral fusion and fixation implant | TL Rod | Highridge Medical | Rod, CoCr 6.0mm x 450mm, Straight | 07.02022.002 | Standalone | DE0510347 | As per HSA registered indication(s) except for radiolucent implants which should be used as follows:  in patients with primary or metastatic spinal tumours who would benefit from post-operative high dose high precision beam therapy upon appropriate and stringent patient selection;  Patient selection should be done via standardised assessment such as the neurological-oncological-mechanical systemic (NOMS) framework; and  The assessment should be carried out by a multidisciplinary team (MDT), which may be inclusive of, but not limited to, radiation oncologists, spine surgeons and interventional radiologists, among others.
Orthopaedics | Spine - Thoracolumbar (TL) and sacral surgery | TL and sacral fusion and fixation implant | TL Rod | Highridge Medical | Rod, CoCr 6.0mm x 600mm, Straight | 07.02022.004 | Standalone | DE0510347 | As per HSA registered indication(s) except for radiolucent implants which should be used as follows:  in patients with primary or metastatic spinal tumours who would benefit from post-operative high dose high precision beam therapy upon appropriate and stringent patient selection;  Patient selection should be done via standardised assessment such as the neurological-oncological-mechanical systemic (NOMS) framework; and  The assessment should be carried out by a multidisciplinary team (MDT), which may be inclusive of, but not limited to, radiation oncologists, spine surgeons and interventional radiologists, among others.
Orthopaedics | Spine - Thoracolumbar (TL) and sacral surgery | TL and sacral fusion and fixation implant | TL pedicle screw - Shank, tulip | Highridge Medical | Cannulated Polyaxial Screw 4.5X20MM | 801M4520 | Standalone | DE0510347 | As per HSA registered indication(s) except for radiolucent implants which should be used as follows:  in patients with primary or metastatic spinal tumours who would benefit from post-operative high dose high precision beam therapy upon appropriate and stringent patient selection;  Patient selection should be done via standardised assessment such as the neurological-oncological-mechanical systemic (NOMS) framework; and  The assessment should be carried out by a multidisciplinary team (MDT), which may be inclusive of, but not limited to, radiation oncologists, spine surgeons and interventional radiologists, among others.
Orthopaedics | Spine - Thoracolumbar (TL) and sacral surgery | TL and sacral fusion and fixation implant | TL pedicle screw - Shank, tulip | Highridge Medical | Cannulated Polyaxial Screw 4.5X25MM | 801M4525 | Standalone | DE0510347 | As per HSA registered indication(s) except for radiolucent implants which should be used as follows:  in patients with primary or metastatic spinal tumours who would benefit from post-operative high dose high precision beam therapy upon appropriate and stringent patient selection;  Patient selection should be done via standardised assessment such as the neurological-oncological-mechanical systemic (NOMS) framework; and  The assessment should be carried out by a multidisciplinary team (MDT), which may be inclusive of, but not limited to, radiation oncologists, spine surgeons and interventional radiologists, among others.
Orthopaedics | Spine - Thoracolumbar (TL) and sacral surgery | TL and sacral fusion and fixation implant | TL pedicle screw - Shank, tulip | Highridge Medical | Cannulated Polyaxial Screw 4.5X30MM | 801M4530 | Standalone | DE0510347 | As per HSA registered indication(s) except for radiolucent implants which should be used as follows:  in patients with primary or metastatic spinal tumours who would benefit from post-operative high dose high precision beam therapy upon appropriate and stringent patient selection;  Patient selection should be done via standardised assessment such as the neurological-oncological-mechanical systemic (NOMS) framework; and  The assessment should be carried out by a multidisciplinary team (MDT), which may be inclusive of, but not limited to, radiation oncologists, spine surgeons and interventional radiologists, among others.
Orthopaedics | Spine - Thoracolumbar (TL) and sacral surgery | TL and sacral fusion and fixation implant | TL pedicle screw - Shank, tulip | Highridge Medical | Cannulated Polyaxial Screw 4.5X35MM | 801M4535 | Standalone | DE0510347 | As per HSA registered indication(s) except for radiolucent implants which should be used as follows:  in patients with primary or metastatic spinal tumours who would benefit from post-operative high dose high precision beam therapy upon appropriate and stringent patient selection;  Patient selection should be done via standardised assessment such as the neurological-oncological-mechanical systemic (NOMS) framework; and  The assessment should be carried out by a multidisciplinary team (MDT), which may be inclusive of, but not limited to, radiation oncologists, spine surgeons and interventional radiologists, among others.
Orthopaedics | Spine - Thoracolumbar (TL) and sacral surgery | TL and sacral fusion and fixation implant | TL pedicle screw - Shank, tulip | Highridge Medical | Cannulated Polyaxial Screw 4.5X40MM | 801M4540 | Standalone | DE0510347 | As per HSA registered indication(s) except for radiolucent implants which should be used as follows:  in patients with primary or metastatic spinal tumours who would benefit from post-operative high dose high precision beam therapy upon appropriate and stringent patient selection;  Patient selection should be done via standardised assessment such as the neurological-oncological-mechanical systemic (NOMS) framework; and  The assessment should be carried out by a multidisciplinary team (MDT), which may be inclusive of, but not limited to, radiation oncologists, spine surgeons and interventional radiologists, among others.
Orthopaedics | Spine - Thoracolumbar (TL) and sacral surgery | TL and sacral fusion and fixation implant | TL pedicle screw - Shank, tulip | Highridge Medical | Cannulated Polyaxial Screw 4.5X45MM | 801M4545 | Standalone | DE0510347 | As per HSA registered indication(s) except for radiolucent implants which should be used as follows:  in patients with primary or metastatic spinal tumours who would benefit from post-operative high dose high precision beam therapy upon appropriate and stringent patient selection;  Patient selection should be done via standardised assessment such as the neurological-oncological-mechanical systemic (NOMS) framework; and  The assessment should be carried out by a multidisciplinary team (MDT), which may be inclusive of, but not limited to, radiation oncologists, spine surgeons and interventional radiologists, among others.
Orthopaedics | Spine - Thoracolumbar (TL) and sacral surgery | TL and sacral fusion and fixation implant | TL pedicle screw - Shank, tulip | Highridge Medical | Cannulated Polyaxial Screw 4.5X50MM | 801M4550 | Standalone | DE0510347 | As per HSA registered indication(s) except for radiolucent implants which should be used as follows:  in patients with primary or metastatic spinal tumours who would benefit from post-operative high dose high precision beam therapy upon appropriate and stringent patient selection;  Patient selection should be done via standardised assessment such as the neurological-oncological-mechanical systemic (NOMS) framework; and  The assessment should be carried out by a multidisciplinary team (MDT), which may be inclusive of, but not limited to, radiation oncologists, spine surgeons and interventional radiologists, among others.
Orthopaedics | Spine - Thoracolumbar (TL) and sacral surgery | TL and sacral fusion and fixation implant | TL pedicle screw - Shank, tulip | Highridge Medical | Cannulated Polyaxial Screw 4.5X55MM | 801M4555 | Standalone | DE0510347 | As per HSA registered indication(s) except for radiolucent implants which should be used as follows:  in patients with primary or metastatic spinal tumours who would benefit from post-operative high dose high precision beam therapy upon appropriate and stringent patient selection;  Patient selection should be done via standardised assessment such as the neurological-oncological-mechanical systemic (NOMS) framework; and  The assessment should be carried out by a multidisciplinary team (MDT), which may be inclusive of, but not limited to, radiation oncologists, spine surgeons and interventional radiologists, among others.
Orthopaedics | Spine - Thoracolumbar (TL) and sacral surgery | TL and sacral fusion and fixation implant | TL pedicle screw - Shank, tulip | Highridge Medical | Cannulated Polyaxial Screw 4.5X60MM | 801M4560 | Standalone | DE0510347 | As per HSA registered indication(s) except for radiolucent implants which should be used as follows:  in patients with primary or metastatic spinal tumours who would benefit from post-operative high dose high precision beam therapy upon appropriate and stringent patient selection;  Patient selection should be done via standardised assessment such as the neurological-oncological-mechanical systemic (NOMS) framework; and  The assessment should be carried out by a multidisciplinary team (MDT), which may be inclusive of, but not limited to, radiation oncologists, spine surgeons and interventional radiologists, among others.
Orthopaedics | Spine - Thoracolumbar (TL) and sacral surgery | TL and sacral fusion and fixation implant | TL pedicle screw - Shank, tulip | Highridge Medical | Cannulated Polyaxial Screw 5.0X20MM | 801M5020 | Standalone | DE0510347 | As per HSA registered indication(s) except for radiolucent implants which should be used as follows:  in patients with primary or metastatic spinal tumours who would benefit from post-operative high dose high precision beam therapy upon appropriate and stringent patient selection;  Patient selection should be done via standardised assessment such as the neurological-oncological-mechanical systemic (NOMS) framework; and  The assessment should be carried out by a multidisciplinary team (MDT), which may be inclusive of, but not limited to, radiation oncologists, spine surgeons and interventional radiologists, among others.
Orthopaedics | Spine - Thoracolumbar (TL) and sacral surgery | TL and sacral fusion and fixation implant | TL pedicle screw - Shank, tulip | Highridge Medical | Cannulated Polyaxial Screw 5.0X25MM | 801M5025 | Standalone | DE0510347 | As per HSA registered indication(s) except for radiolucent implants which should be used as follows:  in patients with primary or metastatic spinal tumours who would benefit from post-operative high dose high precision beam therapy upon appropriate and stringent patient selection;  Patient selection should be done via standardised assessment such as the neurological-oncological-mechanical systemic (NOMS) framework; and  The assessment should be carried out by a multidisciplinary team (MDT), which may be inclusive of, but not limited to, radiation oncologists, spine surgeons and interventional radiologists, among others.
Orthopaedics | Spine - Thoracolumbar (TL) and sacral surgery | TL and sacral fusion and fixation implant | TL pedicle screw - Shank, tulip | Highridge Medical | Cannulated Polyaxial Screw 5.0X30MM | 801M5030 | Standalone | DE0510347 | As per HSA registered indication(s) except for radiolucent implants which should be used as follows:  in patients with primary or metastatic spinal tumours who would benefit from post-operative high dose high precision beam therapy upon appropriate and stringent patient selection;  Patient selection should be done via standardised assessment such as the neurological-oncological-mechanical systemic (NOMS) framework; and  The assessment should be carried out by a multidisciplinary team (MDT), which may be inclusive of, but not limited to, radiation oncologists, spine surgeons and interventional radiologists, among others.
Orthopaedics | Spine - Thoracolumbar (TL) and sacral surgery | TL and sacral fusion and fixation implant | TL pedicle screw - Shank, tulip | Highridge Medical | Cannulated Polyaxial Screw 5.0X35MM | 801M5035 | Standalone | DE0510347 | As per HSA registered indication(s) except for radiolucent implants which should be used as follows:  in patients with primary or metastatic spinal tumours who would benefit from post-operative high dose high precision beam therapy upon appropriate and stringent patient selection;  Patient selection should be done via standardised assessment such as the neurological-oncological-mechanical systemic (NOMS) framework; and  The assessment should be carried out by a multidisciplinary team (MDT), which may be inclusive of, but not limited to, radiation oncologists, spine surgeons and interventional radiologists, among others.
Orthopaedics | Spine - Thoracolumbar (TL) and sacral surgery | TL and sacral fusion and fixation implant | TL pedicle screw - Shank, tulip | Highridge Medical | Cannulated Polyaxial Screw 5.0X40MM | 801M5040 | Standalone | DE0510347 | As per HSA registered indication(s) except for radiolucent implants which should be used as follows:  in patients with primary or metastatic spinal tumours who would benefit from post-operative high dose high precision beam therapy upon appropriate and stringent patient selection;  Patient selection should be done via standardised assessment such as the neurological-oncological-mechanical systemic (NOMS) framework; and  The assessment should be carried out by a multidisciplinary team (MDT), which may be inclusive of, but not limited to, radiation oncologists, spine surgeons and interventional radiologists, among others.
Orthopaedics | Spine - Thoracolumbar (TL) and sacral surgery | TL and sacral fusion and fixation implant | TL pedicle screw - Shank, tulip | Highridge Medical | Cannulated Polyaxial Screw 5.0X45MM | 801M5045 | Standalone | DE0510347 | As per HSA registered indication(s) except for radiolucent implants which should be used as follows:  in patients with primary or metastatic spinal tumours who would benefit from post-operative high dose high precision beam therapy upon appropriate and stringent patient selection;  Patient selection should be done via standardised assessment such as the neurological-oncological-mechanical systemic (NOMS) framework; and  The assessment should be carried out by a multidisciplinary team (MDT), which may be inclusive of, but not limited to, radiation oncologists, spine surgeons and interventional radiologists, among others.
Orthopaedics | Spine - Thoracolumbar (TL) and sacral surgery | TL and sacral fusion and fixation implant | TL pedicle screw - Shank, tulip | Highridge Medical | Cannulated Polyaxial Screw 5.0X50MM | 801M5050 | Standalone | DE0510347 | As per HSA registered indication(s) except for radiolucent implants which should be used as follows:  in patients with primary or metastatic spinal tumours who would benefit from post-operative high dose high precision beam therapy upon appropriate and stringent patient selection;  Patient selection should be done via standardised assessment such as the neurological-oncological-mechanical systemic (NOMS) framework; and  The assessment should be carried out by a multidisciplinary team (MDT), which may be inclusive of, but not limited to, radiation oncologists, spine surgeons and interventional radiologists, among others.
Orthopaedics | Spine - Thoracolumbar (TL) and sacral surgery | TL and sacral fusion and fixation implant | TL pedicle screw - Shank, tulip | Highridge Medical | Cannulated Polyaxial Screw 5.0X55MM | 801M5055 | Standalone | DE0510347 | As per HSA registered indication(s) except for radiolucent implants which should be used as follows:  in patients with primary or metastatic spinal tumours who would benefit from post-operative high dose high precision beam therapy upon appropriate and stringent patient selection;  Patient selection should be done via standardised assessment such as the neurological-oncological-mechanical systemic (NOMS) framework; and  The assessment should be carried out by a multidisciplinary team (MDT), which may be inclusive of, but not limited to, radiation oncologists, spine surgeons and interventional radiologists, among others.
Orthopaedics | Spine - Thoracolumbar (TL) and sacral surgery | TL and sacral fusion and fixation implant | TL pedicle screw - Shank, tulip | Highridge Medical | Cannulated Polyaxial Screw 5.0X60MM | 801M5060 | Standalone | DE0510347 | As per HSA registered indication(s) except for radiolucent implants which should be used as follows:  in patients with primary or metastatic spinal tumours who would benefit from post-operative high dose high precision beam therapy upon appropriate and stringent patient selection;  Patient selection should be done via standardised assessment such as the neurological-oncological-mechanical systemic (NOMS) framework; and  The assessment should be carried out by a multidisciplinary team (MDT), which may be inclusive of, but not limited to, radiation oncologists, spine surgeons and interventional radiologists, among others.
Orthopaedics | Spine - Thoracolumbar (TL) and sacral surgery | TL and sacral fusion and fixation implant | TL pedicle screw - Shank, tulip | Highridge Medical | Cannulated Polyaxial Screw 5.5X100MM | 801M5500 | Standalone | DE0510347 | As per HSA registered indication(s) except for radiolucent implants which should be used as follows:  in patients with primary or metastatic spinal tumours who would benefit from post-operative high dose high precision beam therapy upon appropriate and stringent patient selection;  Patient selection should be done via standardised assessment such as the neurological-oncological-mechanical systemic (NOMS) framework; and  The assessment should be carried out by a multidisciplinary team (MDT), which may be inclusive of, but not limited to, radiation oncologists, spine surgeons and interventional radiologists, among others.
Orthopaedics | Spine - Thoracolumbar (TL) and sacral surgery | TL and sacral fusion and fixation implant | TL pedicle screw - Shank, tulip | Highridge Medical | Cannulated Polyaxial Screw 5.5X105MM | 801M5505 | Standalone | DE0510347 | As per HSA registered indication(s) except for radiolucent implants which should be used as follows:  in patients with primary or metastatic spinal tumours who would benefit from post-operative high dose high precision beam therapy upon appropriate and stringent patient selection;  Patient selection should be done via standardised assessment such as the neurological-oncological-mechanical systemic (NOMS) framework; and  The assessment should be carried out by a multidisciplinary team (MDT), which may be inclusive of, but not limited to, radiation oncologists, spine surgeons and interventional radiologists, among others.
Orthopaedics | Spine - Thoracolumbar (TL) and sacral surgery | TL and sacral fusion and fixation implant | TL pedicle screw - Shank, tulip | Highridge Medical | Cannulated Polyaxial Screw 5.5X110MM | 801M5510 | Standalone | DE0510347 | As per HSA registered indication(s) except for radiolucent implants which should be used as follows:  in patients with primary or metastatic spinal tumours who would benefit from post-operative high dose high precision beam therapy upon appropriate and stringent patient selection;  Patient selection should be done via standardised assessment such as the neurological-oncological-mechanical systemic (NOMS) framework; and  The assessment should be carried out by a multidisciplinary team (MDT), which may be inclusive of, but not limited to, radiation oncologists, spine surgeons and interventional radiologists, among others.
Orthopaedics | Spine - Thoracolumbar (TL) and sacral surgery | TL and sacral fusion and fixation implant | TL pedicle screw - Shank, tulip | Highridge Medical | Cannulated Polyaxial Screw 5.5X115MM | 801M5515 | Standalone | DE0510347 | As per HSA registered indication(s) except for radiolucent implants which should be used as follows:  in patients with primary or metastatic spinal tumours who would benefit from post-operative high dose high precision beam therapy upon appropriate and stringent patient selection;  Patient selection should be done via standardised assessment such as the neurological-oncological-mechanical systemic (NOMS) framework; and  The assessment should be carried out by a multidisciplinary team (MDT), which may be inclusive of, but not limited to, radiation oncologists, spine surgeons and interventional radiologists, among others.
Orthopaedics | Spine - Thoracolumbar (TL) and sacral surgery | TL and sacral fusion and fixation implant | TL pedicle screw - Shank, tulip | Highridge Medical | Cannulated Polyaxial Screw 5.5X20MM | 801M5520 | Standalone | DE0510347 | As per HSA registered indication(s) except for radiolucent implants which should be used as follows:  in patients with primary or metastatic spinal tumours who would benefit from post-operative high dose high precision beam therapy upon appropriate and stringent patient selection;  Patient selection should be done via standardised assessment such as the neurological-oncological-mechanical systemic (NOMS) framework; and  The assessment should be carried out by a multidisciplinary team (MDT), which may be inclusive of, but not limited to, radiation oncologists, spine surgeons and interventional radiologists, among others.
Orthopaedics | Spine - Thoracolumbar (TL) and sacral surgery | TL and sacral fusion and fixation implant | TL pedicle screw - Shank, tulip | Highridge Medical | Cannulated Polyaxial Screw 5.5X120MM | 801M5521 | Standalone | DE0510347 | As per HSA registered indication(s) except for radiolucent implants which should be used as follows:  in patients with primary or metastatic spinal tumours who would benefit from post-operative high dose high precision beam therapy upon appropriate and stringent patient selection;  Patient selection should be done via standardised assessment such as the neurological-oncological-mechanical systemic (NOMS) framework; and  The assessment should be carried out by a multidisciplinary team (MDT), which may be inclusive of, but not limited to, radiation oncologists, spine surgeons and interventional radiologists, among others.
Orthopaedics | Spine - Thoracolumbar (TL) and sacral surgery | TL and sacral fusion and fixation implant | TL pedicle screw - Shank, tulip | Highridge Medical | Cannulated Polyaxial Screw 5.5X25MM | 801M5525 | Standalone | DE0510347 | As per HSA registered indication(s) except for radiolucent implants which should be used as follows:  in patients with primary or metastatic spinal tumours who would benefit from post-operative high dose high precision beam therapy upon appropriate and stringent patient selection;  Patient selection should be done via standardised assessment such as the neurological-oncological-mechanical systemic (NOMS) framework; and  The assessment should be carried out by a multidisciplinary team (MDT), which may be inclusive of, but not limited to, radiation oncologists, spine surgeons and interventional radiologists, among others.
Orthopaedics | Spine - Thoracolumbar (TL) and sacral surgery | TL and sacral fusion and fixation implant | TL pedicle screw - Shank, tulip | Highridge Medical | Cannulated Polyaxial Screw 5.5X30MM | 801M5530 | Standalone | DE0510347 | As per HSA registered indication(s) except for radiolucent implants which should be used as follows:  in patients with primary or metastatic spinal tumours who would benefit from post-operative high dose high precision beam therapy upon appropriate and stringent patient selection;  Patient selection should be done via standardised assessment such as the neurological-oncological-mechanical systemic (NOMS) framework; and  The assessment should be carried out by a multidisciplinary team (MDT), which may be inclusive of, but not limited to, radiation oncologists, spine surgeons and interventional radiologists, among others.
Orthopaedics | Spine - Thoracolumbar (TL) and sacral surgery | TL and sacral fusion and fixation implant | TL pedicle screw - Shank, tulip | Highridge Medical | Cannulated Polyaxial Screw 5.5X35MM | 801M5535 | Standalone | DE0510347 | As per HSA registered indication(s) except for radiolucent implants which should be used as follows:  in patients with primary or metastatic spinal tumours who would benefit from post-operative high dose high precision beam therapy upon appropriate and stringent patient selection;  Patient selection should be done via standardised assessment such as the neurological-oncological-mechanical systemic (NOMS) framework; and  The assessment should be carried out by a multidisciplinary team (MDT), which may be inclusive of, but not limited to, radiation oncologists, spine surgeons and interventional radiologists, among others.
Orthopaedics | Spine - Thoracolumbar (TL) and sacral surgery | TL and sacral fusion and fixation implant | TL pedicle screw - Shank, tulip | Highridge Medical | Cannulated Polyaxial Screw 5.5X40MM | 801M5540 | Standalone | DE0510347 | As per HSA registered indication(s) except for radiolucent implants which should be used as follows:  in patients with primary or metastatic spinal tumours who would benefit from post-operative high dose high precision beam therapy upon appropriate and stringent patient selection;  Patient selection should be done via standardised assessment such as the neurological-oncological-mechanical systemic (NOMS) framework; and  The assessment should be carried out by a multidisciplinary team (MDT), which may be inclusive of, but not limited to, radiation oncologists, spine surgeons and interventional radiologists, among others.
Orthopaedics | Spine - Thoracolumbar (TL) and sacral surgery | TL and sacral fusion and fixation implant | TL pedicle screw - Shank, tulip | Highridge Medical | Cannulated Polyaxial Screw 5.5X45MM | 801M5545 | Standalone | DE0510347 | As per HSA registered indication(s) except for radiolucent implants which should be used as follows:  in patients with primary or metastatic spinal tumours who would benefit from post-operative high dose high precision beam therapy upon appropriate and stringent patient selection;  Patient selection should be done via standardised assessment such as the neurological-oncological-mechanical systemic (NOMS) framework; and  The assessment should be carried out by a multidisciplinary team (MDT), which may be inclusive of, but not limited to, radiation oncologists, spine surgeons and interventional radiologists, among others.
Orthopaedics | Spine - Thoracolumbar (TL) and sacral surgery | TL and sacral fusion and fixation implant | TL pedicle screw - Shank, tulip | Highridge Medical | Cannulated Polyaxial Screw 5.5X50MM | 801M5550 | Standalone | DE0510347 | As per HSA registered indication(s) except for radiolucent implants which should be used as follows:  in patients with primary or metastatic spinal tumours who would benefit from post-operative high dose high precision beam therapy upon appropriate and stringent patient selection;  Patient selection should be done via standardised assessment such as the neurological-oncological-mechanical systemic (NOMS) framework; and  The assessment should be carried out by a multidisciplinary team (MDT), which may be inclusive of, but not limited to, radiation oncologists, spine surgeons and interventional radiologists, among others.
Orthopaedics | Spine - Thoracolumbar (TL) and sacral surgery | TL and sacral fusion and fixation implant | TL pedicle screw - Shank, tulip | Highridge Medical | Cannulated Polyaxial Screw 5.5X55MM | 801M5555 | Standalone | DE0510347 | As per HSA registered indication(s) except for radiolucent implants which should be used as follows:  in patients with primary or metastatic spinal tumours who would benefit from post-operative high dose high precision beam therapy upon appropriate and stringent patient selection;  Patient selection should be done via standardised assessment such as the neurological-oncological-mechanical systemic (NOMS) framework; and  The assessment should be carried out by a multidisciplinary team (MDT), which may be inclusive of, but not limited to, radiation oncologists, spine surgeons and interventional radiologists, among others.
Orthopaedics | Spine - Thoracolumbar (TL) and sacral surgery | TL and sacral fusion and fixation implant | TL pedicle screw - Shank, tulip | Highridge Medical | Cannulated Polyaxial Screw 5.5X60MM | 801M5560 | Standalone | DE0510347 | As per HSA registered indication(s) except for radiolucent implants which should be used as follows:  in patients with primary or metastatic spinal tumours who would benefit from post-operative high dose high precision beam therapy upon appropriate and stringent patient selection;  Patient selection should be done via standardised assessment such as the neurological-oncological-mechanical systemic (NOMS) framework; and  The assessment should be carried out by a multidisciplinary team (MDT), which may be inclusive of, but not limited to, radiation oncologists, spine surgeons and interventional radiologists, among others.
Orthopaedics | Spine - Thoracolumbar (TL) and sacral surgery | TL and sacral fusion and fixation implant | TL pedicle screw - Shank, tulip | Highridge Medical | Cannulated Polyaxial Screw 5.5X65MM | 801M5565 | Standalone | DE0510347 | As per HSA registered indication(s) except for radiolucent implants which should be used as follows:  in patients with primary or metastatic spinal tumours who would benefit from post-operative high dose high precision beam therapy upon appropriate and stringent patient selection;  Patient selection should be done via standardised assessment such as the neurological-oncological-mechanical systemic (NOMS) framework; and  The assessment should be carried out by a multidisciplinary team (MDT), which may be inclusive of, but not limited to, radiation oncologists, spine surgeons and interventional radiologists, among others.
Orthopaedics | Spine - Thoracolumbar (TL) and sacral surgery | TL and sacral fusion and fixation implant | TL pedicle screw - Shank, tulip | Highridge Medical | Cannulated Polyaxial Screw 5.5X70MM | 801M5570 | Standalone | DE0510347 | As per HSA registered indication(s) except for radiolucent implants which should be used as follows:  in patients with primary or metastatic spinal tumours who would benefit from post-operative high dose high precision beam therapy upon appropriate and stringent patient selection;  Patient selection should be done via standardised assessment such as the neurological-oncological-mechanical systemic (NOMS) framework; and  The assessment should be carried out by a multidisciplinary team (MDT), which may be inclusive of, but not limited to, radiation oncologists, spine surgeons and interventional radiologists, among others.
Orthopaedics | Spine - Thoracolumbar (TL) and sacral surgery | TL and sacral fusion and fixation implant | TL pedicle screw - Shank, tulip | Highridge Medical | Cannulated Polyaxial Screw 5.5X75MM | 801M5575 | Standalone | DE0510347 | As per HSA registered indication(s) except for radiolucent implants which should be used as follows:  in patients with primary or metastatic spinal tumours who would benefit from post-operative high dose high precision beam therapy upon appropriate and stringent patient selection;  Patient selection should be done via standardised assessment such as the neurological-oncological-mechanical systemic (NOMS) framework; and  The assessment should be carried out by a multidisciplinary team (MDT), which may be inclusive of, but not limited to, radiation oncologists, spine surgeons and interventional radiologists, among others.
Orthopaedics | Spine - Thoracolumbar (TL) and sacral surgery | TL and sacral fusion and fixation implant | TL pedicle screw - Shank, tulip | Highridge Medical | Cannulated Polyaxial Screw 5.5X80MM | 801M5580 | Standalone | DE0510347 | As per HSA registered indication(s) except for radiolucent implants which should be used as follows:  in patients with primary or metastatic spinal tumours who would benefit from post-operative high dose high precision beam therapy upon appropriate and stringent patient selection;  Patient selection should be done via standardised assessment such as the neurological-oncological-mechanical systemic (NOMS) framework; and  The assessment should be carried out by a multidisciplinary team (MDT), which may be inclusive of, but not limited to, radiation oncologists, spine surgeons and interventional radiologists, among others.
Orthopaedics | Spine - Thoracolumbar (TL) and sacral surgery | TL and sacral fusion and fixation implant | TL pedicle screw - Shank, tulip | Highridge Medical | Cannulated Polyaxial Screw 5.5X85MM | 801M5585 | Standalone | DE0510347 | As per HSA registered indication(s) except for radiolucent implants which should be used as follows:  in patients with primary or metastatic spinal tumours who would benefit from post-operative high dose high precision beam therapy upon appropriate and stringent patient selection;  Patient selection should be done via standardised assessment such as the neurological-oncological-mechanical systemic (NOMS) framework; and  The assessment should be carried out by a multidisciplinary team (MDT), which may be inclusive of, but not limited to, radiation oncologists, spine surgeons and interventional radiologists, among others.
Orthopaedics | Spine - Thoracolumbar (TL) and sacral surgery | TL and sacral fusion and fixation implant | TL pedicle screw - Shank, tulip | Highridge Medical | Cannulated Polyaxial Screw 5.5X90MM | 801M5590 | Standalone | DE0510347 | As per HSA registered indication(s) except for radiolucent implants which should be used as follows:  in patients with primary or metastatic spinal tumours who would benefit from post-operative high dose high precision beam therapy upon appropriate and stringent patient selection;  Patient selection should be done via standardised assessment such as the neurological-oncological-mechanical systemic (NOMS) framework; and  The assessment should be carried out by a multidisciplinary team (MDT), which may be inclusive of, but not limited to, radiation oncologists, spine surgeons and interventional radiologists, among others.
Orthopaedics | Spine - Thoracolumbar (TL) and sacral surgery | TL and sacral fusion and fixation implant | TL pedicle screw - Shank, tulip | Highridge Medical | Cannulated Polyaxial Screw 5.5X95MM | 801M5595 | Standalone | DE0510347 | As per HSA registered indication(s) except for radiolucent implants which should be used as follows:  in patients with primary or metastatic spinal tumours who would benefit from post-operative high dose high precision beam therapy upon appropriate and stringent patient selection;  Patient selection should be done via standardised assessment such as the neurological-oncological-mechanical systemic (NOMS) framework; and  The assessment should be carried out by a multidisciplinary team (MDT), which may be inclusive of, but not limited to, radiation oncologists, spine surgeons and interventional radiologists, among others.
Orthopaedics | Spine - Thoracolumbar (TL) and sacral surgery | TL and sacral fusion and fixation implant | TL pedicle screw - Shank, tulip | Highridge Medical | Cannulated Polyaxial Screw 6.0X100MM | 801M6000 | Standalone | DE0510347 | As per HSA registered indication(s) except for radiolucent implants which should be used as follows:  in patients with primary or metastatic spinal tumours who would benefit from post-operative high dose high precision beam therapy upon appropriate and stringent patient selection;  Patient selection should be done via standardised assessment such as the neurological-oncological-mechanical systemic (NOMS) framework; and  The assessment should be carried out by a multidisciplinary team (MDT), which may be inclusive of, but not limited to, radiation oncologists, spine surgeons and interventional radiologists, among others.
Orthopaedics | Spine - Thoracolumbar (TL) and sacral surgery | TL and sacral fusion and fixation implant | TL pedicle screw - Shank, tulip | Highridge Medical | Cannulated Polyaxial Screw 6.0X105MM | 801M6005 | Standalone | DE0510347 | As per HSA registered indication(s) except for radiolucent implants which should be used as follows:  in patients with primary or metastatic spinal tumours who would benefit from post-operative high dose high precision beam therapy upon appropriate and stringent patient selection;  Patient selection should be done via standardised assessment such as the neurological-oncological-mechanical systemic (NOMS) framework; and  The assessment should be carried out by a multidisciplinary team (MDT), which may be inclusive of, but not limited to, radiation oncologists, spine surgeons and interventional radiologists, among others.
Orthopaedics | Spine - Thoracolumbar (TL) and sacral surgery | TL and sacral fusion and fixation implant | TL pedicle screw - Shank, tulip | Highridge Medical | Cannulated Polyaxial Screw 6.0X110MM | 801M6010 | Standalone | DE0510347 | As per HSA registered indication(s) except for radiolucent implants which should be used as follows:  in patients with primary or metastatic spinal tumours who would benefit from post-operative high dose high precision beam therapy upon appropriate and stringent patient selection;  Patient selection should be done via standardised assessment such as the neurological-oncological-mechanical systemic (NOMS) framework; and  The assessment should be carried out by a multidisciplinary team (MDT), which may be inclusive of, but not limited to, radiation oncologists, spine surgeons and interventional radiologists, among others.
Orthopaedics | Spine - Thoracolumbar (TL) and sacral surgery | TL and sacral fusion and fixation implant | TL pedicle screw - Shank, tulip | Highridge Medical | Cannulated Polyaxial Screw 6.0X115MM | 801M6015 | Standalone | DE0510347 | As per HSA registered indication(s) except for radiolucent implants which should be used as follows:  in patients with primary or metastatic spinal tumours who would benefit from post-operative high dose high precision beam therapy upon appropriate and stringent patient selection;  Patient selection should be done via standardised assessment such as the neurological-oncological-mechanical systemic (NOMS) framework; and  The assessment should be carried out by a multidisciplinary team (MDT), which may be inclusive of, but not limited to, radiation oncologists, spine surgeons and interventional radiologists, among others.
Orthopaedics | Spine - Thoracolumbar (TL) and sacral surgery | TL and sacral fusion and fixation implant | TL pedicle screw - Shank, tulip | Highridge Medical | Cannulated Polyaxial Screw 6.0X20MM | 801M6020 | Standalone | DE0510347 | As per HSA registered indication(s) except for radiolucent implants which should be used as follows:  in patients with primary or metastatic spinal tumours who would benefit from post-operative high dose high precision beam therapy upon appropriate and stringent patient selection;  Patient selection should be done via standardised assessment such as the neurological-oncological-mechanical systemic (NOMS) framework; and  The assessment should be carried out by a multidisciplinary team (MDT), which may be inclusive of, but not limited to, radiation oncologists, spine surgeons and interventional radiologists, among others.
Orthopaedics | Spine - Thoracolumbar (TL) and sacral surgery | TL and sacral fusion and fixation implant | TL pedicle screw - Shank, tulip | Highridge Medical | Cannulated Polyaxial Screw 6.0X120MM | 801M6021 | Standalone | DE0510347 | As per HSA registered indication(s) except for radiolucent implants which should be used as follows:  in patients with primary or metastatic spinal tumours who would benefit from post-operative high dose high precision beam therapy upon appropriate and stringent patient selection;  Patient selection should be done via standardised assessment such as the neurological-oncological-mechanical systemic (NOMS) framework; and  The assessment should be carried out by a multidisciplinary team (MDT), which may be inclusive of, but not limited to, radiation oncologists, spine surgeons and interventional radiologists, among others.
Orthopaedics | Spine - Thoracolumbar (TL) and sacral surgery | TL and sacral fusion and fixation implant | TL pedicle screw - Shank, tulip | Highridge Medical | Cannulated Polyaxial Screw 6.0X25MM | 801M6025 | Standalone | DE0510347 | As per HSA registered indication(s) except for radiolucent implants which should be used as follows:  in patients with primary or metastatic spinal tumours who would benefit from post-operative high dose high precision beam therapy upon appropriate and stringent patient selection;  Patient selection should be done via standardised assessment such as the neurological-oncological-mechanical systemic (NOMS) framework; and  The assessment should be carried out by a multidisciplinary team (MDT), which may be inclusive of, but not limited to, radiation oncologists, spine surgeons and interventional radiologists, among others.
Orthopaedics | Spine - Thoracolumbar (TL) and sacral surgery | TL and sacral fusion and fixation implant | TL pedicle screw - Shank, tulip | Highridge Medical | Cannulated Polyaxial Screw 6.0X30MM | 801M6030 | Standalone | DE0510347 | As per HSA registered indication(s) except for radiolucent implants which should be used as follows:  in patients with primary or metastatic spinal tumours who would benefit from post-operative high dose high precision beam therapy upon appropriate and stringent patient selection;  Patient selection should be done via standardised assessment such as the neurological-oncological-mechanical systemic (NOMS) framework; and  The assessment should be carried out by a multidisciplinary team (MDT), which may be inclusive of, but not limited to, radiation oncologists, spine surgeons and interventional radiologists, among others.
Orthopaedics | Spine - Thoracolumbar (TL) and sacral surgery | TL and sacral fusion and fixation implant | TL pedicle screw - Shank, tulip | Highridge Medical | Cannulated Polyaxial Screw 6.0X35MM | 801M6035 | Standalone | DE0510347 | As per HSA registered indication(s) except for radiolucent implants which should be used as follows:  in patients with primary or metastatic spinal tumours who would benefit from post-operative high dose high precision beam therapy upon appropriate and stringent patient selection;  Patient selection should be done via standardised assessment such as the neurological-oncological-mechanical systemic (NOMS) framework; and  The assessment should be carried out by a multidisciplinary team (MDT), which may be inclusive of, but not limited to, radiation oncologists, spine surgeons and interventional radiologists, among others.
Orthopaedics | Spine - Thoracolumbar (TL) and sacral surgery | TL and sacral fusion and fixation implant | TL pedicle screw - Shank, tulip | Highridge Medical | Cannulated Polyaxial Screw 6.0X40MM | 801M6040 | Standalone | DE0510347 | As per HSA registered indication(s) except for radiolucent implants which should be used as follows:  in patients with primary or metastatic spinal tumours who would benefit from post-operative high dose high precision beam therapy upon appropriate and stringent patient selection;  Patient selection should be done via standardised assessment such as the neurological-oncological-mechanical systemic (NOMS) framework; and  The assessment should be carried out by a multidisciplinary team (MDT), which may be inclusive of, but not limited to, radiation oncologists, spine surgeons and interventional radiologists, among others.
Orthopaedics | Spine - Thoracolumbar (TL) and sacral surgery | TL and sacral fusion and fixation implant | TL pedicle screw - Shank, tulip | Highridge Medical | Cannulated Polyaxial Screw 6.0X45MM | 801M6045 | Standalone | DE0510347 | As per HSA registered indication(s) except for radiolucent implants which should be used as follows:  in patients with primary or metastatic spinal tumours who would benefit from post-operative high dose high precision beam therapy upon appropriate and stringent patient selection;  Patient selection should be done via standardised assessment such as the neurological-oncological-mechanical systemic (NOMS) framework; and  The assessment should be carried out by a multidisciplinary team (MDT), which may be inclusive of, but not limited to, radiation oncologists, spine surgeons and interventional radiologists, among others.
Orthopaedics | Spine - Thoracolumbar (TL) and sacral surgery | TL and sacral fusion and fixation implant | TL pedicle screw - Shank, tulip | Highridge Medical | Cannulated Polyaxial Screw 6.0X50MM | 801M6050 | Standalone | DE0510347 | As per HSA registered indication(s) except for radiolucent implants which should be used as follows:  in patients with primary or metastatic spinal tumours who would benefit from post-operative high dose high precision beam therapy upon appropriate and stringent patient selection;  Patient selection should be done via standardised assessment such as the neurological-oncological-mechanical systemic (NOMS) framework; and  The assessment should be carried out by a multidisciplinary team (MDT), which may be inclusive of, but not limited to, radiation oncologists, spine surgeons and interventional radiologists, among others.
Orthopaedics | Spine - Thoracolumbar (TL) and sacral surgery | TL and sacral fusion and fixation implant | TL pedicle screw - Shank, tulip | Highridge Medical | Cannulated Polyaxial Screw 6.0X55MM | 801M6055 | Standalone | DE0510347 | As per HSA registered indication(s) except for radiolucent implants which should be used as follows:  in patients with primary or metastatic spinal tumours who would benefit from post-operative high dose high precision beam therapy upon appropriate and stringent patient selection;  Patient selection should be done via standardised assessment such as the neurological-oncological-mechanical systemic (NOMS) framework; and  The assessment should be carried out by a multidisciplinary team (MDT), which may be inclusive of, but not limited to, radiation oncologists, spine surgeons and interventional radiologists, among others.
Orthopaedics | Spine - Thoracolumbar (TL) and sacral surgery | TL and sacral fusion and fixation implant | TL pedicle screw - Shank, tulip | Highridge Medical | Cannulated Polyaxial Screw 6.0X60MM | 801M6060 | Standalone | DE0510347 | As per HSA registered indication(s) except for radiolucent implants which should be used as follows:  in patients with primary or metastatic spinal tumours who would benefit from post-operative high dose high precision beam therapy upon appropriate and stringent patient selection;  Patient selection should be done via standardised assessment such as the neurological-oncological-mechanical systemic (NOMS) framework; and  The assessment should be carried out by a multidisciplinary team (MDT), which may be inclusive of, but not limited to, radiation oncologists, spine surgeons and interventional radiologists, among others.
Orthopaedics | Spine - Thoracolumbar (TL) and sacral surgery | TL and sacral fusion and fixation implant | TL pedicle screw - Shank, tulip | Highridge Medical | Cannulated Polyaxial Screw 6.0X65MM | 801M6065 | Standalone | DE0510347 | As per HSA registered indication(s) except for radiolucent implants which should be used as follows:  in patients with primary or metastatic spinal tumours who would benefit from post-operative high dose high precision beam therapy upon appropriate and stringent patient selection;  Patient selection should be done via standardised assessment such as the neurological-oncological-mechanical systemic (NOMS) framework; and  The assessment should be carried out by a multidisciplinary team (MDT), which may be inclusive of, but not limited to, radiation oncologists, spine surgeons and interventional radiologists, among others.
Orthopaedics | Spine - Thoracolumbar (TL) and sacral surgery | TL and sacral fusion and fixation implant | TL pedicle screw - Shank, tulip | Highridge Medical | Cannulated Polyaxial Screw 6.0X70MM | 801M6070 | Standalone | DE0510347 | As per HSA registered indication(s) except for radiolucent implants which should be used as follows:  in patients with primary or metastatic spinal tumours who would benefit from post-operative high dose high precision beam therapy upon appropriate and stringent patient selection;  Patient selection should be done via standardised assessment such as the neurological-oncological-mechanical systemic (NOMS) framework; and  The assessment should be carried out by a multidisciplinary team (MDT), which may be inclusive of, but not limited to, radiation oncologists, spine surgeons and interventional radiologists, among others.
Orthopaedics | Spine - Thoracolumbar (TL) and sacral surgery | TL and sacral fusion and fixation implant | TL pedicle screw - Shank, tulip | Highridge Medical | Cannulated Polyaxial Screw 6.0X75MM | 801M6075 | Standalone | DE0510347 | As per HSA registered indication(s) except for radiolucent implants which should be used as follows:  in patients with primary or metastatic spinal tumours who would benefit from post-operative high dose high precision beam therapy upon appropriate and stringent patient selection;  Patient selection should be done via standardised assessment such as the neurological-oncological-mechanical systemic (NOMS) framework; and  The assessment should be carried out by a multidisciplinary team (MDT), which may be inclusive of, but not limited to, radiation oncologists, spine surgeons and interventional radiologists, among others.
Orthopaedics | Spine - Thoracolumbar (TL) and sacral surgery | TL and sacral fusion and fixation implant | TL pedicle screw - Shank, tulip | Highridge Medical | Cannulated Polyaxial Screw 6.0X80MM | 801M6080 | Standalone | DE0510347 | As per HSA registered indication(s) except for radiolucent implants which should be used as follows:  in patients with primary or metastatic spinal tumours who would benefit from post-operative high dose high precision beam therapy upon appropriate and stringent patient selection;  Patient selection should be done via standardised assessment such as the neurological-oncological-mechanical systemic (NOMS) framework; and  The assessment should be carried out by a multidisciplinary team (MDT), which may be inclusive of, but not limited to, radiation oncologists, spine surgeons and interventional radiologists, among others.
Orthopaedics | Spine - Thoracolumbar (TL) and sacral surgery | TL and sacral fusion and fixation implant | TL pedicle screw - Shank, tulip | Highridge Medical | Cannulated Polyaxial Screw 6.0X85MM | 801M6085 | Standalone | DE0510347 | As per HSA registered indication(s) except for radiolucent implants which should be used as follows:  in patients with primary or metastatic spinal tumours who would benefit from post-operative high dose high precision beam therapy upon appropriate and stringent patient selection;  Patient selection should be done via standardised assessment such as the neurological-oncological-mechanical systemic (NOMS) framework; and  The assessment should be carried out by a multidisciplinary team (MDT), which may be inclusive of, but not limited to, radiation oncologists, spine surgeons and interventional radiologists, among others.
Orthopaedics | Spine - Thoracolumbar (TL) and sacral surgery | TL and sacral fusion and fixation implant | TL pedicle screw - Shank, tulip | Highridge Medical | Cannulated Polyaxial Screw 6.0X90MM | 801M6090 | Standalone | DE0510347 | As per HSA registered indication(s) except for radiolucent implants which should be used as follows:  in patients with primary or metastatic spinal tumours who would benefit from post-operative high dose high precision beam therapy upon appropriate and stringent patient selection;  Patient selection should be done via standardised assessment such as the neurological-oncological-mechanical systemic (NOMS) framework; and  The assessment should be carried out by a multidisciplinary team (MDT), which may be inclusive of, but not limited to, radiation oncologists, spine surgeons and interventional radiologists, among others.
Orthopaedics | Spine - Thoracolumbar (TL) and sacral surgery | TL and sacral fusion and fixation implant | TL pedicle screw - Shank, tulip | Highridge Medical | Cannulated Polyaxial Screw 6.0X95MM | 801M6095 | Standalone | DE0510347 | As per HSA registered indication(s) except for radiolucent implants which should be used as follows:  in patients with primary or metastatic spinal tumours who would benefit from post-operative high dose high precision beam therapy upon appropriate and stringent patient selection;  Patient selection should be done via standardised assessment such as the neurological-oncological-mechanical systemic (NOMS) framework; and  The assessment should be carried out by a multidisciplinary team (MDT), which may be inclusive of, but not limited to, radiation oncologists, spine surgeons and interventional radiologists, among others.
Orthopaedics | Spine - Thoracolumbar (TL) and sacral surgery | TL and sacral fusion and fixation implant | TL pedicle screw - Shank, tulip | Highridge Medical | Cannulated Polyaxial Screw 6.5X100MM | 801M6500 | Standalone | DE0510347 | As per HSA registered indication(s) except for radiolucent implants which should be used as follows:  in patients with primary or metastatic spinal tumours who would benefit from post-operative high dose high precision beam therapy upon appropriate and stringent patient selection;  Patient selection should be done via standardised assessment such as the neurological-oncological-mechanical systemic (NOMS) framework; and  The assessment should be carried out by a multidisciplinary team (MDT), which may be inclusive of, but not limited to, radiation oncologists, spine surgeons and interventional radiologists, among others.
Orthopaedics | Spine - Thoracolumbar (TL) and sacral surgery | TL and sacral fusion and fixation implant | TL pedicle screw - Shank, tulip | Highridge Medical | Cannulated Polyaxial Screw 6.5X105MM | 801M6505 | Standalone | DE0510347 | As per HSA registered indication(s) except for radiolucent implants which should be used as follows:  in patients with primary or metastatic spinal tumours who would benefit from post-operative high dose high precision beam therapy upon appropriate and stringent patient selection;  Patient selection should be done via standardised assessment such as the neurological-oncological-mechanical systemic (NOMS) framework; and  The assessment should be carried out by a multidisciplinary team (MDT), which may be inclusive of, but not limited to, radiation oncologists, spine surgeons and interventional radiologists, among others.
Orthopaedics | Spine - Thoracolumbar (TL) and sacral surgery | TL and sacral fusion and fixation implant | TL pedicle screw - Shank, tulip | Highridge Medical | Cannulated Polyaxial Screw 6.5X110MM | 801M6510 | Standalone | DE0510347 | As per HSA registered indication(s) except for radiolucent implants which should be used as follows:  in patients with primary or metastatic spinal tumours who would benefit from post-operative high dose high precision beam therapy upon appropriate and stringent patient selection;  Patient selection should be done via standardised assessment such as the neurological-oncological-mechanical systemic (NOMS) framework; and  The assessment should be carried out by a multidisciplinary team (MDT), which may be inclusive of, but not limited to, radiation oncologists, spine surgeons and interventional radiologists, among others.
Orthopaedics | Spine - Thoracolumbar (TL) and sacral surgery | TL and sacral fusion and fixation implant | TL pedicle screw - Shank, tulip | Highridge Medical | Cannulated Polyaxial Screw 6.5X115MM | 801M6515 | Standalone | DE0510347 | As per HSA registered indication(s) except for radiolucent implants which should be used as follows:  in patients with primary or metastatic spinal tumours who would benefit from post-operative high dose high precision beam therapy upon appropriate and stringent patient selection;  Patient selection should be done via standardised assessment such as the neurological-oncological-mechanical systemic (NOMS) framework; and  The assessment should be carried out by a multidisciplinary team (MDT), which may be inclusive of, but not limited to, radiation oncologists, spine surgeons and interventional radiologists, among others.
Orthopaedics | Spine - Thoracolumbar (TL) and sacral surgery | TL and sacral fusion and fixation implant | TL pedicle screw - Shank, tulip | Highridge Medical | Cannulated Polyaxial Screw 6.5X20MM | 801M6520 | Standalone | DE0510347 | As per HSA registered indication(s) except for radiolucent implants which should be used as follows:  in patients with primary or metastatic spinal tumours who would benefit from post-operative high dose high precision beam therapy upon appropriate and stringent patient selection;  Patient selection should be done via standardised assessment such as the neurological-oncological-mechanical systemic (NOMS) framework; and  The assessment should be carried out by a multidisciplinary team (MDT), which may be inclusive of, but not limited to, radiation oncologists, spine surgeons and interventional radiologists, among others.
Orthopaedics | Spine - Thoracolumbar (TL) and sacral surgery | TL and sacral fusion and fixation implant | TL pedicle screw - Shank, tulip | Highridge Medical | Cannulated Polyaxial Screw 6.5X120MM | 801M6521 | Standalone | DE0510347 | As per HSA registered indication(s) except for radiolucent implants which should be used as follows:  in patients with primary or metastatic spinal tumours who would benefit from post-operative high dose high precision beam therapy upon appropriate and stringent patient selection;  Patient selection should be done via standardised assessment such as the neurological-oncological-mechanical systemic (NOMS) framework; and  The assessment should be carried out by a multidisciplinary team (MDT), which may be inclusive of, but not limited to, radiation oncologists, spine surgeons and interventional radiologists, among others.
Orthopaedics | Spine - Thoracolumbar (TL) and sacral surgery | TL and sacral fusion and fixation implant | TL pedicle screw - Shank, tulip | Highridge Medical | Cannulated Polyaxial Screw 6.5X25MM | 801M6525 | Standalone | DE0510347 | As per HSA registered indication(s) except for radiolucent implants which should be used as follows:  in patients with primary or metastatic spinal tumours who would benefit from post-operative high dose high precision beam therapy upon appropriate and stringent patient selection;  Patient selection should be done via standardised assessment such as the neurological-oncological-mechanical systemic (NOMS) framework; and  The assessment should be carried out by a multidisciplinary team (MDT), which may be inclusive of, but not limited to, radiation oncologists, spine surgeons and interventional radiologists, among others.
Orthopaedics | Spine - Thoracolumbar (TL) and sacral surgery | TL and sacral fusion and fixation implant | TL pedicle screw - Shank, tulip | Highridge Medical | Cannulated Polyaxial Screw 6.5X30MM | 801M6530 | Standalone | DE0510347 | As per HSA registered indication(s) except for radiolucent implants which should be used as follows:  in patients with primary or metastatic spinal tumours who would benefit from post-operative high dose high precision beam therapy upon appropriate and stringent patient selection;  Patient selection should be done via standardised assessment such as the neurological-oncological-mechanical systemic (NOMS) framework; and  The assessment should be carried out by a multidisciplinary team (MDT), which may be inclusive of, but not limited to, radiation oncologists, spine surgeons and interventional radiologists, among others.
Orthopaedics | Spine - Thoracolumbar (TL) and sacral surgery | TL and sacral fusion and fixation implant | TL pedicle screw - Shank, tulip | Highridge Medical | Cannulated Polyaxial Screw 6.5X35MM | 801M6535 | Standalone | DE0510347 | As per HSA registered indication(s) except for radiolucent implants which should be used as follows:  in patients with primary or metastatic spinal tumours who would benefit from post-operative high dose high precision beam therapy upon appropriate and stringent patient selection;  Patient selection should be done via standardised assessment such as the neurological-oncological-mechanical systemic (NOMS) framework; and  The assessment should be carried out by a multidisciplinary team (MDT), which may be inclusive of, but not limited to, radiation oncologists, spine surgeons and interventional radiologists, among others.
Orthopaedics | Spine - Thoracolumbar (TL) and sacral surgery | TL and sacral fusion and fixation implant | TL pedicle screw - Shank, tulip | Highridge Medical | Cannulated Polyaxial Screw 6.5X40MM | 801M6540 | Standalone | DE0510347 | As per HSA registered indication(s) except for radiolucent implants which should be used as follows:  in patients with primary or metastatic spinal tumours who would benefit from post-operative high dose high precision beam therapy upon appropriate and stringent patient selection;  Patient selection should be done via standardised assessment such as the neurological-oncological-mechanical systemic (NOMS) framework; and  The assessment should be carried out by a multidisciplinary team (MDT), which may be inclusive of, but not limited to, radiation oncologists, spine surgeons and interventional radiologists, among others.
Orthopaedics | Spine - Thoracolumbar (TL) and sacral surgery | TL and sacral fusion and fixation implant | TL pedicle screw - Shank, tulip | Highridge Medical | Cannulated Polyaxial Screw 6.5X45MM | 801M6545 | Standalone | DE0510347 | As per HSA registered indication(s) except for radiolucent implants which should be used as follows:  in patients with primary or metastatic spinal tumours who would benefit from post-operative high dose high precision beam therapy upon appropriate and stringent patient selection;  Patient selection should be done via standardised assessment such as the neurological-oncological-mechanical systemic (NOMS) framework; and  The assessment should be carried out by a multidisciplinary team (MDT), which may be inclusive of, but not limited to, radiation oncologists, spine surgeons and interventional radiologists, among others.
Orthopaedics | Spine - Thoracolumbar (TL) and sacral surgery | TL and sacral fusion and fixation implant | TL pedicle screw - Shank, tulip | Highridge Medical | Cannulated Polyaxial Screw 6.5X50MM | 801M6550 | Standalone | DE0510347 | As per HSA registered indication(s) except for radiolucent implants which should be used as follows:  in patients with primary or metastatic spinal tumours who would benefit from post-operative high dose high precision beam therapy upon appropriate and stringent patient selection;  Patient selection should be done via standardised assessment such as the neurological-oncological-mechanical systemic (NOMS) framework; and  The assessment should be carried out by a multidisciplinary team (MDT), which may be inclusive of, but not limited to, radiation oncologists, spine surgeons and interventional radiologists, among others.
Orthopaedics | Spine - Thoracolumbar (TL) and sacral surgery | TL and sacral fusion and fixation implant | TL pedicle screw - Shank, tulip | Highridge Medical | Cannulated Polyaxial Screw 6.5X55MM | 801M6555 | Standalone | DE0510347 | As per HSA registered indication(s) except for radiolucent implants which should be used as follows:  in patients with primary or metastatic spinal tumours who would benefit from post-operative high dose high precision beam therapy upon appropriate and stringent patient selection;  Patient selection should be done via standardised assessment such as the neurological-oncological-mechanical systemic (NOMS) framework; and  The assessment should be carried out by a multidisciplinary team (MDT), which may be inclusive of, but not limited to, radiation oncologists, spine surgeons and interventional radiologists, among others.
Orthopaedics | Spine - Thoracolumbar (TL) and sacral surgery | TL and sacral fusion and fixation implant | TL pedicle screw - Shank, tulip | Highridge Medical | Cannulated Polyaxial Screw 6.5X60MM | 801M6560 | Standalone | DE0510347 | As per HSA registered indication(s) except for radiolucent implants which should be used as follows:  in patients with primary or metastatic spinal tumours who would benefit from post-operative high dose high precision beam therapy upon appropriate and stringent patient selection;  Patient selection should be done via standardised assessment such as the neurological-oncological-mechanical systemic (NOMS) framework; and  The assessment should be carried out by a multidisciplinary team (MDT), which may be inclusive of, but not limited to, radiation oncologists, spine surgeons and interventional radiologists, among others.
Orthopaedics | Spine - Thoracolumbar (TL) and sacral surgery | TL and sacral fusion and fixation implant | TL pedicle screw - Shank, tulip | Highridge Medical | Cannulated Polyaxial Screw 6.5X65MM | 801M6565 | Standalone | DE0510347 | As per HSA registered indication(s) except for radiolucent implants which should be used as follows:  in patients with primary or metastatic spinal tumours who would benefit from post-operative high dose high precision beam therapy upon appropriate and stringent patient selection;  Patient selection should be done via standardised assessment such as the neurological-oncological-mechanical systemic (NOMS) framework; and  The assessment should be carried out by a multidisciplinary team (MDT), which may be inclusive of, but not limited to, radiation oncologists, spine surgeons and interventional radiologists, among others.
Orthopaedics | Spine - Thoracolumbar (TL) and sacral surgery | TL and sacral fusion and fixation implant | TL pedicle screw - Shank, tulip | Highridge Medical | Cannulated Polyaxial Screw 6.5X70MM | 801M6570 | Standalone | DE0510347 | As per HSA registered indication(s) except for radiolucent implants which should be used as follows:  in patients with primary or metastatic spinal tumours who would benefit from post-operative high dose high precision beam therapy upon appropriate and stringent patient selection;  Patient selection should be done via standardised assessment such as the neurological-oncological-mechanical systemic (NOMS) framework; and  The assessment should be carried out by a multidisciplinary team (MDT), which may be inclusive of, but not limited to, radiation oncologists, spine surgeons and interventional radiologists, among others.
Orthopaedics | Spine - Thoracolumbar (TL) and sacral surgery | TL and sacral fusion and fixation implant | TL pedicle screw - Shank, tulip | Highridge Medical | Cannulated Polyaxial Screw 6.5X75MM | 801M6575 | Standalone | DE0510347 | As per HSA registered indication(s) except for radiolucent implants which should be used as follows:  in patients with primary or metastatic spinal tumours who would benefit from post-operative high dose high precision beam therapy upon appropriate and stringent patient selection;  Patient selection should be done via standardised assessment such as the neurological-oncological-mechanical systemic (NOMS) framework; and  The assessment should be carried out by a multidisciplinary team (MDT), which may be inclusive of, but not limited to, radiation oncologists, spine surgeons and interventional radiologists, among others.
Orthopaedics | Spine - Thoracolumbar (TL) and sacral surgery | TL and sacral fusion and fixation implant | TL pedicle screw - Shank, tulip | Highridge Medical | Cannulated Polyaxial Screw 6.5X80MM | 801M6580 | Standalone | DE0510347 | As per HSA registered indication(s) except for radiolucent implants which should be used as follows:  in patients with primary or metastatic spinal tumours who would benefit from post-operative high dose high precision beam therapy upon appropriate and stringent patient selection;  Patient selection should be done via standardised assessment such as the neurological-oncological-mechanical systemic (NOMS) framework; and  The assessment should be carried out by a multidisciplinary team (MDT), which may be inclusive of, but not limited to, radiation oncologists, spine surgeons and interventional radiologists, among others.
Orthopaedics | Spine - Thoracolumbar (TL) and sacral surgery | TL and sacral fusion and fixation implant | TL pedicle screw - Shank, tulip | Highridge Medical | Cannulated Polyaxial Screw 6.5X85MM | 801M6585 | Standalone | DE0510347 | As per HSA registered indication(s) except for radiolucent implants which should be used as follows:  in patients with primary or metastatic spinal tumours who would benefit from post-operative high dose high precision beam therapy upon appropriate and stringent patient selection;  Patient selection should be done via standardised assessment such as the neurological-oncological-mechanical systemic (NOMS) framework; and  The assessment should be carried out by a multidisciplinary team (MDT), which may be inclusive of, but not limited to, radiation oncologists, spine surgeons and interventional radiologists, among others.
Orthopaedics | Spine - Thoracolumbar (TL) and sacral surgery | TL and sacral fusion and fixation implant | TL pedicle screw - Shank, tulip | Highridge Medical | Cannulated Polyaxial Screw 6.5X90MM | 801M6590 | Standalone | DE0510347 | As per HSA registered indication(s) except for radiolucent implants which should be used as follows:  in patients with primary or metastatic spinal tumours who would benefit from post-operative high dose high precision beam therapy upon appropriate and stringent patient selection;  Patient selection should be done via standardised assessment such as the neurological-oncological-mechanical systemic (NOMS) framework; and  The assessment should be carried out by a multidisciplinary team (MDT), which may be inclusive of, but not limited to, radiation oncologists, spine surgeons and interventional radiologists, among others.
Orthopaedics | Spine - Thoracolumbar (TL) and sacral surgery | TL and sacral fusion and fixation implant | TL pedicle screw - Shank, tulip | Highridge Medical | Cannulated Polyaxial Screw 6.5X95MM | 801M6595 | Standalone | DE0510347 | As per HSA registered indication(s) except for radiolucent implants which should be used as follows:  in patients with primary or metastatic spinal tumours who would benefit from post-operative high dose high precision beam therapy upon appropriate and stringent patient selection;  Patient selection should be done via standardised assessment such as the neurological-oncological-mechanical systemic (NOMS) framework; and  The assessment should be carried out by a multidisciplinary team (MDT), which may be inclusive of, but not limited to, radiation oncologists, spine surgeons and interventional radiologists, among others.
Orthopaedics | Spine - Thoracolumbar (TL) and sacral surgery | TL and sacral fusion and fixation implant | TL pedicle screw - Shank, tulip | Highridge Medical | Cannulated Polyaxial Screw 7.0X100MM | 801M7000 | Standalone | DE0510347 | As per HSA registered indication(s) except for radiolucent implants which should be used as follows:  in patients with primary or metastatic spinal tumours who would benefit from post-operative high dose high precision beam therapy upon appropriate and stringent patient selection;  Patient selection should be done via standardised assessment such as the neurological-oncological-mechanical systemic (NOMS) framework; and  The assessment should be carried out by a multidisciplinary team (MDT), which may be inclusive of, but not limited to, radiation oncologists, spine surgeons and interventional radiologists, among others.
Orthopaedics | Spine - Thoracolumbar (TL) and sacral surgery | TL and sacral fusion and fixation implant | TL pedicle screw - Shank, tulip | Highridge Medical | Cannulated Polyaxial Screw 7.0X105MM | 801M7005 | Standalone | DE0510347 | As per HSA registered indication(s) except for radiolucent implants which should be used as follows:  in patients with primary or metastatic spinal tumours who would benefit from post-operative high dose high precision beam therapy upon appropriate and stringent patient selection;  Patient selection should be done via standardised assessment such as the neurological-oncological-mechanical systemic (NOMS) framework; and  The assessment should be carried out by a multidisciplinary team (MDT), which may be inclusive of, but not limited to, radiation oncologists, spine surgeons and interventional radiologists, among others.
Orthopaedics | Spine - Thoracolumbar (TL) and sacral surgery | TL and sacral fusion and fixation implant | TL pedicle screw - Shank, tulip | Highridge Medical | Cannulated Polyaxial Screw 7.0X110MM | 801M7010 | Standalone | DE0510347 | As per HSA registered indication(s) except for radiolucent implants which should be used as follows:  in patients with primary or metastatic spinal tumours who would benefit from post-operative high dose high precision beam therapy upon appropriate and stringent patient selection;  Patient selection should be done via standardised assessment such as the neurological-oncological-mechanical systemic (NOMS) framework; and  The assessment should be carried out by a multidisciplinary team (MDT), which may be inclusive of, but not limited to, radiation oncologists, spine surgeons and interventional radiologists, among others.
Orthopaedics | Spine - Thoracolumbar (TL) and sacral surgery | TL and sacral fusion and fixation implant | TL pedicle screw - Shank, tulip | Highridge Medical | Cannulated Polyaxial Screw 7.0X115MM | 801M7015 | Standalone | DE0510347 | As per HSA registered indication(s) except for radiolucent implants which should be used as follows:  in patients with primary or metastatic spinal tumours who would benefit from post-operative high dose high precision beam therapy upon appropriate and stringent patient selection;  Patient selection should be done via standardised assessment such as the neurological-oncological-mechanical systemic (NOMS) framework; and  The assessment should be carried out by a multidisciplinary team (MDT), which may be inclusive of, but not limited to, radiation oncologists, spine surgeons and interventional radiologists, among others.
Orthopaedics | Spine - Thoracolumbar (TL) and sacral surgery | TL and sacral fusion and fixation implant | TL pedicle screw - Shank, tulip | Highridge Medical | Cannulated Polyaxial Screw 7.0X20MM | 801M7020 | Standalone | DE0510347 | As per HSA registered indication(s) except for radiolucent implants which should be used as follows:  in patients with primary or metastatic spinal tumours who would benefit from post-operative high dose high precision beam therapy upon appropriate and stringent patient selection;  Patient selection should be done via standardised assessment such as the neurological-oncological-mechanical systemic (NOMS) framework; and  The assessment should be carried out by a multidisciplinary team (MDT), which may be inclusive of, but not limited to, radiation oncologists, spine surgeons and interventional radiologists, among others.
Orthopaedics | Spine - Thoracolumbar (TL) and sacral surgery | TL and sacral fusion and fixation implant | TL pedicle screw - Shank, tulip | Highridge Medical | Cannulated Polyaxial Screw 7.0X120MM | 801M7021 | Standalone | DE0510347 | As per HSA registered indication(s) except for radiolucent implants which should be used as follows:  in patients with primary or metastatic spinal tumours who would benefit from post-operative high dose high precision beam therapy upon appropriate and stringent patient selection;  Patient selection should be done via standardised assessment such as the neurological-oncological-mechanical systemic (NOMS) framework; and  The assessment should be carried out by a multidisciplinary team (MDT), which may be inclusive of, but not limited to, radiation oncologists, spine surgeons and interventional radiologists, among others.
Orthopaedics | Spine - Thoracolumbar (TL) and sacral surgery | TL and sacral fusion and fixation implant | TL pedicle screw - Shank, tulip | Highridge Medical | Cannulated Polyaxial Screw 7.0X25MM | 801M7025 | Standalone | DE0510347 | As per HSA registered indication(s) except for radiolucent implants which should be used as follows:  in patients with primary or metastatic spinal tumours who would benefit from post-operative high dose high precision beam therapy upon appropriate and stringent patient selection;  Patient selection should be done via standardised assessment such as the neurological-oncological-mechanical systemic (NOMS) framework; and  The assessment should be carried out by a multidisciplinary team (MDT), which may be inclusive of, but not limited to, radiation oncologists, spine surgeons and interventional radiologists, among others.
Orthopaedics | Spine - Thoracolumbar (TL) and sacral surgery | TL and sacral fusion and fixation implant | TL pedicle screw - Shank, tulip | Highridge Medical | Cannulated Polyaxial Screw 7.0X30MM | 801M7030 | Standalone | DE0510347 | As per HSA registered indication(s) except for radiolucent implants which should be used as follows:  in patients with primary or metastatic spinal tumours who would benefit from post-operative high dose high precision beam therapy upon appropriate and stringent patient selection;  Patient selection should be done via standardised assessment such as the neurological-oncological-mechanical systemic (NOMS) framework; and  The assessment should be carried out by a multidisciplinary team (MDT), which may be inclusive of, but not limited to, radiation oncologists, spine surgeons and interventional radiologists, among others.
Orthopaedics | Spine - Thoracolumbar (TL) and sacral surgery | TL and sacral fusion and fixation implant | TL pedicle screw - Shank, tulip | Highridge Medical | Cannulated Polyaxial Screw 7.0X35MM | 801M7035 | Standalone | DE0510347 | As per HSA registered indication(s) except for radiolucent implants which should be used as follows:  in patients with primary or metastatic spinal tumours who would benefit from post-operative high dose high precision beam therapy upon appropriate and stringent patient selection;  Patient selection should be done via standardised assessment such as the neurological-oncological-mechanical systemic (NOMS) framework; and  The assessment should be carried out by a multidisciplinary team (MDT), which may be inclusive of, but not limited to, radiation oncologists, spine surgeons and interventional radiologists, among others.
Orthopaedics | Spine - Thoracolumbar (TL) and sacral surgery | TL and sacral fusion and fixation implant | TL pedicle screw - Shank, tulip | Highridge Medical | Cannulated Polyaxial Screw 7.0X40MM | 801M7040 | Standalone | DE0510347 | As per HSA registered indication(s) except for radiolucent implants which should be used as follows:  in patients with primary or metastatic spinal tumours who would benefit from post-operative high dose high precision beam therapy upon appropriate and stringent patient selection;  Patient selection should be done via standardised assessment such as the neurological-oncological-mechanical systemic (NOMS) framework; and  The assessment should be carried out by a multidisciplinary team (MDT), which may be inclusive of, but not limited to, radiation oncologists, spine surgeons and interventional radiologists, among others.
Orthopaedics | Spine - Thoracolumbar (TL) and sacral surgery | TL and sacral fusion and fixation implant | TL pedicle screw - Shank, tulip | Highridge Medical | Cannulated Polyaxial Screw 7.0X45MM | 801M7045 | Standalone | DE0510347 | As per HSA registered indication(s) except for radiolucent implants which should be used as follows:  in patients with primary or metastatic spinal tumours who would benefit from post-operative high dose high precision beam therapy upon appropriate and stringent patient selection;  Patient selection should be done via standardised assessment such as the neurological-oncological-mechanical systemic (NOMS) framework; and  The assessment should be carried out by a multidisciplinary team (MDT), which may be inclusive of, but not limited to, radiation oncologists, spine surgeons and interventional radiologists, among others.
Orthopaedics | Spine - Thoracolumbar (TL) and sacral surgery | TL and sacral fusion and fixation implant | TL pedicle screw - Shank, tulip | Highridge Medical | Cannulated Polyaxial Screw 7.0X50MM | 801M7050 | Standalone | DE0510347 | As per HSA registered indication(s) except for radiolucent implants which should be used as follows:  in patients with primary or metastatic spinal tumours who would benefit from post-operative high dose high precision beam therapy upon appropriate and stringent patient selection;  Patient selection should be done via standardised assessment such as the neurological-oncological-mechanical systemic (NOMS) framework; and  The assessment should be carried out by a multidisciplinary team (MDT), which may be inclusive of, but not limited to, radiation oncologists, spine surgeons and interventional radiologists, among others.
Orthopaedics | Spine - Thoracolumbar (TL) and sacral surgery | TL and sacral fusion and fixation implant | TL pedicle screw - Shank, tulip | Highridge Medical | Cannulated Polyaxial Screw 7.0X55MM | 801M7055 | Standalone | DE0510347 | As per HSA registered indication(s) except for radiolucent implants which should be used as follows:  in patients with primary or metastatic spinal tumours who would benefit from post-operative high dose high precision beam therapy upon appropriate and stringent patient selection;  Patient selection should be done via standardised assessment such as the neurological-oncological-mechanical systemic (NOMS) framework; and  The assessment should be carried out by a multidisciplinary team (MDT), which may be inclusive of, but not limited to, radiation oncologists, spine surgeons and interventional radiologists, among others.
Orthopaedics | Spine - Thoracolumbar (TL) and sacral surgery | TL and sacral fusion and fixation implant | TL pedicle screw - Shank, tulip | Highridge Medical | Cannulated Polyaxial Screw 7.0X60MM | 801M7060 | Standalone | DE0510347 | As per HSA registered indication(s) except for radiolucent implants which should be used as follows:  in patients with primary or metastatic spinal tumours who would benefit from post-operative high dose high precision beam therapy upon appropriate and stringent patient selection;  Patient selection should be done via standardised assessment such as the neurological-oncological-mechanical systemic (NOMS) framework; and  The assessment should be carried out by a multidisciplinary team (MDT), which may be inclusive of, but not limited to, radiation oncologists, spine surgeons and interventional radiologists, among others.
Orthopaedics | Spine - Thoracolumbar (TL) and sacral surgery | TL and sacral fusion and fixation implant | TL pedicle screw - Shank, tulip | Highridge Medical | Cannulated Polyaxial Screw 7.0X65MM | 801M7065 | Standalone | DE0510347 | As per HSA registered indication(s) except for radiolucent implants which should be used as follows:  in patients with primary or metastatic spinal tumours who would benefit from post-operative high dose high precision beam therapy upon appropriate and stringent patient selection;  Patient selection should be done via standardised assessment such as the neurological-oncological-mechanical systemic (NOMS) framework; and  The assessment should be carried out by a multidisciplinary team (MDT), which may be inclusive of, but not limited to, radiation oncologists, spine surgeons and interventional radiologists, among others.
Orthopaedics | Spine - Thoracolumbar (TL) and sacral surgery | TL and sacral fusion and fixation implant | TL pedicle screw - Shank, tulip | Highridge Medical | Cannulated Polyaxial Screw 7.0X70MM | 801M7070 | Standalone | DE0510347 | As per HSA registered indication(s) except for radiolucent implants which should be used as follows:  in patients with primary or metastatic spinal tumours who would benefit from post-operative high dose high precision beam therapy upon appropriate and stringent patient selection;  Patient selection should be done via standardised assessment such as the neurological-oncological-mechanical systemic (NOMS) framework; and  The assessment should be carried out by a multidisciplinary team (MDT), which may be inclusive of, but not limited to, radiation oncologists, spine surgeons and interventional radiologists, among others.
Orthopaedics | Spine - Thoracolumbar (TL) and sacral surgery | TL and sacral fusion and fixation implant | TL pedicle screw - Shank, tulip | Highridge Medical | Cannulated Polyaxial Screw 7.0X75MM | 801M7075 | Standalone | DE0510347 | As per HSA registered indication(s) except for radiolucent implants which should be used as follows:  in patients with primary or metastatic spinal tumours who would benefit from post-operative high dose high precision beam therapy upon appropriate and stringent patient selection;  Patient selection should be done via standardised assessment such as the neurological-oncological-mechanical systemic (NOMS) framework; and  The assessment should be carried out by a multidisciplinary team (MDT), which may be inclusive of, but not limited to, radiation oncologists, spine surgeons and interventional radiologists, among others.
Orthopaedics | Spine - Thoracolumbar (TL) and sacral surgery | TL and sacral fusion and fixation implant | TL pedicle screw - Shank, tulip | Highridge Medical | Cannulated Polyaxial Screw 7.0X80MM | 801M7080 | Standalone | DE0510347 | As per HSA registered indication(s) except for radiolucent implants which should be used as follows:  in patients with primary or metastatic spinal tumours who would benefit from post-operative high dose high precision beam therapy upon appropriate and stringent patient selection;  Patient selection should be done via standardised assessment such as the neurological-oncological-mechanical systemic (NOMS) framework; and  The assessment should be carried out by a multidisciplinary team (MDT), which may be inclusive of, but not limited to, radiation oncologists, spine surgeons and interventional radiologists, among others.
Orthopaedics | Spine - Thoracolumbar (TL) and sacral surgery | TL and sacral fusion and fixation implant | TL pedicle screw - Shank, tulip | Highridge Medical | Cannulated Polyaxial Screw 7.0X85MM | 801M7085 | Standalone | DE0510347 | As per HSA registered indication(s) except for radiolucent implants which should be used as follows:  in patients with primary or metastatic spinal tumours who would benefit from post-operative high dose high precision beam therapy upon appropriate and stringent patient selection;  Patient selection should be done via standardised assessment such as the neurological-oncological-mechanical systemic (NOMS) framework; and  The assessment should be carried out by a multidisciplinary team (MDT), which may be inclusive of, but not limited to, radiation oncologists, spine surgeons and interventional radiologists, among others.
Orthopaedics | Spine - Thoracolumbar (TL) and sacral surgery | TL and sacral fusion and fixation implant | TL pedicle screw - Shank, tulip | Highridge Medical | Cannulated Polyaxial Screw 7.0X90MM | 801M7090 | Standalone | DE0510347 | As per HSA registered indication(s) except for radiolucent implants which should be used as follows:  in patients with primary or metastatic spinal tumours who would benefit from post-operative high dose high precision beam therapy upon appropriate and stringent patient selection;  Patient selection should be done via standardised assessment such as the neurological-oncological-mechanical systemic (NOMS) framework; and  The assessment should be carried out by a multidisciplinary team (MDT), which may be inclusive of, but not limited to, radiation oncologists, spine surgeons and interventional radiologists, among others.
Orthopaedics | Spine - Thoracolumbar (TL) and sacral surgery | TL and sacral fusion and fixation implant | TL pedicle screw - Shank, tulip | Highridge Medical | Cannulated Polyaxial Screw 7.0X95MM | 801M7095 | Standalone | DE0510347 | As per HSA registered indication(s) except for radiolucent implants which should be used as follows:  in patients with primary or metastatic spinal tumours who would benefit from post-operative high dose high precision beam therapy upon appropriate and stringent patient selection;  Patient selection should be done via standardised assessment such as the neurological-oncological-mechanical systemic (NOMS) framework; and  The assessment should be carried out by a multidisciplinary team (MDT), which may be inclusive of, but not limited to, radiation oncologists, spine surgeons and interventional radiologists, among others.
Orthopaedics | Spine - Thoracolumbar (TL) and sacral surgery | TL and sacral fusion and fixation implant | TL pedicle screw - Shank, tulip | Highridge Medical | Cannulated Polyaxial Screw 7.5X100MM | 801M7500 | Standalone | DE0510347 | As per HSA registered indication(s) except for radiolucent implants which should be used as follows:  in patients with primary or metastatic spinal tumours who would benefit from post-operative high dose high precision beam therapy upon appropriate and stringent patient selection;  Patient selection should be done via standardised assessment such as the neurological-oncological-mechanical systemic (NOMS) framework; and  The assessment should be carried out by a multidisciplinary team (MDT), which may be inclusive of, but not limited to, radiation oncologists, spine surgeons and interventional radiologists, among others.
Orthopaedics | Spine - Thoracolumbar (TL) and sacral surgery | TL and sacral fusion and fixation implant | TL pedicle screw - Shank, tulip | Highridge Medical | Cannulated Polyaxial Screw 7.5X105MM | 801M7505 | Standalone | DE0510347 | As per HSA registered indication(s) except for radiolucent implants which should be used as follows:  in patients with primary or metastatic spinal tumours who would benefit from post-operative high dose high precision beam therapy upon appropriate and stringent patient selection;  Patient selection should be done via standardised assessment such as the neurological-oncological-mechanical systemic (NOMS) framework; and  The assessment should be carried out by a multidisciplinary team (MDT), which may be inclusive of, but not limited to, radiation oncologists, spine surgeons and interventional radiologists, among others.
Orthopaedics | Spine - Thoracolumbar (TL) and sacral surgery | TL and sacral fusion and fixation implant | TL pedicle screw - Shank, tulip | Highridge Medical | Cannulated Polyaxial Screw 7.5X110MM | 801M7510 | Standalone | DE0510347 | As per HSA registered indication(s) except for radiolucent implants which should be used as follows:  in patients with primary or metastatic spinal tumours who would benefit from post-operative high dose high precision beam therapy upon appropriate and stringent patient selection;  Patient selection should be done via standardised assessment such as the neurological-oncological-mechanical systemic (NOMS) framework; and  The assessment should be carried out by a multidisciplinary team (MDT), which may be inclusive of, but not limited to, radiation oncologists, spine surgeons and interventional radiologists, among others.
Orthopaedics | Spine - Thoracolumbar (TL) and sacral surgery | TL and sacral fusion and fixation implant | TL pedicle screw - Shank, tulip | Highridge Medical | Cannulated Polyaxial Screw 7.5X115MM | 801M7515 | Standalone | DE0510347 | As per HSA registered indication(s) except for radiolucent implants which should be used as follows:  in patients with primary or metastatic spinal tumours who would benefit from post-operative high dose high precision beam therapy upon appropriate and stringent patient selection;  Patient selection should be done via standardised assessment such as the neurological-oncological-mechanical systemic (NOMS) framework; and  The assessment should be carried out by a multidisciplinary team (MDT), which may be inclusive of, but not limited to, radiation oncologists, spine surgeons and interventional radiologists, among others.
Orthopaedics | Spine - Thoracolumbar (TL) and sacral surgery | TL and sacral fusion and fixation implant | TL pedicle screw - Shank, tulip | Highridge Medical | Cannulated Polyaxial Screw 7.5X20MM | 801M7520 | Standalone | DE0510347 | As per HSA registered indication(s) except for radiolucent implants which should be used as follows:  in patients with primary or metastatic spinal tumours who would benefit from post-operative high dose high precision beam therapy upon appropriate and stringent patient selection;  Patient selection should be done via standardised assessment such as the neurological-oncological-mechanical systemic (NOMS) framework; and  The assessment should be carried out by a multidisciplinary team (MDT), which may be inclusive of, but not limited to, radiation oncologists, spine surgeons and interventional radiologists, among others.
Orthopaedics | Spine - Thoracolumbar (TL) and sacral surgery | TL and sacral fusion and fixation implant | TL pedicle screw - Shank, tulip | Highridge Medical | Cannulated Polyaxial Screw 7.5X120MM | 801M7521 | Standalone | DE0510347 | As per HSA registered indication(s) except for radiolucent implants which should be used as follows:  in patients with primary or metastatic spinal tumours who would benefit from post-operative high dose high precision beam therapy upon appropriate and stringent patient selection;  Patient selection should be done via standardised assessment such as the neurological-oncological-mechanical systemic (NOMS) framework; and  The assessment should be carried out by a multidisciplinary team (MDT), which may be inclusive of, but not limited to, radiation oncologists, spine surgeons and interventional radiologists, among others.
Orthopaedics | Spine - Thoracolumbar (TL) and sacral surgery | TL and sacral fusion and fixation implant | TL pedicle screw - Shank, tulip | Highridge Medical | Cannulated Polyaxial Screw 7.5X25MM | 801M7525 | Standalone | DE0510347 | As per HSA registered indication(s) except for radiolucent implants which should be used as follows:  in patients with primary or metastatic spinal tumours who would benefit from post-operative high dose high precision beam therapy upon appropriate and stringent patient selection;  Patient selection should be done via standardised assessment such as the neurological-oncological-mechanical systemic (NOMS) framework; and  The assessment should be carried out by a multidisciplinary team (MDT), which may be inclusive of, but not limited to, radiation oncologists, spine surgeons and interventional radiologists, among others.
Orthopaedics | Spine - Thoracolumbar (TL) and sacral surgery | TL and sacral fusion and fixation implant | TL pedicle screw - Shank, tulip | Highridge Medical | Cannulated Polyaxial Screw 7.5X30MM | 801M7530 | Standalone | DE0510347 | As per HSA registered indication(s) except for radiolucent implants which should be used as follows:  in patients with primary or metastatic spinal tumours who would benefit from post-operative high dose high precision beam therapy upon appropriate and stringent patient selection;  Patient selection should be done via standardised assessment such as the neurological-oncological-mechanical systemic (NOMS) framework; and  The assessment should be carried out by a multidisciplinary team (MDT), which may be inclusive of, but not limited to, radiation oncologists, spine surgeons and interventional radiologists, among others.
Orthopaedics | Spine - Thoracolumbar (TL) and sacral surgery | TL and sacral fusion and fixation implant | TL pedicle screw - Shank, tulip | Highridge Medical | Cannulated Polyaxial Screw 7.5X35MM | 801M7535 | Standalone | DE0510347 | As per HSA registered indication(s) except for radiolucent implants which should be used as follows:  in patients with primary or metastatic spinal tumours who would benefit from post-operative high dose high precision beam therapy upon appropriate and stringent patient selection;  Patient selection should be done via standardised assessment such as the neurological-oncological-mechanical systemic (NOMS) framework; and  The assessment should be carried out by a multidisciplinary team (MDT), which may be inclusive of, but not limited to, radiation oncologists, spine surgeons and interventional radiologists, among others.
Orthopaedics | Spine - Thoracolumbar (TL) and sacral surgery | TL and sacral fusion and fixation implant | TL pedicle screw - Shank, tulip | Highridge Medical | Cannulated Polyaxial Screw 7.5X40MM | 801M7540 | Standalone | DE0510347 | As per HSA registered indication(s) except for radiolucent implants which should be used as follows:  in patients with primary or metastatic spinal tumours who would benefit from post-operative high dose high precision beam therapy upon appropriate and stringent patient selection;  Patient selection should be done via standardised assessment such as the neurological-oncological-mechanical systemic (NOMS) framework; and  The assessment should be carried out by a multidisciplinary team (MDT), which may be inclusive of, but not limited to, radiation oncologists, spine surgeons and interventional radiologists, among others.
Orthopaedics | Spine - Thoracolumbar (TL) and sacral surgery | TL and sacral fusion and fixation implant | TL pedicle screw - Shank, tulip | Highridge Medical | Cannulated Polyaxial Screw 7.5X45MM | 801M7545 | Standalone | DE0510347 | As per HSA registered indication(s) except for radiolucent implants which should be used as follows:  in patients with primary or metastatic spinal tumours who would benefit from post-operative high dose high precision beam therapy upon appropriate and stringent patient selection;  Patient selection should be done via standardised assessment such as the neurological-oncological-mechanical systemic (NOMS) framework; and  The assessment should be carried out by a multidisciplinary team (MDT), which may be inclusive of, but not limited to, radiation oncologists, spine surgeons and interventional radiologists, among others.
Orthopaedics | Spine - Thoracolumbar (TL) and sacral surgery | TL and sacral fusion and fixation implant | TL pedicle screw - Shank, tulip | Highridge Medical | Cannulated Polyaxial Screw 7.5X50MM | 801M7550 | Standalone | DE0510347 | As per HSA registered indication(s) except for radiolucent implants which should be used as follows:  in patients with primary or metastatic spinal tumours who would benefit from post-operative high dose high precision beam therapy upon appropriate and stringent patient selection;  Patient selection should be done via standardised assessment such as the neurological-oncological-mechanical systemic (NOMS) framework; and  The assessment should be carried out by a multidisciplinary team (MDT), which may be inclusive of, but not limited to, radiation oncologists, spine surgeons and interventional radiologists, among others.
Orthopaedics | Spine - Thoracolumbar (TL) and sacral surgery | TL and sacral fusion and fixation implant | TL pedicle screw - Shank, tulip | Highridge Medical | Cannulated Polyaxial Screw 7.5X55MM | 801M7555 | Standalone | DE0510347 | As per HSA registered indication(s) except for radiolucent implants which should be used as follows:  in patients with primary or metastatic spinal tumours who would benefit from post-operative high dose high precision beam therapy upon appropriate and stringent patient selection;  Patient selection should be done via standardised assessment such as the neurological-oncological-mechanical systemic (NOMS) framework; and  The assessment should be carried out by a multidisciplinary team (MDT), which may be inclusive of, but not limited to, radiation oncologists, spine surgeons and interventional radiologists, among others.
Orthopaedics | Spine - Thoracolumbar (TL) and sacral surgery | TL and sacral fusion and fixation implant | TL pedicle screw - Shank, tulip | Highridge Medical | Cannulated Polyaxial Screw 7.5X60MM | 801M7560 | Standalone | DE0510347 | As per HSA registered indication(s) except for radiolucent implants which should be used as follows:  in patients with primary or metastatic spinal tumours who would benefit from post-operative high dose high precision beam therapy upon appropriate and stringent patient selection;  Patient selection should be done via standardised assessment such as the neurological-oncological-mechanical systemic (NOMS) framework; and  The assessment should be carried out by a multidisciplinary team (MDT), which may be inclusive of, but not limited to, radiation oncologists, spine surgeons and interventional radiologists, among others.
Orthopaedics | Spine - Thoracolumbar (TL) and sacral surgery | TL and sacral fusion and fixation implant | TL pedicle screw - Shank, tulip | Highridge Medical | Cannulated Polyaxial Screw 7.5X65MM | 801M7565 | Standalone | DE0510347 | As per HSA registered indication(s) except for radiolucent implants which should be used as follows:  in patients with primary or metastatic spinal tumours who would benefit from post-operative high dose high precision beam therapy upon appropriate and stringent patient selection;  Patient selection should be done via standardised assessment such as the neurological-oncological-mechanical systemic (NOMS) framework; and  The assessment should be carried out by a multidisciplinary team (MDT), which may be inclusive of, but not limited to, radiation oncologists, spine surgeons and interventional radiologists, among others.
Orthopaedics | Spine - Thoracolumbar (TL) and sacral surgery | TL and sacral fusion and fixation implant | TL pedicle screw - Shank, tulip | Highridge Medical | Cannulated Polyaxial Screw 7.5X70MM | 801M7570 | Standalone | DE0510347 | As per HSA registered indication(s) except for radiolucent implants which should be used as follows:  in patients with primary or metastatic spinal tumours who would benefit from post-operative high dose high precision beam therapy upon appropriate and stringent patient selection;  Patient selection should be done via standardised assessment such as the neurological-oncological-mechanical systemic (NOMS) framework; and  The assessment should be carried out by a multidisciplinary team (MDT), which may be inclusive of, but not limited to, radiation oncologists, spine surgeons and interventional radiologists, among others.
Orthopaedics | Spine - Thoracolumbar (TL) and sacral surgery | TL and sacral fusion and fixation implant | TL pedicle screw - Shank, tulip | Highridge Medical | Cannulated Polyaxial Screw 7.5X75MM | 801M7575 | Standalone | DE0510347 | As per HSA registered indication(s) except for radiolucent implants which should be used as follows:  in patients with primary or metastatic spinal tumours who would benefit from post-operative high dose high precision beam therapy upon appropriate and stringent patient selection;  Patient selection should be done via standardised assessment such as the neurological-oncological-mechanical systemic (NOMS) framework; and  The assessment should be carried out by a multidisciplinary team (MDT), which may be inclusive of, but not limited to, radiation oncologists, spine surgeons and interventional radiologists, among others.
Orthopaedics | Spine - Thoracolumbar (TL) and sacral surgery | TL and sacral fusion and fixation implant | TL pedicle screw - Shank, tulip | Highridge Medical | Cannulated Polyaxial Screw 7.5X80MM | 801M7580 | Standalone | DE0510347 | As per HSA registered indication(s) except for radiolucent implants which should be used as follows:  in patients with primary or metastatic spinal tumours who would benefit from post-operative high dose high precision beam therapy upon appropriate and stringent patient selection;  Patient selection should be done via standardised assessment such as the neurological-oncological-mechanical systemic (NOMS) framework; and  The assessment should be carried out by a multidisciplinary team (MDT), which may be inclusive of, but not limited to, radiation oncologists, spine surgeons and interventional radiologists, among others.
Orthopaedics | Spine - Thoracolumbar (TL) and sacral surgery | TL and sacral fusion and fixation implant | TL pedicle screw - Shank, tulip | Highridge Medical | Cannulated Polyaxial Screw 7.5X85MM | 801M7585 | Standalone | DE0510347 | As per HSA registered indication(s) except for radiolucent implants which should be used as follows:  in patients with primary or metastatic spinal tumours who would benefit from post-operative high dose high precision beam therapy upon appropriate and stringent patient selection;  Patient selection should be done via standardised assessment such as the neurological-oncological-mechanical systemic (NOMS) framework; and  The assessment should be carried out by a multidisciplinary team (MDT), which may be inclusive of, but not limited to, radiation oncologists, spine surgeons and interventional radiologists, among others.
Orthopaedics | Spine - Thoracolumbar (TL) and sacral surgery | TL and sacral fusion and fixation implant | TL pedicle screw - Shank, tulip | Highridge Medical | Cannulated Polyaxial Screw 7.5X90MM | 801M7590 | Standalone | DE0510347 | As per HSA registered indication(s) except for radiolucent implants which should be used as follows:  in patients with primary or metastatic spinal tumours who would benefit from post-operative high dose high precision beam therapy upon appropriate and stringent patient selection;  Patient selection should be done via standardised assessment such as the neurological-oncological-mechanical systemic (NOMS) framework; and  The assessment should be carried out by a multidisciplinary team (MDT), which may be inclusive of, but not limited to, radiation oncologists, spine surgeons and interventional radiologists, among others.
Orthopaedics | Spine - Thoracolumbar (TL) and sacral surgery | TL and sacral fusion and fixation implant | TL pedicle screw - Shank, tulip | Highridge Medical | Cannulated Polyaxial Screw 7.5X95MM | 801M7595 | Standalone | DE0510347 | As per HSA registered indication(s) except for radiolucent implants which should be used as follows:  in patients with primary or metastatic spinal tumours who would benefit from post-operative high dose high precision beam therapy upon appropriate and stringent patient selection;  Patient selection should be done via standardised assessment such as the neurological-oncological-mechanical systemic (NOMS) framework; and  The assessment should be carried out by a multidisciplinary team (MDT), which may be inclusive of, but not limited to, radiation oncologists, spine surgeons and interventional radiologists, among others.
Orthopaedics | Spine - Thoracolumbar (TL) and sacral surgery | TL and sacral fusion and fixation implant | TL pedicle screw - Shank, tulip | Highridge Medical | Cannulated Polyaxial Screw 10.0x100MM | 802M1000 | Standalone | DE0510347 | As per HSA registered indication(s) except for radiolucent implants which should be used as follows:  in patients with primary or metastatic spinal tumours who would benefit from post-operative high dose high precision beam therapy upon appropriate and stringent patient selection;  Patient selection should be done via standardised assessment such as the neurological-oncological-mechanical systemic (NOMS) framework; and  The assessment should be carried out by a multidisciplinary team (MDT), which may be inclusive of, but not limited to, radiation oncologists, spine surgeons and interventional radiologists, among others.
Orthopaedics | Spine - Thoracolumbar (TL) and sacral surgery | TL and sacral fusion and fixation implant | TL pedicle screw - Shank, tulip | Highridge Medical | Cannulated Polyaxial Screw 10.0x105MM | 802M1005 | Standalone | DE0510347 | As per HSA registered indication(s) except for radiolucent implants which should be used as follows:  in patients with primary or metastatic spinal tumours who would benefit from post-operative high dose high precision beam therapy upon appropriate and stringent patient selection;  Patient selection should be done via standardised assessment such as the neurological-oncological-mechanical systemic (NOMS) framework; and  The assessment should be carried out by a multidisciplinary team (MDT), which may be inclusive of, but not limited to, radiation oncologists, spine surgeons and interventional radiologists, among others.
Orthopaedics | Spine - Thoracolumbar (TL) and sacral surgery | TL and sacral fusion and fixation implant | TL pedicle screw - Shank, tulip | Highridge Medical | Cannulated Polyaxial Screw 10.0x110MM | 802M1010 | Standalone | DE0510347 | As per HSA registered indication(s) except for radiolucent implants which should be used as follows:  in patients with primary or metastatic spinal tumours who would benefit from post-operative high dose high precision beam therapy upon appropriate and stringent patient selection;  Patient selection should be done via standardised assessment such as the neurological-oncological-mechanical systemic (NOMS) framework; and  The assessment should be carried out by a multidisciplinary team (MDT), which may be inclusive of, but not limited to, radiation oncologists, spine surgeons and interventional radiologists, among others.
Orthopaedics | Spine - Thoracolumbar (TL) and sacral surgery | TL and sacral fusion and fixation implant | TL pedicle screw - Shank, tulip | Highridge Medical | Cannulated Polyaxial Screw 10.0x115MM | 802M1015 | Standalone | DE0510347 | As per HSA registered indication(s) except for radiolucent implants which should be used as follows:  in patients with primary or metastatic spinal tumours who would benefit from post-operative high dose high precision beam therapy upon appropriate and stringent patient selection;  Patient selection should be done via standardised assessment such as the neurological-oncological-mechanical systemic (NOMS) framework; and  The assessment should be carried out by a multidisciplinary team (MDT), which may be inclusive of, but not limited to, radiation oncologists, spine surgeons and interventional radiologists, among others.
Orthopaedics | Spine - Thoracolumbar (TL) and sacral surgery | TL and sacral fusion and fixation implant | TL pedicle screw - Shank, tulip | Highridge Medical | Cannulated Polyaxial Screw 10.0x20MM | 802M1020 | Standalone | DE0510347 | As per HSA registered indication(s) except for radiolucent implants which should be used as follows:  in patients with primary or metastatic spinal tumours who would benefit from post-operative high dose high precision beam therapy upon appropriate and stringent patient selection;  Patient selection should be done via standardised assessment such as the neurological-oncological-mechanical systemic (NOMS) framework; and  The assessment should be carried out by a multidisciplinary team (MDT), which may be inclusive of, but not limited to, radiation oncologists, spine surgeons and interventional radiologists, among others.
Orthopaedics | Spine - Thoracolumbar (TL) and sacral surgery | TL and sacral fusion and fixation implant | TL pedicle screw - Shank, tulip | Highridge Medical | Cannulated Polyaxial Screw 10.0x120MM | 802M1021 | Standalone | DE0510347 | As per HSA registered indication(s) except for radiolucent implants which should be used as follows:  in patients with primary or metastatic spinal tumours who would benefit from post-operative high dose high precision beam therapy upon appropriate and stringent patient selection;  Patient selection should be done via standardised assessment such as the neurological-oncological-mechanical systemic (NOMS) framework; and  The assessment should be carried out by a multidisciplinary team (MDT), which may be inclusive of, but not limited to, radiation oncologists, spine surgeons and interventional radiologists, among others.
Orthopaedics | Spine - Thoracolumbar (TL) and sacral surgery | TL and sacral fusion and fixation implant | TL pedicle screw - Shank, tulip | Highridge Medical | Cannulated Polyaxial Screw 10.0x25MM | 802M1025 | Standalone | DE0510347 | As per HSA registered indication(s) except for radiolucent implants which should be used as follows:  in patients with primary or metastatic spinal tumours who would benefit from post-operative high dose high precision beam therapy upon appropriate and stringent patient selection;  Patient selection should be done via standardised assessment such as the neurological-oncological-mechanical systemic (NOMS) framework; and  The assessment should be carried out by a multidisciplinary team (MDT), which may be inclusive of, but not limited to, radiation oncologists, spine surgeons and interventional radiologists, among others.
Orthopaedics | Spine - Thoracolumbar (TL) and sacral surgery | TL and sacral fusion and fixation implant | TL pedicle screw - Shank, tulip | Highridge Medical | Cannulated Polyaxial Screw 10.0x30MM | 802M1030 | Standalone | DE0510347 | As per HSA registered indication(s) except for radiolucent implants which should be used as follows:  in patients with primary or metastatic spinal tumours who would benefit from post-operative high dose high precision beam therapy upon appropriate and stringent patient selection;  Patient selection should be done via standardised assessment such as the neurological-oncological-mechanical systemic (NOMS) framework; and  The assessment should be carried out by a multidisciplinary team (MDT), which may be inclusive of, but not limited to, radiation oncologists, spine surgeons and interventional radiologists, among others.
Orthopaedics | Spine - Thoracolumbar (TL) and sacral surgery | TL and sacral fusion and fixation implant | TL pedicle screw - Shank, tulip | Highridge Medical | Cannulated Polyaxial Screw 10.0x35MM | 802M1035 | Standalone | DE0510347 | As per HSA registered indication(s) except for radiolucent implants which should be used as follows:  in patients with primary or metastatic spinal tumours who would benefit from post-operative high dose high precision beam therapy upon appropriate and stringent patient selection;  Patient selection should be done via standardised assessment such as the neurological-oncological-mechanical systemic (NOMS) framework; and  The assessment should be carried out by a multidisciplinary team (MDT), which may be inclusive of, but not limited to, radiation oncologists, spine surgeons and interventional radiologists, among others.
Orthopaedics | Spine - Thoracolumbar (TL) and sacral surgery | TL and sacral fusion and fixation implant | TL pedicle screw - Shank, tulip | Highridge Medical | Cannulated Polyaxial Screw 10.0x40MM | 802M1040 | Standalone | DE0510347 | As per HSA registered indication(s) except for radiolucent implants which should be used as follows:  in patients with primary or metastatic spinal tumours who would benefit from post-operative high dose high precision beam therapy upon appropriate and stringent patient selection;  Patient selection should be done via standardised assessment such as the neurological-oncological-mechanical systemic (NOMS) framework; and  The assessment should be carried out by a multidisciplinary team (MDT), which may be inclusive of, but not limited to, radiation oncologists, spine surgeons and interventional radiologists, among others.
Orthopaedics | Spine - Thoracolumbar (TL) and sacral surgery | TL and sacral fusion and fixation implant | TL pedicle screw - Shank, tulip | Highridge Medical | Cannulated Polyaxial Screw 10.0x45MM | 802M1045 | Standalone | DE0510347 | As per HSA registered indication(s) except for radiolucent implants which should be used as follows:  in patients with primary or metastatic spinal tumours who would benefit from post-operative high dose high precision beam therapy upon appropriate and stringent patient selection;  Patient selection should be done via standardised assessment such as the neurological-oncological-mechanical systemic (NOMS) framework; and  The assessment should be carried out by a multidisciplinary team (MDT), which may be inclusive of, but not limited to, radiation oncologists, spine surgeons and interventional radiologists, among others.
Orthopaedics | Spine - Thoracolumbar (TL) and sacral surgery | TL and sacral fusion and fixation implant | TL pedicle screw - Shank, tulip | Highridge Medical | Cannulated Polyaxial Screw 10.0x50MM | 802M1050 | Standalone | DE0510347 | As per HSA registered indication(s) except for radiolucent implants which should be used as follows:  in patients with primary or metastatic spinal tumours who would benefit from post-operative high dose high precision beam therapy upon appropriate and stringent patient selection;  Patient selection should be done via standardised assessment such as the neurological-oncological-mechanical systemic (NOMS) framework; and  The assessment should be carried out by a multidisciplinary team (MDT), which may be inclusive of, but not limited to, radiation oncologists, spine surgeons and interventional radiologists, among others.
Orthopaedics | Spine - Thoracolumbar (TL) and sacral surgery | TL and sacral fusion and fixation implant | TL pedicle screw - Shank, tulip | Highridge Medical | Cannulated Polyaxial Screw 10.0x55MM | 802M1055 | Standalone | DE0510347 | As per HSA registered indication(s) except for radiolucent implants which should be used as follows:  in patients with primary or metastatic spinal tumours who would benefit from post-operative high dose high precision beam therapy upon appropriate and stringent patient selection;  Patient selection should be done via standardised assessment such as the neurological-oncological-mechanical systemic (NOMS) framework; and  The assessment should be carried out by a multidisciplinary team (MDT), which may be inclusive of, but not limited to, radiation oncologists, spine surgeons and interventional radiologists, among others.
Orthopaedics | Spine - Thoracolumbar (TL) and sacral surgery | TL and sacral fusion and fixation implant | TL pedicle screw - Shank, tulip | Highridge Medical | Cannulated Polyaxial Screw 10.0x60MM | 802M1060 | Standalone | DE0510347 | As per HSA registered indication(s) except for radiolucent implants which should be used as follows:  in patients with primary or metastatic spinal tumours who would benefit from post-operative high dose high precision beam therapy upon appropriate and stringent patient selection;  Patient selection should be done via standardised assessment such as the neurological-oncological-mechanical systemic (NOMS) framework; and  The assessment should be carried out by a multidisciplinary team (MDT), which may be inclusive of, but not limited to, radiation oncologists, spine surgeons and interventional radiologists, among others.
Orthopaedics | Spine - Thoracolumbar (TL) and sacral surgery | TL and sacral fusion and fixation implant | TL pedicle screw - Shank, tulip | Highridge Medical | Cannulated Polyaxial Screw 10.0x65MM | 802M1065 | Standalone | DE0510347 | As per HSA registered indication(s) except for radiolucent implants which should be used as follows:  in patients with primary or metastatic spinal tumours who would benefit from post-operative high dose high precision beam therapy upon appropriate and stringent patient selection;  Patient selection should be done via standardised assessment such as the neurological-oncological-mechanical systemic (NOMS) framework; and  The assessment should be carried out by a multidisciplinary team (MDT), which may be inclusive of, but not limited to, radiation oncologists, spine surgeons and interventional radiologists, among others.
Orthopaedics | Spine - Thoracolumbar (TL) and sacral surgery | TL and sacral fusion and fixation implant | TL pedicle screw - Shank, tulip | Highridge Medical | Cannulated Polyaxial Screw 10.0x70MM | 802M1070 | Standalone | DE0510347 | As per HSA registered indication(s) except for radiolucent implants which should be used as follows:  in patients with primary or metastatic spinal tumours who would benefit from post-operative high dose high precision beam therapy upon appropriate and stringent patient selection;  Patient selection should be done via standardised assessment such as the neurological-oncological-mechanical systemic (NOMS) framework; and  The assessment should be carried out by a multidisciplinary team (MDT), which may be inclusive of, but not limited to, radiation oncologists, spine surgeons and interventional radiologists, among others.
Orthopaedics | Spine - Thoracolumbar (TL) and sacral surgery | TL and sacral fusion and fixation implant | TL pedicle screw - Shank, tulip | Highridge Medical | Cannulated Polyaxial Screw 10.0x75MM | 802M1075 | Standalone | DE0510347 | As per HSA registered indication(s) except for radiolucent implants which should be used as follows:  in patients with primary or metastatic spinal tumours who would benefit from post-operative high dose high precision beam therapy upon appropriate and stringent patient selection;  Patient selection should be done via standardised assessment such as the neurological-oncological-mechanical systemic (NOMS) framework; and  The assessment should be carried out by a multidisciplinary team (MDT), which may be inclusive of, but not limited to, radiation oncologists, spine surgeons and interventional radiologists, among others.
Orthopaedics | Spine - Thoracolumbar (TL) and sacral surgery | TL and sacral fusion and fixation implant | TL pedicle screw - Shank, tulip | Highridge Medical | Cannulated Polyaxial Screw 10.0x80MM | 802M1080 | Standalone | DE0510347 | As per HSA registered indication(s) except for radiolucent implants which should be used as follows:  in patients with primary or metastatic spinal tumours who would benefit from post-operative high dose high precision beam therapy upon appropriate and stringent patient selection;  Patient selection should be done via standardised assessment such as the neurological-oncological-mechanical systemic (NOMS) framework; and  The assessment should be carried out by a multidisciplinary team (MDT), which may be inclusive of, but not limited to, radiation oncologists, spine surgeons and interventional radiologists, among others.
Orthopaedics | Spine - Thoracolumbar (TL) and sacral surgery | TL and sacral fusion and fixation implant | TL pedicle screw - Shank, tulip | Highridge Medical | Cannulated Polyaxial Screw 10.0x85MM | 802M1085 | Standalone | DE0510347 | As per HSA registered indication(s) except for radiolucent implants which should be used as follows:  in patients with primary or metastatic spinal tumours who would benefit from post-operative high dose high precision beam therapy upon appropriate and stringent patient selection;  Patient selection should be done via standardised assessment such as the neurological-oncological-mechanical systemic (NOMS) framework; and  The assessment should be carried out by a multidisciplinary team (MDT), which may be inclusive of, but not limited to, radiation oncologists, spine surgeons and interventional radiologists, among others.
Orthopaedics | Spine - Thoracolumbar (TL) and sacral surgery | TL and sacral fusion and fixation implant | TL pedicle screw - Shank, tulip | Highridge Medical | Cannulated Polyaxial Screw 10.0x90MM | 802M1090 | Standalone | DE0510347 | As per HSA registered indication(s) except for radiolucent implants which should be used as follows:  in patients with primary or metastatic spinal tumours who would benefit from post-operative high dose high precision beam therapy upon appropriate and stringent patient selection;  Patient selection should be done via standardised assessment such as the neurological-oncological-mechanical systemic (NOMS) framework; and  The assessment should be carried out by a multidisciplinary team (MDT), which may be inclusive of, but not limited to, radiation oncologists, spine surgeons and interventional radiologists, among others.
Orthopaedics | Spine - Thoracolumbar (TL) and sacral surgery | TL and sacral fusion and fixation implant | TL pedicle screw - Shank, tulip | Highridge Medical | Cannulated Polyaxial Screw 10.0x95MM | 802M1095 | Standalone | DE0510347 | As per HSA registered indication(s) except for radiolucent implants which should be used as follows:  in patients with primary or metastatic spinal tumours who would benefit from post-operative high dose high precision beam therapy upon appropriate and stringent patient selection;  Patient selection should be done via standardised assessment such as the neurological-oncological-mechanical systemic (NOMS) framework; and  The assessment should be carried out by a multidisciplinary team (MDT), which may be inclusive of, but not limited to, radiation oncologists, spine surgeons and interventional radiologists, among others.
Orthopaedics | Spine - Thoracolumbar (TL) and sacral surgery | TL and sacral fusion and fixation implant | TL pedicle screw - Shank, tulip | Highridge Medical | Cannulated Polyaxial Screw 10.5x100MM | 802M1500 | Standalone | DE0510347 | As per HSA registered indication(s) except for radiolucent implants which should be used as follows:  in patients with primary or metastatic spinal tumours who would benefit from post-operative high dose high precision beam therapy upon appropriate and stringent patient selection;  Patient selection should be done via standardised assessment such as the neurological-oncological-mechanical systemic (NOMS) framework; and  The assessment should be carried out by a multidisciplinary team (MDT), which may be inclusive of, but not limited to, radiation oncologists, spine surgeons and interventional radiologists, among others.
Orthopaedics | Spine - Thoracolumbar (TL) and sacral surgery | TL and sacral fusion and fixation implant | TL pedicle screw - Shank, tulip | Highridge Medical | Cannulated Polyaxial Screw 10.5x105MM | 802M1505 | Standalone | DE0510347 | As per HSA registered indication(s) except for radiolucent implants which should be used as follows:  in patients with primary or metastatic spinal tumours who would benefit from post-operative high dose high precision beam therapy upon appropriate and stringent patient selection;  Patient selection should be done via standardised assessment such as the neurological-oncological-mechanical systemic (NOMS) framework; and  The assessment should be carried out by a multidisciplinary team (MDT), which may be inclusive of, but not limited to, radiation oncologists, spine surgeons and interventional radiologists, among others.
Orthopaedics | Spine - Thoracolumbar (TL) and sacral surgery | TL and sacral fusion and fixation implant | TL pedicle screw - Shank, tulip | Highridge Medical | Cannulated Polyaxial Screw 10.5x110MM | 802M1510 | Standalone | DE0510347 | As per HSA registered indication(s) except for radiolucent implants which should be used as follows:  in patients with primary or metastatic spinal tumours who would benefit from post-operative high dose high precision beam therapy upon appropriate and stringent patient selection;  Patient selection should be done via standardised assessment such as the neurological-oncological-mechanical systemic (NOMS) framework; and  The assessment should be carried out by a multidisciplinary team (MDT), which may be inclusive of, but not limited to, radiation oncologists, spine surgeons and interventional radiologists, among others.
Orthopaedics | Spine - Thoracolumbar (TL) and sacral surgery | TL and sacral fusion and fixation implant | TL pedicle screw - Shank, tulip | Highridge Medical | Cannulated Polyaxial Screw 10.5x115MM | 802M1515 | Standalone | DE0510347 | As per HSA registered indication(s) except for radiolucent implants which should be used as follows:  in patients with primary or metastatic spinal tumours who would benefit from post-operative high dose high precision beam therapy upon appropriate and stringent patient selection;  Patient selection should be done via standardised assessment such as the neurological-oncological-mechanical systemic (NOMS) framework; and  The assessment should be carried out by a multidisciplinary team (MDT), which may be inclusive of, but not limited to, radiation oncologists, spine surgeons and interventional radiologists, among others.
Orthopaedics | Spine - Thoracolumbar (TL) and sacral surgery | TL and sacral fusion and fixation implant | TL pedicle screw - Shank, tulip | Highridge Medical | Cannulated Polyaxial Screw 10.5x20MM | 802M1520 | Standalone | DE0510347 | As per HSA registered indication(s) except for radiolucent implants which should be used as follows:  in patients with primary or metastatic spinal tumours who would benefit from post-operative high dose high precision beam therapy upon appropriate and stringent patient selection;  Patient selection should be done via standardised assessment such as the neurological-oncological-mechanical systemic (NOMS) framework; and  The assessment should be carried out by a multidisciplinary team (MDT), which may be inclusive of, but not limited to, radiation oncologists, spine surgeons and interventional radiologists, among others.
Orthopaedics | Spine - Thoracolumbar (TL) and sacral surgery | TL and sacral fusion and fixation implant | TL pedicle screw - Shank, tulip | Highridge Medical | Cannulated Polyaxial Screw 10.5x120MM | 802M1521 | Standalone | DE0510347 | As per HSA registered indication(s) except for radiolucent implants which should be used as follows:  in patients with primary or metastatic spinal tumours who would benefit from post-operative high dose high precision beam therapy upon appropriate and stringent patient selection;  Patient selection should be done via standardised assessment such as the neurological-oncological-mechanical systemic (NOMS) framework; and  The assessment should be carried out by a multidisciplinary team (MDT), which may be inclusive of, but not limited to, radiation oncologists, spine surgeons and interventional radiologists, among others.
Orthopaedics | Spine - Thoracolumbar (TL) and sacral surgery | TL and sacral fusion and fixation implant | TL pedicle screw - Shank, tulip | Highridge Medical | Cannulated Polyaxial Screw 10.5x25MM | 802M1525 | Standalone | DE0510347 | As per HSA registered indication(s) except for radiolucent implants which should be used as follows:  in patients with primary or metastatic spinal tumours who would benefit from post-operative high dose high precision beam therapy upon appropriate and stringent patient selection;  Patient selection should be done via standardised assessment such as the neurological-oncological-mechanical systemic (NOMS) framework; and  The assessment should be carried out by a multidisciplinary team (MDT), which may be inclusive of, but not limited to, radiation oncologists, spine surgeons and interventional radiologists, among others.
Orthopaedics | Spine - Thoracolumbar (TL) and sacral surgery | TL and sacral fusion and fixation implant | TL pedicle screw - Shank, tulip | Highridge Medical | Cannulated Polyaxial Screw 10.5x30MM | 802M1530 | Standalone | DE0510347 | As per HSA registered indication(s) except for radiolucent implants which should be used as follows:  in patients with primary or metastatic spinal tumours who would benefit from post-operative high dose high precision beam therapy upon appropriate and stringent patient selection;  Patient selection should be done via standardised assessment such as the neurological-oncological-mechanical systemic (NOMS) framework; and  The assessment should be carried out by a multidisciplinary team (MDT), which may be inclusive of, but not limited to, radiation oncologists, spine surgeons and interventional radiologists, among others.
Orthopaedics | Spine - Thoracolumbar (TL) and sacral surgery | TL and sacral fusion and fixation implant | TL pedicle screw - Shank, tulip | Highridge Medical | Cannulated Polyaxial Screw 10.5x35MM | 802M1535 | Standalone | DE0510347 | As per HSA registered indication(s) except for radiolucent implants which should be used as follows:  in patients with primary or metastatic spinal tumours who would benefit from post-operative high dose high precision beam therapy upon appropriate and stringent patient selection;  Patient selection should be done via standardised assessment such as the neurological-oncological-mechanical systemic (NOMS) framework; and  The assessment should be carried out by a multidisciplinary team (MDT), which may be inclusive of, but not limited to, radiation oncologists, spine surgeons and interventional radiologists, among others.
Orthopaedics | Spine - Thoracolumbar (TL) and sacral surgery | TL and sacral fusion and fixation implant | TL pedicle screw - Shank, tulip | Highridge Medical | Cannulated Polyaxial Screw 10.5x40MM | 802M1540 | Standalone | DE0510347 | As per HSA registered indication(s) except for radiolucent implants which should be used as follows:  in patients with primary or metastatic spinal tumours who would benefit from post-operative high dose high precision beam therapy upon appropriate and stringent patient selection;  Patient selection should be done via standardised assessment such as the neurological-oncological-mechanical systemic (NOMS) framework; and  The assessment should be carried out by a multidisciplinary team (MDT), which may be inclusive of, but not limited to, radiation oncologists, spine surgeons and interventional radiologists, among others.
Orthopaedics | Spine - Thoracolumbar (TL) and sacral surgery | TL and sacral fusion and fixation implant | TL pedicle screw - Shank, tulip | Highridge Medical | Cannulated Polyaxial Screw 10.5x45MM | 802M1545 | Standalone | DE0510347 | As per HSA registered indication(s) except for radiolucent implants which should be used as follows:  in patients with primary or metastatic spinal tumours who would benefit from post-operative high dose high precision beam therapy upon appropriate and stringent patient selection;  Patient selection should be done via standardised assessment such as the neurological-oncological-mechanical systemic (NOMS) framework; and  The assessment should be carried out by a multidisciplinary team (MDT), which may be inclusive of, but not limited to, radiation oncologists, spine surgeons and interventional radiologists, among others.
Orthopaedics | Spine - Thoracolumbar (TL) and sacral surgery | TL and sacral fusion and fixation implant | TL pedicle screw - Shank, tulip | Highridge Medical | Cannulated Polyaxial Screw 10.5x50MM | 802M1550 | Standalone | DE0510347 | As per HSA registered indication(s) except for radiolucent implants which should be used as follows:  in patients with primary or metastatic spinal tumours who would benefit from post-operative high dose high precision beam therapy upon appropriate and stringent patient selection;  Patient selection should be done via standardised assessment such as the neurological-oncological-mechanical systemic (NOMS) framework; and  The assessment should be carried out by a multidisciplinary team (MDT), which may be inclusive of, but not limited to, radiation oncologists, spine surgeons and interventional radiologists, among others.
Orthopaedics | Spine - Thoracolumbar (TL) and sacral surgery | TL and sacral fusion and fixation implant | TL pedicle screw - Shank, tulip | Highridge Medical | Cannulated Polyaxial Screw 10.5x55MM | 802M1555 | Standalone | DE0510347 | As per HSA registered indication(s) except for radiolucent implants which should be used as follows:  in patients with primary or metastatic spinal tumours who would benefit from post-operative high dose high precision beam therapy upon appropriate and stringent patient selection;  Patient selection should be done via standardised assessment such as the neurological-oncological-mechanical systemic (NOMS) framework; and  The assessment should be carried out by a multidisciplinary team (MDT), which may be inclusive of, but not limited to, radiation oncologists, spine surgeons and interventional radiologists, among others.
Orthopaedics | Spine - Thoracolumbar (TL) and sacral surgery | TL and sacral fusion and fixation implant | TL pedicle screw - Shank, tulip | Highridge Medical | Cannulated Polyaxial Screw 10.5x60MM | 802M1560 | Standalone | DE0510347 | As per HSA registered indication(s) except for radiolucent implants which should be used as follows:  in patients with primary or metastatic spinal tumours who would benefit from post-operative high dose high precision beam therapy upon appropriate and stringent patient selection;  Patient selection should be done via standardised assessment such as the neurological-oncological-mechanical systemic (NOMS) framework; and  The assessment should be carried out by a multidisciplinary team (MDT), which may be inclusive of, but not limited to, radiation oncologists, spine surgeons and interventional radiologists, among others.
Orthopaedics | Spine - Thoracolumbar (TL) and sacral surgery | TL and sacral fusion and fixation implant | TL pedicle screw - Shank, tulip | Highridge Medical | Cannulated Polyaxial Screw 10.5x65MM | 802M1565 | Standalone | DE0510347 | As per HSA registered indication(s) except for radiolucent implants which should be used as follows:  in patients with primary or metastatic spinal tumours who would benefit from post-operative high dose high precision beam therapy upon appropriate and stringent patient selection;  Patient selection should be done via standardised assessment such as the neurological-oncological-mechanical systemic (NOMS) framework; and  The assessment should be carried out by a multidisciplinary team (MDT), which may be inclusive of, but not limited to, radiation oncologists, spine surgeons and interventional radiologists, among others.
Orthopaedics | Spine - Thoracolumbar (TL) and sacral surgery | TL and sacral fusion and fixation implant | TL pedicle screw - Shank, tulip | Highridge Medical | Cannulated Polyaxial Screw 10.5x70MM | 802M1570 | Standalone | DE0510347 | As per HSA registered indication(s) except for radiolucent implants which should be used as follows:  in patients with primary or metastatic spinal tumours who would benefit from post-operative high dose high precision beam therapy upon appropriate and stringent patient selection;  Patient selection should be done via standardised assessment such as the neurological-oncological-mechanical systemic (NOMS) framework; and  The assessment should be carried out by a multidisciplinary team (MDT), which may be inclusive of, but not limited to, radiation oncologists, spine surgeons and interventional radiologists, among others.
Orthopaedics | Spine - Thoracolumbar (TL) and sacral surgery | TL and sacral fusion and fixation implant | TL pedicle screw - Shank, tulip | Highridge Medical | Cannulated Polyaxial Screw 10.5x75MM | 802M1575 | Standalone | DE0510347 | As per HSA registered indication(s) except for radiolucent implants which should be used as follows:  in patients with primary or metastatic spinal tumours who would benefit from post-operative high dose high precision beam therapy upon appropriate and stringent patient selection;  Patient selection should be done via standardised assessment such as the neurological-oncological-mechanical systemic (NOMS) framework; and  The assessment should be carried out by a multidisciplinary team (MDT), which may be inclusive of, but not limited to, radiation oncologists, spine surgeons and interventional radiologists, among others.
Orthopaedics | Spine - Thoracolumbar (TL) and sacral surgery | TL and sacral fusion and fixation implant | TL pedicle screw - Shank, tulip | Highridge Medical | Cannulated Polyaxial Screw 10.5x80MM | 802M1580 | Standalone | DE0510347 | As per HSA registered indication(s) except for radiolucent implants which should be used as follows:  in patients with primary or metastatic spinal tumours who would benefit from post-operative high dose high precision beam therapy upon appropriate and stringent patient selection;  Patient selection should be done via standardised assessment such as the neurological-oncological-mechanical systemic (NOMS) framework; and  The assessment should be carried out by a multidisciplinary team (MDT), which may be inclusive of, but not limited to, radiation oncologists, spine surgeons and interventional radiologists, among others.
Orthopaedics | Spine - Thoracolumbar (TL) and sacral surgery | TL and sacral fusion and fixation implant | TL pedicle screw - Shank, tulip | Highridge Medical | Cannulated Polyaxial Screw 10.5x85MM | 802M1585 | Standalone | DE0510347 | As per HSA registered indication(s) except for radiolucent implants which should be used as follows:  in patients with primary or metastatic spinal tumours who would benefit from post-operative high dose high precision beam therapy upon appropriate and stringent patient selection;  Patient selection should be done via standardised assessment such as the neurological-oncological-mechanical systemic (NOMS) framework; and  The assessment should be carried out by a multidisciplinary team (MDT), which may be inclusive of, but not limited to, radiation oncologists, spine surgeons and interventional radiologists, among others.
Orthopaedics | Spine - Thoracolumbar (TL) and sacral surgery | TL and sacral fusion and fixation implant | TL pedicle screw - Shank, tulip | Highridge Medical | Cannulated Polyaxial Screw 10.5x90MM | 802M1590 | Standalone | DE0510347 | As per HSA registered indication(s) except for radiolucent implants which should be used as follows:  in patients with primary or metastatic spinal tumours who would benefit from post-operative high dose high precision beam therapy upon appropriate and stringent patient selection;  Patient selection should be done via standardised assessment such as the neurological-oncological-mechanical systemic (NOMS) framework; and  The assessment should be carried out by a multidisciplinary team (MDT), which may be inclusive of, but not limited to, radiation oncologists, spine surgeons and interventional radiologists, among others.
Orthopaedics | Spine - Thoracolumbar (TL) and sacral surgery | TL and sacral fusion and fixation implant | TL pedicle screw - Shank, tulip | Highridge Medical | Cannulated Polyaxial Screw 10.5x95MM | 802M1595 | Standalone | DE0510347 | As per HSA registered indication(s) except for radiolucent implants which should be used as follows:  in patients with primary or metastatic spinal tumours who would benefit from post-operative high dose high precision beam therapy upon appropriate and stringent patient selection;  Patient selection should be done via standardised assessment such as the neurological-oncological-mechanical systemic (NOMS) framework; and  The assessment should be carried out by a multidisciplinary team (MDT), which may be inclusive of, but not limited to, radiation oncologists, spine surgeons and interventional radiologists, among others.
Orthopaedics | Spine - Thoracolumbar (TL) and sacral surgery | TL and sacral fusion and fixation implant | TL pedicle screw - Shank, tulip | Highridge Medical | Cannulated Polyaxial Screw 8.0x100MM | 802M8000 | Standalone | DE0510347 | As per HSA registered indication(s) except for radiolucent implants which should be used as follows:  in patients with primary or metastatic spinal tumours who would benefit from post-operative high dose high precision beam therapy upon appropriate and stringent patient selection;  Patient selection should be done via standardised assessment such as the neurological-oncological-mechanical systemic (NOMS) framework; and  The assessment should be carried out by a multidisciplinary team (MDT), which may be inclusive of, but not limited to, radiation oncologists, spine surgeons and interventional radiologists, among others.
Orthopaedics | Spine - Thoracolumbar (TL) and sacral surgery | TL and sacral fusion and fixation implant | TL pedicle screw - Shank, tulip | Highridge Medical | Cannulated Polyaxial Screw 8.0x105MM | 802M8005 | Standalone | DE0510347 | As per HSA registered indication(s) except for radiolucent implants which should be used as follows:  in patients with primary or metastatic spinal tumours who would benefit from post-operative high dose high precision beam therapy upon appropriate and stringent patient selection;  Patient selection should be done via standardised assessment such as the neurological-oncological-mechanical systemic (NOMS) framework; and  The assessment should be carried out by a multidisciplinary team (MDT), which may be inclusive of, but not limited to, radiation oncologists, spine surgeons and interventional radiologists, among others.
Orthopaedics | Spine - Thoracolumbar (TL) and sacral surgery | TL and sacral fusion and fixation implant | TL pedicle screw - Shank, tulip | Highridge Medical | Cannulated Polyaxial Screw 8.0x110MM | 802M8010 | Standalone | DE0510347 | As per HSA registered indication(s) except for radiolucent implants which should be used as follows:  in patients with primary or metastatic spinal tumours who would benefit from post-operative high dose high precision beam therapy upon appropriate and stringent patient selection;  Patient selection should be done via standardised assessment such as the neurological-oncological-mechanical systemic (NOMS) framework; and  The assessment should be carried out by a multidisciplinary team (MDT), which may be inclusive of, but not limited to, radiation oncologists, spine surgeons and interventional radiologists, among others.
Orthopaedics | Spine - Thoracolumbar (TL) and sacral surgery | TL and sacral fusion and fixation implant | TL pedicle screw - Shank, tulip | Highridge Medical | Cannulated Polyaxial Screw 8.0x115MM | 802M8015 | Standalone | DE0510347 | As per HSA registered indication(s) except for radiolucent implants which should be used as follows:  in patients with primary or metastatic spinal tumours who would benefit from post-operative high dose high precision beam therapy upon appropriate and stringent patient selection;  Patient selection should be done via standardised assessment such as the neurological-oncological-mechanical systemic (NOMS) framework; and  The assessment should be carried out by a multidisciplinary team (MDT), which may be inclusive of, but not limited to, radiation oncologists, spine surgeons and interventional radiologists, among others.
Orthopaedics | Spine - Thoracolumbar (TL) and sacral surgery | TL and sacral fusion and fixation implant | TL pedicle screw - Shank, tulip | Highridge Medical | Cannulated Polyaxial Screw 8.0x20MM | 802M8020 | Standalone | DE0510347 | As per HSA registered indication(s) except for radiolucent implants which should be used as follows:  in patients with primary or metastatic spinal tumours who would benefit from post-operative high dose high precision beam therapy upon appropriate and stringent patient selection;  Patient selection should be done via standardised assessment such as the neurological-oncological-mechanical systemic (NOMS) framework; and  The assessment should be carried out by a multidisciplinary team (MDT), which may be inclusive of, but not limited to, radiation oncologists, spine surgeons and interventional radiologists, among others.
Orthopaedics | Spine - Thoracolumbar (TL) and sacral surgery | TL and sacral fusion and fixation implant | TL pedicle screw - Shank, tulip | Highridge Medical | Cannulated Polyaxial Screw 8.0x120MM | 802M8021 | Standalone | DE0510347 | As per HSA registered indication(s) except for radiolucent implants which should be used as follows:  in patients with primary or metastatic spinal tumours who would benefit from post-operative high dose high precision beam therapy upon appropriate and stringent patient selection;  Patient selection should be done via standardised assessment such as the neurological-oncological-mechanical systemic (NOMS) framework; and  The assessment should be carried out by a multidisciplinary team (MDT), which may be inclusive of, but not limited to, radiation oncologists, spine surgeons and interventional radiologists, among others.
Orthopaedics | Spine - Thoracolumbar (TL) and sacral surgery | TL and sacral fusion and fixation implant | TL pedicle screw - Shank, tulip | Highridge Medical | Cannulated Polyaxial Screw 8.0x25MM | 802M8025 | Standalone | DE0510347 | As per HSA registered indication(s) except for radiolucent implants which should be used as follows:  in patients with primary or metastatic spinal tumours who would benefit from post-operative high dose high precision beam therapy upon appropriate and stringent patient selection;  Patient selection should be done via standardised assessment such as the neurological-oncological-mechanical systemic (NOMS) framework; and  The assessment should be carried out by a multidisciplinary team (MDT), which may be inclusive of, but not limited to, radiation oncologists, spine surgeons and interventional radiologists, among others.
Orthopaedics | Spine - Thoracolumbar (TL) and sacral surgery | TL and sacral fusion and fixation implant | TL pedicle screw - Shank, tulip | Highridge Medical | Cannulated Polyaxial Screw 8.0x30MM | 802M8030 | Standalone | DE0510347 | As per HSA registered indication(s) except for radiolucent implants which should be used as follows:  in patients with primary or metastatic spinal tumours who would benefit from post-operative high dose high precision beam therapy upon appropriate and stringent patient selection;  Patient selection should be done via standardised assessment such as the neurological-oncological-mechanical systemic (NOMS) framework; and  The assessment should be carried out by a multidisciplinary team (MDT), which may be inclusive of, but not limited to, radiation oncologists, spine surgeons and interventional radiologists, among others.
Orthopaedics | Spine - Thoracolumbar (TL) and sacral surgery | TL and sacral fusion and fixation implant | TL pedicle screw - Shank, tulip | Highridge Medical | Cannulated Polyaxial Screw 8.0x35MM | 802M8035 | Standalone | DE0510347 | As per HSA registered indication(s) except for radiolucent implants which should be used as follows:  in patients with primary or metastatic spinal tumours who would benefit from post-operative high dose high precision beam therapy upon appropriate and stringent patient selection;  Patient selection should be done via standardised assessment such as the neurological-oncological-mechanical systemic (NOMS) framework; and  The assessment should be carried out by a multidisciplinary team (MDT), which may be inclusive of, but not limited to, radiation oncologists, spine surgeons and interventional radiologists, among others.
Orthopaedics | Spine - Thoracolumbar (TL) and sacral surgery | TL and sacral fusion and fixation implant | TL pedicle screw - Shank, tulip | Highridge Medical | Cannulated Polyaxial Screw 8.0x40MM | 802M8040 | Standalone | DE0510347 | As per HSA registered indication(s) except for radiolucent implants which should be used as follows:  in patients with primary or metastatic spinal tumours who would benefit from post-operative high dose high precision beam therapy upon appropriate and stringent patient selection;  Patient selection should be done via standardised assessment such as the neurological-oncological-mechanical systemic (NOMS) framework; and  The assessment should be carried out by a multidisciplinary team (MDT), which may be inclusive of, but not limited to, radiation oncologists, spine surgeons and interventional radiologists, among others.
Orthopaedics | Spine - Thoracolumbar (TL) and sacral surgery | TL and sacral fusion and fixation implant | TL pedicle screw - Shank, tulip | Highridge Medical | Cannulated Polyaxial Screw 8.0x45MM | 802M8045 | Standalone | DE0510347 | As per HSA registered indication(s) except for radiolucent implants which should be used as follows:  in patients with primary or metastatic spinal tumours who would benefit from post-operative high dose high precision beam therapy upon appropriate and stringent patient selection;  Patient selection should be done via standardised assessment such as the neurological-oncological-mechanical systemic (NOMS) framework; and  The assessment should be carried out by a multidisciplinary team (MDT), which may be inclusive of, but not limited to, radiation oncologists, spine surgeons and interventional radiologists, among others.
Orthopaedics | Spine - Thoracolumbar (TL) and sacral surgery | TL and sacral fusion and fixation implant | TL pedicle screw - Shank, tulip | Highridge Medical | Cannulated Polyaxial Screw 8.0x50MM | 802M8050 | Standalone | DE0510347 | As per HSA registered indication(s) except for radiolucent implants which should be used as follows:  in patients with primary or metastatic spinal tumours who would benefit from post-operative high dose high precision beam therapy upon appropriate and stringent patient selection;  Patient selection should be done via standardised assessment such as the neurological-oncological-mechanical systemic (NOMS) framework; and  The assessment should be carried out by a multidisciplinary team (MDT), which may be inclusive of, but not limited to, radiation oncologists, spine surgeons and interventional radiologists, among others.
Orthopaedics | Spine - Thoracolumbar (TL) and sacral surgery | TL and sacral fusion and fixation implant | TL pedicle screw - Shank, tulip | Highridge Medical | Cannulated Polyaxial Screw 8.0x55MM | 802M8055 | Standalone | DE0510347 | As per HSA registered indication(s) except for radiolucent implants which should be used as follows:  in patients with primary or metastatic spinal tumours who would benefit from post-operative high dose high precision beam therapy upon appropriate and stringent patient selection;  Patient selection should be done via standardised assessment such as the neurological-oncological-mechanical systemic (NOMS) framework; and  The assessment should be carried out by a multidisciplinary team (MDT), which may be inclusive of, but not limited to, radiation oncologists, spine surgeons and interventional radiologists, among others.
Orthopaedics | Spine - Thoracolumbar (TL) and sacral surgery | TL and sacral fusion and fixation implant | TL pedicle screw - Shank, tulip | Highridge Medical | Cannulated Polyaxial Screw 8.0x60MM | 802M8060 | Standalone | DE0510347 | As per HSA registered indication(s) except for radiolucent implants which should be used as follows:  in patients with primary or metastatic spinal tumours who would benefit from post-operative high dose high precision beam therapy upon appropriate and stringent patient selection;  Patient selection should be done via standardised assessment such as the neurological-oncological-mechanical systemic (NOMS) framework; and  The assessment should be carried out by a multidisciplinary team (MDT), which may be inclusive of, but not limited to, radiation oncologists, spine surgeons and interventional radiologists, among others.
Orthopaedics | Spine - Thoracolumbar (TL) and sacral surgery | TL and sacral fusion and fixation implant | TL pedicle screw - Shank, tulip | Highridge Medical | Cannulated Polyaxial Screw 8.0x65MM | 802M8065 | Standalone | DE0510347 | As per HSA registered indication(s) except for radiolucent implants which should be used as follows:  in patients with primary or metastatic spinal tumours who would benefit from post-operative high dose high precision beam therapy upon appropriate and stringent patient selection;  Patient selection should be done via standardised assessment such as the neurological-oncological-mechanical systemic (NOMS) framework; and  The assessment should be carried out by a multidisciplinary team (MDT), which may be inclusive of, but not limited to, radiation oncologists, spine surgeons and interventional radiologists, among others.
Orthopaedics | Spine - Thoracolumbar (TL) and sacral surgery | TL and sacral fusion and fixation implant | TL pedicle screw - Shank, tulip | Highridge Medical | Cannulated Polyaxial Screw 8.0x70MM | 802M8070 | Standalone | DE0510347 | As per HSA registered indication(s) except for radiolucent implants which should be used as follows:  in patients with primary or metastatic spinal tumours who would benefit from post-operative high dose high precision beam therapy upon appropriate and stringent patient selection;  Patient selection should be done via standardised assessment such as the neurological-oncological-mechanical systemic (NOMS) framework; and  The assessment should be carried out by a multidisciplinary team (MDT), which may be inclusive of, but not limited to, radiation oncologists, spine surgeons and interventional radiologists, among others.
Orthopaedics | Spine - Thoracolumbar (TL) and sacral surgery | TL and sacral fusion and fixation implant | TL pedicle screw - Shank, tulip | Highridge Medical | Cannulated Polyaxial Screw 8.0x75MM | 802M8075 | Standalone | DE0510347 | As per HSA registered indication(s) except for radiolucent implants which should be used as follows:  in patients with primary or metastatic spinal tumours who would benefit from post-operative high dose high precision beam therapy upon appropriate and stringent patient selection;  Patient selection should be done via standardised assessment such as the neurological-oncological-mechanical systemic (NOMS) framework; and  The assessment should be carried out by a multidisciplinary team (MDT), which may be inclusive of, but not limited to, radiation oncologists, spine surgeons and interventional radiologists, among others.
Orthopaedics | Spine - Thoracolumbar (TL) and sacral surgery | TL and sacral fusion and fixation implant | TL pedicle screw - Shank, tulip | Highridge Medical | Cannulated Polyaxial Screw 8.0x80MM | 802M8080 | Standalone | DE0510347 | As per HSA registered indication(s) except for radiolucent implants which should be used as follows:  in patients with primary or metastatic spinal tumours who would benefit from post-operative high dose high precision beam therapy upon appropriate and stringent patient selection;  Patient selection should be done via standardised assessment such as the neurological-oncological-mechanical systemic (NOMS) framework; and  The assessment should be carried out by a multidisciplinary team (MDT), which may be inclusive of, but not limited to, radiation oncologists, spine surgeons and interventional radiologists, among others.
Orthopaedics | Spine - Thoracolumbar (TL) and sacral surgery | TL and sacral fusion and fixation implant | TL pedicle screw - Shank, tulip | Highridge Medical | Cannulated Polyaxial Screw 8.0x85MM | 802M8085 | Standalone | DE0510347 | As per HSA registered indication(s) except for radiolucent implants which should be used as follows:  in patients with primary or metastatic spinal tumours who would benefit from post-operative high dose high precision beam therapy upon appropriate and stringent patient selection;  Patient selection should be done via standardised assessment such as the neurological-oncological-mechanical systemic (NOMS) framework; and  The assessment should be carried out by a multidisciplinary team (MDT), which may be inclusive of, but not limited to, radiation oncologists, spine surgeons and interventional radiologists, among others.
Orthopaedics | Spine - Thoracolumbar (TL) and sacral surgery | TL and sacral fusion and fixation implant | TL pedicle screw - Shank, tulip | Highridge Medical | Cannulated Polyaxial Screw 8.0x90MM | 802M8090 | Standalone | DE0510347 | As per HSA registered indication(s) except for radiolucent implants which should be used as follows:  in patients with primary or metastatic spinal tumours who would benefit from post-operative high dose high precision beam therapy upon appropriate and stringent patient selection;  Patient selection should be done via standardised assessment such as the neurological-oncological-mechanical systemic (NOMS) framework; and  The assessment should be carried out by a multidisciplinary team (MDT), which may be inclusive of, but not limited to, radiation oncologists, spine surgeons and interventional radiologists, among others.
Orthopaedics | Spine - Thoracolumbar (TL) and sacral surgery | TL and sacral fusion and fixation implant | TL pedicle screw - Shank, tulip | Highridge Medical | Cannulated Polyaxial Screw 8.0x95MM | 802M8095 | Standalone | DE0510347 | As per HSA registered indication(s) except for radiolucent implants which should be used as follows:  in patients with primary or metastatic spinal tumours who would benefit from post-operative high dose high precision beam therapy upon appropriate and stringent patient selection;  Patient selection should be done via standardised assessment such as the neurological-oncological-mechanical systemic (NOMS) framework; and  The assessment should be carried out by a multidisciplinary team (MDT), which may be inclusive of, but not limited to, radiation oncologists, spine surgeons and interventional radiologists, among others.
Orthopaedics | Spine - Thoracolumbar (TL) and sacral surgery | TL and sacral fusion and fixation implant | TL pedicle screw - Shank, tulip | Highridge Medical | Cannulated Polyaxial Screw 8.5x100MM | 802M8500 | Standalone | DE0510347 | As per HSA registered indication(s) except for radiolucent implants which should be used as follows:  in patients with primary or metastatic spinal tumours who would benefit from post-operative high dose high precision beam therapy upon appropriate and stringent patient selection;  Patient selection should be done via standardised assessment such as the neurological-oncological-mechanical systemic (NOMS) framework; and  The assessment should be carried out by a multidisciplinary team (MDT), which may be inclusive of, but not limited to, radiation oncologists, spine surgeons and interventional radiologists, among others.
Orthopaedics | Spine - Thoracolumbar (TL) and sacral surgery | TL and sacral fusion and fixation implant | TL pedicle screw - Shank, tulip | Highridge Medical | Cannulated Polyaxial Screw 8.5x105MM | 802M8505 | Standalone | DE0510347 | As per HSA registered indication(s) except for radiolucent implants which should be used as follows:  in patients with primary or metastatic spinal tumours who would benefit from post-operative high dose high precision beam therapy upon appropriate and stringent patient selection;  Patient selection should be done via standardised assessment such as the neurological-oncological-mechanical systemic (NOMS) framework; and  The assessment should be carried out by a multidisciplinary team (MDT), which may be inclusive of, but not limited to, radiation oncologists, spine surgeons and interventional radiologists, among others.
Orthopaedics | Spine - Thoracolumbar (TL) and sacral surgery | TL and sacral fusion and fixation implant | TL pedicle screw - Shank, tulip | Highridge Medical | Cannulated Polyaxial Screw 8.5x110MM | 802M8510 | Standalone | DE0510347 | As per HSA registered indication(s) except for radiolucent implants which should be used as follows:  in patients with primary or metastatic spinal tumours who would benefit from post-operative high dose high precision beam therapy upon appropriate and stringent patient selection;  Patient selection should be done via standardised assessment such as the neurological-oncological-mechanical systemic (NOMS) framework; and  The assessment should be carried out by a multidisciplinary team (MDT), which may be inclusive of, but not limited to, radiation oncologists, spine surgeons and interventional radiologists, among others.
Orthopaedics | Spine - Thoracolumbar (TL) and sacral surgery | TL and sacral fusion and fixation implant | TL pedicle screw - Shank, tulip | Highridge Medical | Cannulated Polyaxial Screw 8.5x115MM | 802M8515 | Standalone | DE0510347 | As per HSA registered indication(s) except for radiolucent implants which should be used as follows:  in patients with primary or metastatic spinal tumours who would benefit from post-operative high dose high precision beam therapy upon appropriate and stringent patient selection;  Patient selection should be done via standardised assessment such as the neurological-oncological-mechanical systemic (NOMS) framework; and  The assessment should be carried out by a multidisciplinary team (MDT), which may be inclusive of, but not limited to, radiation oncologists, spine surgeons and interventional radiologists, among others.
Orthopaedics | Spine - Thoracolumbar (TL) and sacral surgery | TL and sacral fusion and fixation implant | TL pedicle screw - Shank, tulip | Highridge Medical | Cannulated Polyaxial Screw 8.5x20MM | 802M8520 | Standalone | DE0510347 | As per HSA registered indication(s) except for radiolucent implants which should be used as follows:  in patients with primary or metastatic spinal tumours who would benefit from post-operative high dose high precision beam therapy upon appropriate and stringent patient selection;  Patient selection should be done via standardised assessment such as the neurological-oncological-mechanical systemic (NOMS) framework; and  The assessment should be carried out by a multidisciplinary team (MDT), which may be inclusive of, but not limited to, radiation oncologists, spine surgeons and interventional radiologists, among others.
Orthopaedics | Spine - Thoracolumbar (TL) and sacral surgery | TL and sacral fusion and fixation implant | TL pedicle screw - Shank, tulip | Highridge Medical | Cannulated Polyaxial Screw 8.5x120MM | 802M8521 | Standalone | DE0510347 | As per HSA registered indication(s) except for radiolucent implants which should be used as follows:  in patients with primary or metastatic spinal tumours who would benefit from post-operative high dose high precision beam therapy upon appropriate and stringent patient selection;  Patient selection should be done via standardised assessment such as the neurological-oncological-mechanical systemic (NOMS) framework; and  The assessment should be carried out by a multidisciplinary team (MDT), which may be inclusive of, but not limited to, radiation oncologists, spine surgeons and interventional radiologists, among others.
Orthopaedics | Spine - Thoracolumbar (TL) and sacral surgery | TL and sacral fusion and fixation implant | TL pedicle screw - Shank, tulip | Highridge Medical | Cannulated Polyaxial Screw 8.5x25MM | 802M8525 | Standalone | DE0510347 | As per HSA registered indication(s) except for radiolucent implants which should be used as follows:  in patients with primary or metastatic spinal tumours who would benefit from post-operative high dose high precision beam therapy upon appropriate and stringent patient selection;  Patient selection should be done via standardised assessment such as the neurological-oncological-mechanical systemic (NOMS) framework; and  The assessment should be carried out by a multidisciplinary team (MDT), which may be inclusive of, but not limited to, radiation oncologists, spine surgeons and interventional radiologists, among others.
Orthopaedics | Spine - Thoracolumbar (TL) and sacral surgery | TL and sacral fusion and fixation implant | TL pedicle screw - Shank, tulip | Highridge Medical | Cannulated Polyaxial Screw 8.5x30MM | 802M8530 | Standalone | DE0510347 | As per HSA registered indication(s) except for radiolucent implants which should be used as follows:  in patients with primary or metastatic spinal tumours who would benefit from post-operative high dose high precision beam therapy upon appropriate and stringent patient selection;  Patient selection should be done via standardised assessment such as the neurological-oncological-mechanical systemic (NOMS) framework; and  The assessment should be carried out by a multidisciplinary team (MDT), which may be inclusive of, but not limited to, radiation oncologists, spine surgeons and interventional radiologists, among others.
Orthopaedics | Spine - Thoracolumbar (TL) and sacral surgery | TL and sacral fusion and fixation implant | TL pedicle screw - Shank, tulip | Highridge Medical | Cannulated Polyaxial Screw 8.5x35MM | 802M8535 | Standalone | DE0510347 | As per HSA registered indication(s) except for radiolucent implants which should be used as follows:  in patients with primary or metastatic spinal tumours who would benefit from post-operative high dose high precision beam therapy upon appropriate and stringent patient selection;  Patient selection should be done via standardised assessment such as the neurological-oncological-mechanical systemic (NOMS) framework; and  The assessment should be carried out by a multidisciplinary team (MDT), which may be inclusive of, but not limited to, radiation oncologists, spine surgeons and interventional radiologists, among others.
Orthopaedics | Spine - Thoracolumbar (TL) and sacral surgery | TL and sacral fusion and fixation implant | TL pedicle screw - Shank, tulip | Highridge Medical | Cannulated Polyaxial Screw 8.5x40MM | 802M8540 | Standalone | DE0510347 | As per HSA registered indication(s) except for radiolucent implants which should be used as follows:  in patients with primary or metastatic spinal tumours who would benefit from post-operative high dose high precision beam therapy upon appropriate and stringent patient selection;  Patient selection should be done via standardised assessment such as the neurological-oncological-mechanical systemic (NOMS) framework; and  The assessment should be carried out by a multidisciplinary team (MDT), which may be inclusive of, but not limited to, radiation oncologists, spine surgeons and interventional radiologists, among others.
Orthopaedics | Spine - Thoracolumbar (TL) and sacral surgery | TL and sacral fusion and fixation implant | TL pedicle screw - Shank, tulip | Highridge Medical | Cannulated Polyaxial Screw 8.5x45MM | 802M8545 | Standalone | DE0510347 | As per HSA registered indication(s) except for radiolucent implants which should be used as follows:  in patients with primary or metastatic spinal tumours who would benefit from post-operative high dose high precision beam therapy upon appropriate and stringent patient selection;  Patient selection should be done via standardised assessment such as the neurological-oncological-mechanical systemic (NOMS) framework; and  The assessment should be carried out by a multidisciplinary team (MDT), which may be inclusive of, but not limited to, radiation oncologists, spine surgeons and interventional radiologists, among others.
Orthopaedics | Spine - Thoracolumbar (TL) and sacral surgery | TL and sacral fusion and fixation implant | TL pedicle screw - Shank, tulip | Highridge Medical | Cannulated Polyaxial Screw 8.5x50MM | 802M8550 | Standalone | DE0510347 | As per HSA registered indication(s) except for radiolucent implants which should be used as follows:  in patients with primary or metastatic spinal tumours who would benefit from post-operative high dose high precision beam therapy upon appropriate and stringent patient selection;  Patient selection should be done via standardised assessment such as the neurological-oncological-mechanical systemic (NOMS) framework; and  The assessment should be carried out by a multidisciplinary team (MDT), which may be inclusive of, but not limited to, radiation oncologists, spine surgeons and interventional radiologists, among others.
Orthopaedics | Spine - Thoracolumbar (TL) and sacral surgery | TL and sacral fusion and fixation implant | TL pedicle screw - Shank, tulip | Highridge Medical | Cannulated Polyaxial Screw 8.5x55MM | 802M8555 | Standalone | DE0510347 | As per HSA registered indication(s) except for radiolucent implants which should be used as follows:  in patients with primary or metastatic spinal tumours who would benefit from post-operative high dose high precision beam therapy upon appropriate and stringent patient selection;  Patient selection should be done via standardised assessment such as the neurological-oncological-mechanical systemic (NOMS) framework; and  The assessment should be carried out by a multidisciplinary team (MDT), which may be inclusive of, but not limited to, radiation oncologists, spine surgeons and interventional radiologists, among others.
Orthopaedics | Spine - Thoracolumbar (TL) and sacral surgery | TL and sacral fusion and fixation implant | TL pedicle screw - Shank, tulip | Highridge Medical | Cannulated Polyaxial Screw 8.5x60MM | 802M8560 | Standalone | DE0510347 | As per HSA registered indication(s) except for radiolucent implants which should be used as follows:  in patients with primary or metastatic spinal tumours who would benefit from post-operative high dose high precision beam therapy upon appropriate and stringent patient selection;  Patient selection should be done via standardised assessment such as the neurological-oncological-mechanical systemic (NOMS) framework; and  The assessment should be carried out by a multidisciplinary team (MDT), which may be inclusive of, but not limited to, radiation oncologists, spine surgeons and interventional radiologists, among others.
Orthopaedics | Spine - Thoracolumbar (TL) and sacral surgery | TL and sacral fusion and fixation implant | TL pedicle screw - Shank, tulip | Highridge Medical | Cannulated Polyaxial Screw 8.5x65MM | 802M8565 | Standalone | DE0510347 | As per HSA registered indication(s) except for radiolucent implants which should be used as follows:  in patients with primary or metastatic spinal tumours who would benefit from post-operative high dose high precision beam therapy upon appropriate and stringent patient selection;  Patient selection should be done via standardised assessment such as the neurological-oncological-mechanical systemic (NOMS) framework; and  The assessment should be carried out by a multidisciplinary team (MDT), which may be inclusive of, but not limited to, radiation oncologists, spine surgeons and interventional radiologists, among others.
Orthopaedics | Spine - Thoracolumbar (TL) and sacral surgery | TL and sacral fusion and fixation implant | TL pedicle screw - Shank, tulip | Highridge Medical | Cannulated Polyaxial Screw 8.5x70MM | 802M8570 | Standalone | DE0510347 | As per HSA registered indication(s) except for radiolucent implants which should be used as follows:  in patients with primary or metastatic spinal tumours who would benefit from post-operative high dose high precision beam therapy upon appropriate and stringent patient selection;  Patient selection should be done via standardised assessment such as the neurological-oncological-mechanical systemic (NOMS) framework; and  The assessment should be carried out by a multidisciplinary team (MDT), which may be inclusive of, but not limited to, radiation oncologists, spine surgeons and interventional radiologists, among others.
Orthopaedics | Spine - Thoracolumbar (TL) and sacral surgery | TL and sacral fusion and fixation implant | TL pedicle screw - Shank, tulip | Highridge Medical | Cannulated Polyaxial Screw 8.5x75MM | 802M8575 | Standalone | DE0510347 | As per HSA registered indication(s) except for radiolucent implants which should be used as follows:  in patients with primary or metastatic spinal tumours who would benefit from post-operative high dose high precision beam therapy upon appropriate and stringent patient selection;  Patient selection should be done via standardised assessment such as the neurological-oncological-mechanical systemic (NOMS) framework; and  The assessment should be carried out by a multidisciplinary team (MDT), which may be inclusive of, but not limited to, radiation oncologists, spine surgeons and interventional radiologists, among others.
Orthopaedics | Spine - Thoracolumbar (TL) and sacral surgery | TL and sacral fusion and fixation implant | TL pedicle screw - Shank, tulip | Highridge Medical | Cannulated Polyaxial Screw 8.5x80MM | 802M8580 | Standalone | DE0510347 | As per HSA registered indication(s) except for radiolucent implants which should be used as follows:  in patients with primary or metastatic spinal tumours who would benefit from post-operative high dose high precision beam therapy upon appropriate and stringent patient selection;  Patient selection should be done via standardised assessment such as the neurological-oncological-mechanical systemic (NOMS) framework; and  The assessment should be carried out by a multidisciplinary team (MDT), which may be inclusive of, but not limited to, radiation oncologists, spine surgeons and interventional radiologists, among others.
Orthopaedics | Spine - Thoracolumbar (TL) and sacral surgery | TL and sacral fusion and fixation implant | TL pedicle screw - Shank, tulip | Highridge Medical | Cannulated Polyaxial Screw 8.5x85MM | 802M8585 | Standalone | DE0510347 | As per HSA registered indication(s) except for radiolucent implants which should be used as follows:  in patients with primary or metastatic spinal tumours who would benefit from post-operative high dose high precision beam therapy upon appropriate and stringent patient selection;  Patient selection should be done via standardised assessment such as the neurological-oncological-mechanical systemic (NOMS) framework; and  The assessment should be carried out by a multidisciplinary team (MDT), which may be inclusive of, but not limited to, radiation oncologists, spine surgeons and interventional radiologists, among others.
Orthopaedics | Spine - Thoracolumbar (TL) and sacral surgery | TL and sacral fusion and fixation implant | TL pedicle screw - Shank, tulip | Highridge Medical | Cannulated Polyaxial Screw 8.5x90MM | 802M8590 | Standalone | DE0510347 | As per HSA registered indication(s) except for radiolucent implants which should be used as follows:  in patients with primary or metastatic spinal tumours who would benefit from post-operative high dose high precision beam therapy upon appropriate and stringent patient selection;  Patient selection should be done via standardised assessment such as the neurological-oncological-mechanical systemic (NOMS) framework; and  The assessment should be carried out by a multidisciplinary team (MDT), which may be inclusive of, but not limited to, radiation oncologists, spine surgeons and interventional radiologists, among others.
Orthopaedics | Spine - Thoracolumbar (TL) and sacral surgery | TL and sacral fusion and fixation implant | TL pedicle screw - Shank, tulip | Highridge Medical | Cannulated Polyaxial Screw 8.5x95MM | 802M8595 | Standalone | DE0510347 | As per HSA registered indication(s) except for radiolucent implants which should be used as follows:  in patients with primary or metastatic spinal tumours who would benefit from post-operative high dose high precision beam therapy upon appropriate and stringent patient selection;  Patient selection should be done via standardised assessment such as the neurological-oncological-mechanical systemic (NOMS) framework; and  The assessment should be carried out by a multidisciplinary team (MDT), which may be inclusive of, but not limited to, radiation oncologists, spine surgeons and interventional radiologists, among others.
Orthopaedics | Spine - Thoracolumbar (TL) and sacral surgery | TL and sacral fusion and fixation implant | TL pedicle screw - Shank, tulip | Highridge Medical | Cannulated Polyaxial Screw 9.0x100MM | 802M9000 | Standalone | DE0510347 | As per HSA registered indication(s) except for radiolucent implants which should be used as follows:  in patients with primary or metastatic spinal tumours who would benefit from post-operative high dose high precision beam therapy upon appropriate and stringent patient selection;  Patient selection should be done via standardised assessment such as the neurological-oncological-mechanical systemic (NOMS) framework; and  The assessment should be carried out by a multidisciplinary team (MDT), which may be inclusive of, but not limited to, radiation oncologists, spine surgeons and interventional radiologists, among others.
Orthopaedics | Spine - Thoracolumbar (TL) and sacral surgery | TL and sacral fusion and fixation implant | TL pedicle screw - Shank, tulip | Highridge Medical | Cannulated Polyaxial Screw 9.0x105MM | 802M9005 | Standalone | DE0510347 | As per HSA registered indication(s) except for radiolucent implants which should be used as follows:  in patients with primary or metastatic spinal tumours who would benefit from post-operative high dose high precision beam therapy upon appropriate and stringent patient selection;  Patient selection should be done via standardised assessment such as the neurological-oncological-mechanical systemic (NOMS) framework; and  The assessment should be carried out by a multidisciplinary team (MDT), which may be inclusive of, but not limited to, radiation oncologists, spine surgeons and interventional radiologists, among others.
Orthopaedics | Spine - Thoracolumbar (TL) and sacral surgery | TL and sacral fusion and fixation implant | TL pedicle screw - Shank, tulip | Highridge Medical | Cannulated Polyaxial Screw 9.0x110MM | 802M9010 | Standalone | DE0510347 | As per HSA registered indication(s) except for radiolucent implants which should be used as follows:  in patients with primary or metastatic spinal tumours who would benefit from post-operative high dose high precision beam therapy upon appropriate and stringent patient selection;  Patient selection should be done via standardised assessment such as the neurological-oncological-mechanical systemic (NOMS) framework; and  The assessment should be carried out by a multidisciplinary team (MDT), which may be inclusive of, but not limited to, radiation oncologists, spine surgeons and interventional radiologists, among others.
Orthopaedics | Spine - Thoracolumbar (TL) and sacral surgery | TL and sacral fusion and fixation implant | TL pedicle screw - Shank, tulip | Highridge Medical | Cannulated Polyaxial Screw 9.0x115MM | 802M9015 | Standalone | DE0510347 | As per HSA registered indication(s) except for radiolucent implants which should be used as follows:  in patients with primary or metastatic spinal tumours who would benefit from post-operative high dose high precision beam therapy upon appropriate and stringent patient selection;  Patient selection should be done via standardised assessment such as the neurological-oncological-mechanical systemic (NOMS) framework; and  The assessment should be carried out by a multidisciplinary team (MDT), which may be inclusive of, but not limited to, radiation oncologists, spine surgeons and interventional radiologists, among others.
Orthopaedics | Spine - Thoracolumbar (TL) and sacral surgery | TL and sacral fusion and fixation implant | TL pedicle screw - Shank, tulip | Highridge Medical | Cannulated Polyaxial Screw 9.0x20MM | 802M9020 | Standalone | DE0510347 | As per HSA registered indication(s) except for radiolucent implants which should be used as follows:  in patients with primary or metastatic spinal tumours who would benefit from post-operative high dose high precision beam therapy upon appropriate and stringent patient selection;  Patient selection should be done via standardised assessment such as the neurological-oncological-mechanical systemic (NOMS) framework; and  The assessment should be carried out by a multidisciplinary team (MDT), which may be inclusive of, but not limited to, radiation oncologists, spine surgeons and interventional radiologists, among others.
Orthopaedics | Spine - Thoracolumbar (TL) and sacral surgery | TL and sacral fusion and fixation implant | TL pedicle screw - Shank, tulip | Highridge Medical | Cannulated Polyaxial Screw 9.0x120MM | 802M9021 | Standalone | DE0510347 | As per HSA registered indication(s) except for radiolucent implants which should be used as follows:  in patients with primary or metastatic spinal tumours who would benefit from post-operative high dose high precision beam therapy upon appropriate and stringent patient selection;  Patient selection should be done via standardised assessment such as the neurological-oncological-mechanical systemic (NOMS) framework; and  The assessment should be carried out by a multidisciplinary team (MDT), which may be inclusive of, but not limited to, radiation oncologists, spine surgeons and interventional radiologists, among others.
Orthopaedics | Spine - Thoracolumbar (TL) and sacral surgery | TL and sacral fusion and fixation implant | TL pedicle screw - Shank, tulip | Highridge Medical | Cannulated Polyaxial Screw 9.0x25MM | 802M9025 | Standalone | DE0510347 | As per HSA registered indication(s) except for radiolucent implants which should be used as follows:  in patients with primary or metastatic spinal tumours who would benefit from post-operative high dose high precision beam therapy upon appropriate and stringent patient selection;  Patient selection should be done via standardised assessment such as the neurological-oncological-mechanical systemic (NOMS) framework; and  The assessment should be carried out by a multidisciplinary team (MDT), which may be inclusive of, but not limited to, radiation oncologists, spine surgeons and interventional radiologists, among others.
Orthopaedics | Spine - Thoracolumbar (TL) and sacral surgery | TL and sacral fusion and fixation implant | TL pedicle screw - Shank, tulip | Highridge Medical | Cannulated Polyaxial Screw 9.0x30MM | 802M9030 | Standalone | DE0510347 | As per HSA registered indication(s) except for radiolucent implants which should be used as follows:  in patients with primary or metastatic spinal tumours who would benefit from post-operative high dose high precision beam therapy upon appropriate and stringent patient selection;  Patient selection should be done via standardised assessment such as the neurological-oncological-mechanical systemic (NOMS) framework; and  The assessment should be carried out by a multidisciplinary team (MDT), which may be inclusive of, but not limited to, radiation oncologists, spine surgeons and interventional radiologists, among others.
Orthopaedics | Spine - Thoracolumbar (TL) and sacral surgery | TL and sacral fusion and fixation implant | TL pedicle screw - Shank, tulip | Highridge Medical | Cannulated Polyaxial Screw 9.0x35MM | 802M9035 | Standalone | DE0510347 | As per HSA registered indication(s) except for radiolucent implants which should be used as follows:  in patients with primary or metastatic spinal tumours who would benefit from post-operative high dose high precision beam therapy upon appropriate and stringent patient selection;  Patient selection should be done via standardised assessment such as the neurological-oncological-mechanical systemic (NOMS) framework; and  The assessment should be carried out by a multidisciplinary team (MDT), which may be inclusive of, but not limited to, radiation oncologists, spine surgeons and interventional radiologists, among others.
Orthopaedics | Spine - Thoracolumbar (TL) and sacral surgery | TL and sacral fusion and fixation implant | TL pedicle screw - Shank, tulip | Highridge Medical | Cannulated Polyaxial Screw 9.0x40MM | 802M9040 | Standalone | DE0510347 | As per HSA registered indication(s) except for radiolucent implants which should be used as follows:  in patients with primary or metastatic spinal tumours who would benefit from post-operative high dose high precision beam therapy upon appropriate and stringent patient selection;  Patient selection should be done via standardised assessment such as the neurological-oncological-mechanical systemic (NOMS) framework; and  The assessment should be carried out by a multidisciplinary team (MDT), which may be inclusive of, but not limited to, radiation oncologists, spine surgeons and interventional radiologists, among others.
Orthopaedics | Spine - Thoracolumbar (TL) and sacral surgery | TL and sacral fusion and fixation implant | TL pedicle screw - Shank, tulip | Highridge Medical | Cannulated Polyaxial Screw 9.0x45MM | 802M9045 | Standalone | DE0510347 | As per HSA registered indication(s) except for radiolucent implants which should be used as follows:  in patients with primary or metastatic spinal tumours who would benefit from post-operative high dose high precision beam therapy upon appropriate and stringent patient selection;  Patient selection should be done via standardised assessment such as the neurological-oncological-mechanical systemic (NOMS) framework; and  The assessment should be carried out by a multidisciplinary team (MDT), which may be inclusive of, but not limited to, radiation oncologists, spine surgeons and interventional radiologists, among others.
Orthopaedics | Spine - Thoracolumbar (TL) and sacral surgery | TL and sacral fusion and fixation implant | TL pedicle screw - Shank, tulip | Highridge Medical | Cannulated Polyaxial Screw 9.0x50MM | 802M9050 | Standalone | DE0510347 | As per HSA registered indication(s) except for radiolucent implants which should be used as follows:  in patients with primary or metastatic spinal tumours who would benefit from post-operative high dose high precision beam therapy upon appropriate and stringent patient selection;  Patient selection should be done via standardised assessment such as the neurological-oncological-mechanical systemic (NOMS) framework; and  The assessment should be carried out by a multidisciplinary team (MDT), which may be inclusive of, but not limited to, radiation oncologists, spine surgeons and interventional radiologists, among others.
Orthopaedics | Spine - Thoracolumbar (TL) and sacral surgery | TL and sacral fusion and fixation implant | TL pedicle screw - Shank, tulip | Highridge Medical | Cannulated Polyaxial Screw 9.0x55MM | 802M9055 | Standalone | DE0510347 | As per HSA registered indication(s) except for radiolucent implants which should be used as follows:  in patients with primary or metastatic spinal tumours who would benefit from post-operative high dose high precision beam therapy upon appropriate and stringent patient selection;  Patient selection should be done via standardised assessment such as the neurological-oncological-mechanical systemic (NOMS) framework; and  The assessment should be carried out by a multidisciplinary team (MDT), which may be inclusive of, but not limited to, radiation oncologists, spine surgeons and interventional radiologists, among others.
Orthopaedics | Spine - Thoracolumbar (TL) and sacral surgery | TL and sacral fusion and fixation implant | TL pedicle screw - Shank, tulip | Highridge Medical | Cannulated Polyaxial Screw 9.0x60MM | 802M9060 | Standalone | DE0510347 | As per HSA registered indication(s) except for radiolucent implants which should be used as follows:  in patients with primary or metastatic spinal tumours who would benefit from post-operative high dose high precision beam therapy upon appropriate and stringent patient selection;  Patient selection should be done via standardised assessment such as the neurological-oncological-mechanical systemic (NOMS) framework; and  The assessment should be carried out by a multidisciplinary team (MDT), which may be inclusive of, but not limited to, radiation oncologists, spine surgeons and interventional radiologists, among others.
Orthopaedics | Spine - Thoracolumbar (TL) and sacral surgery | TL and sacral fusion and fixation implant | TL pedicle screw - Shank, tulip | Highridge Medical | Cannulated Polyaxial Screw 9.0x65MM | 802M9065 | Standalone | DE0510347 | As per HSA registered indication(s) except for radiolucent implants which should be used as follows:  in patients with primary or metastatic spinal tumours who would benefit from post-operative high dose high precision beam therapy upon appropriate and stringent patient selection;  Patient selection should be done via standardised assessment such as the neurological-oncological-mechanical systemic (NOMS) framework; and  The assessment should be carried out by a multidisciplinary team (MDT), which may be inclusive of, but not limited to, radiation oncologists, spine surgeons and interventional radiologists, among others.
Orthopaedics | Spine - Thoracolumbar (TL) and sacral surgery | TL and sacral fusion and fixation implant | TL pedicle screw - Shank, tulip | Highridge Medical | Cannulated Polyaxial Screw 9.0x70MM | 802M9070 | Standalone | DE0510347 | As per HSA registered indication(s) except for radiolucent implants which should be used as follows:  in patients with primary or metastatic spinal tumours who would benefit from post-operative high dose high precision beam therapy upon appropriate and stringent patient selection;  Patient selection should be done via standardised assessment such as the neurological-oncological-mechanical systemic (NOMS) framework; and  The assessment should be carried out by a multidisciplinary team (MDT), which may be inclusive of, but not limited to, radiation oncologists, spine surgeons and interventional radiologists, among others.
Orthopaedics | Spine - Thoracolumbar (TL) and sacral surgery | TL and sacral fusion and fixation implant | TL pedicle screw - Shank, tulip | Highridge Medical | Cannulated Polyaxial Screw 9.0x75MM | 802M9075 | Standalone | DE0510347 | As per HSA registered indication(s) except for radiolucent implants which should be used as follows:  in patients with primary or metastatic spinal tumours who would benefit from post-operative high dose high precision beam therapy upon appropriate and stringent patient selection;  Patient selection should be done via standardised assessment such as the neurological-oncological-mechanical systemic (NOMS) framework; and  The assessment should be carried out by a multidisciplinary team (MDT), which may be inclusive of, but not limited to, radiation oncologists, spine surgeons and interventional radiologists, among others.
Orthopaedics | Spine - Thoracolumbar (TL) and sacral surgery | TL and sacral fusion and fixation implant | TL pedicle screw - Shank, tulip | Highridge Medical | Cannulated Polyaxial Screw 9.0x80MM | 802M9080 | Standalone | DE0510347 | As per HSA registered indication(s) except for radiolucent implants which should be used as follows:  in patients with primary or metastatic spinal tumours who would benefit from post-operative high dose high precision beam therapy upon appropriate and stringent patient selection;  Patient selection should be done via standardised assessment such as the neurological-oncological-mechanical systemic (NOMS) framework; and  The assessment should be carried out by a multidisciplinary team (MDT), which may be inclusive of, but not limited to, radiation oncologists, spine surgeons and interventional radiologists, among others.
Orthopaedics | Spine - Thoracolumbar (TL) and sacral surgery | TL and sacral fusion and fixation implant | TL pedicle screw - Shank, tulip | Highridge Medical | Cannulated Polyaxial Screw 9.0x85MM | 802M9085 | Standalone | DE0510347 | As per HSA registered indication(s) except for radiolucent implants which should be used as follows:  in patients with primary or metastatic spinal tumours who would benefit from post-operative high dose high precision beam therapy upon appropriate and stringent patient selection;  Patient selection should be done via standardised assessment such as the neurological-oncological-mechanical systemic (NOMS) framework; and  The assessment should be carried out by a multidisciplinary team (MDT), which may be inclusive of, but not limited to, radiation oncologists, spine surgeons and interventional radiologists, among others.
Orthopaedics | Spine - Thoracolumbar (TL) and sacral surgery | TL and sacral fusion and fixation implant | TL pedicle screw - Shank, tulip | Highridge Medical | Cannulated Polyaxial Screw 9.0x90MM | 802M9090 | Standalone | DE0510347 | As per HSA registered indication(s) except for radiolucent implants which should be used as follows:  in patients with primary or metastatic spinal tumours who would benefit from post-operative high dose high precision beam therapy upon appropriate and stringent patient selection;  Patient selection should be done via standardised assessment such as the neurological-oncological-mechanical systemic (NOMS) framework; and  The assessment should be carried out by a multidisciplinary team (MDT), which may be inclusive of, but not limited to, radiation oncologists, spine surgeons and interventional radiologists, among others.
Orthopaedics | Spine - Thoracolumbar (TL) and sacral surgery | TL and sacral fusion and fixation implant | TL pedicle screw - Shank, tulip | Highridge Medical | Cannulated Polyaxial Screw 9.0x95MM | 802M9095 | Standalone | DE0510347 | As per HSA registered indication(s) except for radiolucent implants which should be used as follows:  in patients with primary or metastatic spinal tumours who would benefit from post-operative high dose high precision beam therapy upon appropriate and stringent patient selection;  Patient selection should be done via standardised assessment such as the neurological-oncological-mechanical systemic (NOMS) framework; and  The assessment should be carried out by a multidisciplinary team (MDT), which may be inclusive of, but not limited to, radiation oncologists, spine surgeons and interventional radiologists, among others.
Orthopaedics | Spine - Thoracolumbar (TL) and sacral surgery | TL and sacral fusion and fixation implant | TL pedicle screw - Shank, tulip | Highridge Medical | Cannulated Polyaxial Screw 9.5x100MM | 802M9500 | Standalone | DE0510347 | As per HSA registered indication(s) except for radiolucent implants which should be used as follows:  in patients with primary or metastatic spinal tumours who would benefit from post-operative high dose high precision beam therapy upon appropriate and stringent patient selection;  Patient selection should be done via standardised assessment such as the neurological-oncological-mechanical systemic (NOMS) framework; and  The assessment should be carried out by a multidisciplinary team (MDT), which may be inclusive of, but not limited to, radiation oncologists, spine surgeons and interventional radiologists, among others.
Orthopaedics | Spine - Thoracolumbar (TL) and sacral surgery | TL and sacral fusion and fixation implant | TL pedicle screw - Shank, tulip | Highridge Medical | Cannulated Polyaxial Screw 9.5x105MM | 802M9505 | Standalone | DE0510347 | As per HSA registered indication(s) except for radiolucent implants which should be used as follows:  in patients with primary or metastatic spinal tumours who would benefit from post-operative high dose high precision beam therapy upon appropriate and stringent patient selection;  Patient selection should be done via standardised assessment such as the neurological-oncological-mechanical systemic (NOMS) framework; and  The assessment should be carried out by a multidisciplinary team (MDT), which may be inclusive of, but not limited to, radiation oncologists, spine surgeons and interventional radiologists, among others.
Orthopaedics | Spine - Thoracolumbar (TL) and sacral surgery | TL and sacral fusion and fixation implant | TL pedicle screw - Shank, tulip | Highridge Medical | Cannulated Polyaxial Screw 9.5x110MM | 802M9510 | Standalone | DE0510347 | As per HSA registered indication(s) except for radiolucent implants which should be used as follows:  in patients with primary or metastatic spinal tumours who would benefit from post-operative high dose high precision beam therapy upon appropriate and stringent patient selection;  Patient selection should be done via standardised assessment such as the neurological-oncological-mechanical systemic (NOMS) framework; and  The assessment should be carried out by a multidisciplinary team (MDT), which may be inclusive of, but not limited to, radiation oncologists, spine surgeons and interventional radiologists, among others.
Orthopaedics | Spine - Thoracolumbar (TL) and sacral surgery | TL and sacral fusion and fixation implant | TL pedicle screw - Shank, tulip | Highridge Medical | Cannulated Polyaxial Screw 9.5x115MM | 802M9515 | Standalone | DE0510347 | As per HSA registered indication(s) except for radiolucent implants which should be used as follows:  in patients with primary or metastatic spinal tumours who would benefit from post-operative high dose high precision beam therapy upon appropriate and stringent patient selection;  Patient selection should be done via standardised assessment such as the neurological-oncological-mechanical systemic (NOMS) framework; and  The assessment should be carried out by a multidisciplinary team (MDT), which may be inclusive of, but not limited to, radiation oncologists, spine surgeons and interventional radiologists, among others.
Orthopaedics | Spine - Thoracolumbar (TL) and sacral surgery | TL and sacral fusion and fixation implant | TL pedicle screw - Shank, tulip | Highridge Medical | Cannulated Polyaxial Screw 9.5x20MM | 802M9520 | Standalone | DE0510347 | As per HSA registered indication(s) except for radiolucent implants which should be used as follows:  in patients with primary or metastatic spinal tumours who would benefit from post-operative high dose high precision beam therapy upon appropriate and stringent patient selection;  Patient selection should be done via standardised assessment such as the neurological-oncological-mechanical systemic (NOMS) framework; and  The assessment should be carried out by a multidisciplinary team (MDT), which may be inclusive of, but not limited to, radiation oncologists, spine surgeons and interventional radiologists, among others.
Orthopaedics | Spine - Thoracolumbar (TL) and sacral surgery | TL and sacral fusion and fixation implant | TL pedicle screw - Shank, tulip | Highridge Medical | Cannulated Polyaxial Screw 9.5x120MM | 802M9521 | Standalone | DE0510347 | As per HSA registered indication(s) except for radiolucent implants which should be used as follows:  in patients with primary or metastatic spinal tumours who would benefit from post-operative high dose high precision beam therapy upon appropriate and stringent patient selection;  Patient selection should be done via standardised assessment such as the neurological-oncological-mechanical systemic (NOMS) framework; and  The assessment should be carried out by a multidisciplinary team (MDT), which may be inclusive of, but not limited to, radiation oncologists, spine surgeons and interventional radiologists, among others.
Orthopaedics | Spine - Thoracolumbar (TL) and sacral surgery | TL and sacral fusion and fixation implant | TL pedicle screw - Shank, tulip | Highridge Medical | Cannulated Polyaxial Screw 9.5x25MM | 802M9525 | Standalone | DE0510347 | As per HSA registered indication(s) except for radiolucent implants which should be used as follows:  in patients with primary or metastatic spinal tumours who would benefit from post-operative high dose high precision beam therapy upon appropriate and stringent patient selection;  Patient selection should be done via standardised assessment such as the neurological-oncological-mechanical systemic (NOMS) framework; and  The assessment should be carried out by a multidisciplinary team (MDT), which may be inclusive of, but not limited to, radiation oncologists, spine surgeons and interventional radiologists, among others.
Orthopaedics | Spine - Thoracolumbar (TL) and sacral surgery | TL and sacral fusion and fixation implant | TL pedicle screw - Shank, tulip | Highridge Medical | Cannulated Polyaxial Screw 9.5x30MM | 802M9530 | Standalone | DE0510347 | As per HSA registered indication(s) except for radiolucent implants which should be used as follows:  in patients with primary or metastatic spinal tumours who would benefit from post-operative high dose high precision beam therapy upon appropriate and stringent patient selection;  Patient selection should be done via standardised assessment such as the neurological-oncological-mechanical systemic (NOMS) framework; and  The assessment should be carried out by a multidisciplinary team (MDT), which may be inclusive of, but not limited to, radiation oncologists, spine surgeons and interventional radiologists, among others.
Orthopaedics | Spine - Thoracolumbar (TL) and sacral surgery | TL and sacral fusion and fixation implant | TL pedicle screw - Shank, tulip | Highridge Medical | Cannulated Polyaxial Screw 9.5x35MM | 802M9535 | Standalone | DE0510347 | As per HSA registered indication(s) except for radiolucent implants which should be used as follows:  in patients with primary or metastatic spinal tumours who would benefit from post-operative high dose high precision beam therapy upon appropriate and stringent patient selection;  Patient selection should be done via standardised assessment such as the neurological-oncological-mechanical systemic (NOMS) framework; and  The assessment should be carried out by a multidisciplinary team (MDT), which may be inclusive of, but not limited to, radiation oncologists, spine surgeons and interventional radiologists, among others.
Orthopaedics | Spine - Thoracolumbar (TL) and sacral surgery | TL and sacral fusion and fixation implant | TL pedicle screw - Shank, tulip | Highridge Medical | Cannulated Polyaxial Screw 9.5x40MM | 802M9540 | Standalone | DE0510347 | As per HSA registered indication(s) except for radiolucent implants which should be used as follows:  in patients with primary or metastatic spinal tumours who would benefit from post-operative high dose high precision beam therapy upon appropriate and stringent patient selection;  Patient selection should be done via standardised assessment such as the neurological-oncological-mechanical systemic (NOMS) framework; and  The assessment should be carried out by a multidisciplinary team (MDT), which may be inclusive of, but not limited to, radiation oncologists, spine surgeons and interventional radiologists, among others.
Orthopaedics | Spine - Thoracolumbar (TL) and sacral surgery | TL and sacral fusion and fixation implant | TL pedicle screw - Shank, tulip | Highridge Medical | Cannulated Polyaxial Screw 9.5x45MM | 802M9545 | Standalone | DE0510347 | As per HSA registered indication(s) except for radiolucent implants which should be used as follows:  in patients with primary or metastatic spinal tumours who would benefit from post-operative high dose high precision beam therapy upon appropriate and stringent patient selection;  Patient selection should be done via standardised assessment such as the neurological-oncological-mechanical systemic (NOMS) framework; and  The assessment should be carried out by a multidisciplinary team (MDT), which may be inclusive of, but not limited to, radiation oncologists, spine surgeons and interventional radiologists, among others.
Orthopaedics | Spine - Thoracolumbar (TL) and sacral surgery | TL and sacral fusion and fixation implant | TL pedicle screw - Shank, tulip | Highridge Medical | Cannulated Polyaxial Screw 9.5x50MM | 802M9550 | Standalone | DE0510347 | As per HSA registered indication(s) except for radiolucent implants which should be used as follows:  in patients with primary or metastatic spinal tumours who would benefit from post-operative high dose high precision beam therapy upon appropriate and stringent patient selection;  Patient selection should be done via standardised assessment such as the neurological-oncological-mechanical systemic (NOMS) framework; and  The assessment should be carried out by a multidisciplinary team (MDT), which may be inclusive of, but not limited to, radiation oncologists, spine surgeons and interventional radiologists, among others.
Orthopaedics | Spine - Thoracolumbar (TL) and sacral surgery | TL and sacral fusion and fixation implant | TL pedicle screw - Shank, tulip | Highridge Medical | Cannulated Polyaxial Screw 9.5x55MM | 802M9555 | Standalone | DE0510347 | As per HSA registered indication(s) except for radiolucent implants which should be used as follows:  in patients with primary or metastatic spinal tumours who would benefit from post-operative high dose high precision beam therapy upon appropriate and stringent patient selection;  Patient selection should be done via standardised assessment such as the neurological-oncological-mechanical systemic (NOMS) framework; and  The assessment should be carried out by a multidisciplinary team (MDT), which may be inclusive of, but not limited to, radiation oncologists, spine surgeons and interventional radiologists, among others.
Orthopaedics | Spine - Thoracolumbar (TL) and sacral surgery | TL and sacral fusion and fixation implant | TL pedicle screw - Shank, tulip | Highridge Medical | Cannulated Polyaxial Screw 9.5x60MM | 802M9560 | Standalone | DE0510347 | As per HSA registered indication(s) except for radiolucent implants which should be used as follows:  in patients with primary or metastatic spinal tumours who would benefit from post-operative high dose high precision beam therapy upon appropriate and stringent patient selection;  Patient selection should be done via standardised assessment such as the neurological-oncological-mechanical systemic (NOMS) framework; and  The assessment should be carried out by a multidisciplinary team (MDT), which may be inclusive of, but not limited to, radiation oncologists, spine surgeons and interventional radiologists, among others.
Orthopaedics | Spine - Thoracolumbar (TL) and sacral surgery | TL and sacral fusion and fixation implant | TL pedicle screw - Shank, tulip | Highridge Medical | Cannulated Polyaxial Screw 9.5x65MM | 802M9565 | Standalone | DE0510347 | As per HSA registered indication(s) except for radiolucent implants which should be used as follows:  in patients with primary or metastatic spinal tumours who would benefit from post-operative high dose high precision beam therapy upon appropriate and stringent patient selection;  Patient selection should be done via standardised assessment such as the neurological-oncological-mechanical systemic (NOMS) framework; and  The assessment should be carried out by a multidisciplinary team (MDT), which may be inclusive of, but not limited to, radiation oncologists, spine surgeons and interventional radiologists, among others.
Orthopaedics | Spine - Thoracolumbar (TL) and sacral surgery | TL and sacral fusion and fixation implant | TL pedicle screw - Shank, tulip | Highridge Medical | Cannulated Polyaxial Screw 9.5x70MM | 802M9570 | Standalone | DE0510347 | As per HSA registered indication(s) except for radiolucent implants which should be used as follows:  in patients with primary or metastatic spinal tumours who would benefit from post-operative high dose high precision beam therapy upon appropriate and stringent patient selection;  Patient selection should be done via standardised assessment such as the neurological-oncological-mechanical systemic (NOMS) framework; and  The assessment should be carried out by a multidisciplinary team (MDT), which may be inclusive of, but not limited to, radiation oncologists, spine surgeons and interventional radiologists, among others.
Orthopaedics | Spine - Thoracolumbar (TL) and sacral surgery | TL and sacral fusion and fixation implant | TL pedicle screw - Shank, tulip | Highridge Medical | Cannulated Polyaxial Screw 9.5x75MM | 802M9575 | Standalone | DE0510347 | As per HSA registered indication(s) except for radiolucent implants which should be used as follows:  in patients with primary or metastatic spinal tumours who would benefit from post-operative high dose high precision beam therapy upon appropriate and stringent patient selection;  Patient selection should be done via standardised assessment such as the neurological-oncological-mechanical systemic (NOMS) framework; and  The assessment should be carried out by a multidisciplinary team (MDT), which may be inclusive of, but not limited to, radiation oncologists, spine surgeons and interventional radiologists, among others.
Orthopaedics | Spine - Thoracolumbar (TL) and sacral surgery | TL and sacral fusion and fixation implant | TL pedicle screw - Shank, tulip | Highridge Medical | Cannulated Polyaxial Screw 9.5x80MM | 802M9580 | Standalone | DE0510347 | As per HSA registered indication(s) except for radiolucent implants which should be used as follows:  in patients with primary or metastatic spinal tumours who would benefit from post-operative high dose high precision beam therapy upon appropriate and stringent patient selection;  Patient selection should be done via standardised assessment such as the neurological-oncological-mechanical systemic (NOMS) framework; and  The assessment should be carried out by a multidisciplinary team (MDT), which may be inclusive of, but not limited to, radiation oncologists, spine surgeons and interventional radiologists, among others.
Orthopaedics | Spine - Thoracolumbar (TL) and sacral surgery | TL and sacral fusion and fixation implant | TL pedicle screw - Shank, tulip | Highridge Medical | Cannulated Polyaxial Screw 9.5x85MM | 802M9585 | Standalone | DE0510347 | As per HSA registered indication(s) except for radiolucent implants which should be used as follows:  in patients with primary or metastatic spinal tumours who would benefit from post-operative high dose high precision beam therapy upon appropriate and stringent patient selection;  Patient selection should be done via standardised assessment such as the neurological-oncological-mechanical systemic (NOMS) framework; and  The assessment should be carried out by a multidisciplinary team (MDT), which may be inclusive of, but not limited to, radiation oncologists, spine surgeons and interventional radiologists, among others.
Orthopaedics | Spine - Thoracolumbar (TL) and sacral surgery | TL and sacral fusion and fixation implant | TL pedicle screw - Shank, tulip | Highridge Medical | Cannulated Polyaxial Screw 9.5x90MM | 802M9590 | Standalone | DE0510347 | As per HSA registered indication(s) except for radiolucent implants which should be used as follows:  in patients with primary or metastatic spinal tumours who would benefit from post-operative high dose high precision beam therapy upon appropriate and stringent patient selection;  Patient selection should be done via standardised assessment such as the neurological-oncological-mechanical systemic (NOMS) framework; and  The assessment should be carried out by a multidisciplinary team (MDT), which may be inclusive of, but not limited to, radiation oncologists, spine surgeons and interventional radiologists, among others.
Orthopaedics | Spine - Thoracolumbar (TL) and sacral surgery | TL and sacral fusion and fixation implant | TL pedicle screw - Shank, tulip | Highridge Medical | Cannulated Polyaxial Screw 9.5x95MM | 802M9595 | Standalone | DE0510347 | As per HSA registered indication(s) except for radiolucent implants which should be used as follows:  in patients with primary or metastatic spinal tumours who would benefit from post-operative high dose high precision beam therapy upon appropriate and stringent patient selection;  Patient selection should be done via standardised assessment such as the neurological-oncological-mechanical systemic (NOMS) framework; and  The assessment should be carried out by a multidisciplinary team (MDT), which may be inclusive of, but not limited to, radiation oncologists, spine surgeons and interventional radiologists, among others.
Orthopaedics | Spine - Thoracolumbar (TL) and sacral surgery | TL and sacral fusion and fixation implant | TL pedicle screw - Shank, tulip | Highridge Medical | Cannulated Monoaxial Screw 10.0X100MM | 809M1000 | Standalone | DE0510347 | As per HSA registered indication(s) except for radiolucent implants which should be used as follows:  in patients with primary or metastatic spinal tumours who would benefit from post-operative high dose high precision beam therapy upon appropriate and stringent patient selection;  Patient selection should be done via standardised assessment such as the neurological-oncological-mechanical systemic (NOMS) framework; and  The assessment should be carried out by a multidisciplinary team (MDT), which may be inclusive of, but not limited to, radiation oncologists, spine surgeons and interventional radiologists, among others.
Orthopaedics | Spine - Thoracolumbar (TL) and sacral surgery | TL and sacral fusion and fixation implant | TL pedicle screw - Shank, tulip | Highridge Medical | Cannulated Monoaxial Screw 10.0X105MM | 809M1005 | Standalone | DE0510347 | As per HSA registered indication(s) except for radiolucent implants which should be used as follows:  in patients with primary or metastatic spinal tumours who would benefit from post-operative high dose high precision beam therapy upon appropriate and stringent patient selection;  Patient selection should be done via standardised assessment such as the neurological-oncological-mechanical systemic (NOMS) framework; and  The assessment should be carried out by a multidisciplinary team (MDT), which may be inclusive of, but not limited to, radiation oncologists, spine surgeons and interventional radiologists, among others.
Orthopaedics | Spine - Thoracolumbar (TL) and sacral surgery | TL and sacral fusion and fixation implant | TL pedicle screw - Shank, tulip | Highridge Medical | Cannulated Monoaxial Screw 10.0X110MM | 809M1010 | Standalone | DE0510347 | As per HSA registered indication(s) except for radiolucent implants which should be used as follows:  in patients with primary or metastatic spinal tumours who would benefit from post-operative high dose high precision beam therapy upon appropriate and stringent patient selection;  Patient selection should be done via standardised assessment such as the neurological-oncological-mechanical systemic (NOMS) framework; and  The assessment should be carried out by a multidisciplinary team (MDT), which may be inclusive of, but not limited to, radiation oncologists, spine surgeons and interventional radiologists, among others.
Orthopaedics | Spine - Thoracolumbar (TL) and sacral surgery | TL and sacral fusion and fixation implant | TL pedicle screw - Shank, tulip | Highridge Medical | Cannulated Monoaxial Screw 10.0X115MM | 809M1015 | Standalone | DE0510347 | As per HSA registered indication(s) except for radiolucent implants which should be used as follows:  in patients with primary or metastatic spinal tumours who would benefit from post-operative high dose high precision beam therapy upon appropriate and stringent patient selection;  Patient selection should be done via standardised assessment such as the neurological-oncological-mechanical systemic (NOMS) framework; and  The assessment should be carried out by a multidisciplinary team (MDT), which may be inclusive of, but not limited to, radiation oncologists, spine surgeons and interventional radiologists, among others.
Orthopaedics | Spine - Thoracolumbar (TL) and sacral surgery | TL and sacral fusion and fixation implant | TL pedicle screw - Shank, tulip | Highridge Medical | Cannulated Monoaxial Screw 10.0X20MM | 809M1020 | Standalone | DE0510347 | As per HSA registered indication(s) except for radiolucent implants which should be used as follows:  in patients with primary or metastatic spinal tumours who would benefit from post-operative high dose high precision beam therapy upon appropriate and stringent patient selection;  Patient selection should be done via standardised assessment such as the neurological-oncological-mechanical systemic (NOMS) framework; and  The assessment should be carried out by a multidisciplinary team (MDT), which may be inclusive of, but not limited to, radiation oncologists, spine surgeons and interventional radiologists, among others.
Orthopaedics | Spine - Thoracolumbar (TL) and sacral surgery | TL and sacral fusion and fixation implant | TL pedicle screw - Shank, tulip | Highridge Medical | Cannulated Monoaxial Screw 10.0X120MM | 809M1021 | Standalone | DE0510347 | As per HSA registered indication(s) except for radiolucent implants which should be used as follows:  in patients with primary or metastatic spinal tumours who would benefit from post-operative high dose high precision beam therapy upon appropriate and stringent patient selection;  Patient selection should be done via standardised assessment such as the neurological-oncological-mechanical systemic (NOMS) framework; and  The assessment should be carried out by a multidisciplinary team (MDT), which may be inclusive of, but not limited to, radiation oncologists, spine surgeons and interventional radiologists, among others.
Orthopaedics | Spine - Thoracolumbar (TL) and sacral surgery | TL and sacral fusion and fixation implant | TL pedicle screw - Shank, tulip | Highridge Medical | Cannulated Monoaxial Screw 10.0X25MM | 809M1025 | Standalone | DE0510347 | As per HSA registered indication(s) except for radiolucent implants which should be used as follows:  in patients with primary or metastatic spinal tumours who would benefit from post-operative high dose high precision beam therapy upon appropriate and stringent patient selection;  Patient selection should be done via standardised assessment such as the neurological-oncological-mechanical systemic (NOMS) framework; and  The assessment should be carried out by a multidisciplinary team (MDT), which may be inclusive of, but not limited to, radiation oncologists, spine surgeons and interventional radiologists, among others.
Orthopaedics | Spine - Thoracolumbar (TL) and sacral surgery | TL and sacral fusion and fixation implant | TL pedicle screw - Shank, tulip | Highridge Medical | Cannulated Monoaxial Screw 10.0X30MM | 809M1030 | Standalone | DE0510347 | As per HSA registered indication(s) except for radiolucent implants which should be used as follows:  in patients with primary or metastatic spinal tumours who would benefit from post-operative high dose high precision beam therapy upon appropriate and stringent patient selection;  Patient selection should be done via standardised assessment such as the neurological-oncological-mechanical systemic (NOMS) framework; and  The assessment should be carried out by a multidisciplinary team (MDT), which may be inclusive of, but not limited to, radiation oncologists, spine surgeons and interventional radiologists, among others.
Orthopaedics | Spine - Thoracolumbar (TL) and sacral surgery | TL and sacral fusion and fixation implant | TL pedicle screw - Shank, tulip | Highridge Medical | Cannulated Monoaxial Screw 10.0X35MM | 809M1035 | Standalone | DE0510347 | As per HSA registered indication(s) except for radiolucent implants which should be used as follows:  in patients with primary or metastatic spinal tumours who would benefit from post-operative high dose high precision beam therapy upon appropriate and stringent patient selection;  Patient selection should be done via standardised assessment such as the neurological-oncological-mechanical systemic (NOMS) framework; and  The assessment should be carried out by a multidisciplinary team (MDT), which may be inclusive of, but not limited to, radiation oncologists, spine surgeons and interventional radiologists, among others.
Orthopaedics | Spine - Thoracolumbar (TL) and sacral surgery | TL and sacral fusion and fixation implant | TL pedicle screw - Shank, tulip | Highridge Medical | Cannulated Monoaxial Screw 10.0X40MM | 809M1040 | Standalone | DE0510347 | As per HSA registered indication(s) except for radiolucent implants which should be used as follows:  in patients with primary or metastatic spinal tumours who would benefit from post-operative high dose high precision beam therapy upon appropriate and stringent patient selection;  Patient selection should be done via standardised assessment such as the neurological-oncological-mechanical systemic (NOMS) framework; and  The assessment should be carried out by a multidisciplinary team (MDT), which may be inclusive of, but not limited to, radiation oncologists, spine surgeons and interventional radiologists, among others.
Orthopaedics | Spine - Thoracolumbar (TL) and sacral surgery | TL and sacral fusion and fixation implant | TL pedicle screw - Shank, tulip | Highridge Medical | Cannulated Monoaxial Screw 10.0X45MM | 809M1045 | Standalone | DE0510347 | As per HSA registered indication(s) except for radiolucent implants which should be used as follows:  in patients with primary or metastatic spinal tumours who would benefit from post-operative high dose high precision beam therapy upon appropriate and stringent patient selection;  Patient selection should be done via standardised assessment such as the neurological-oncological-mechanical systemic (NOMS) framework; and  The assessment should be carried out by a multidisciplinary team (MDT), which may be inclusive of, but not limited to, radiation oncologists, spine surgeons and interventional radiologists, among others.
Orthopaedics | Spine - Thoracolumbar (TL) and sacral surgery | TL and sacral fusion and fixation implant | TL pedicle screw - Shank, tulip | Highridge Medical | Cannulated Monoaxial Screw 10.0X50MM | 809M1050 | Standalone | DE0510347 | As per HSA registered indication(s) except for radiolucent implants which should be used as follows:  in patients with primary or metastatic spinal tumours who would benefit from post-operative high dose high precision beam therapy upon appropriate and stringent patient selection;  Patient selection should be done via standardised assessment such as the neurological-oncological-mechanical systemic (NOMS) framework; and  The assessment should be carried out by a multidisciplinary team (MDT), which may be inclusive of, but not limited to, radiation oncologists, spine surgeons and interventional radiologists, among others.
Orthopaedics | Spine - Thoracolumbar (TL) and sacral surgery | TL and sacral fusion and fixation implant | TL pedicle screw - Shank, tulip | Highridge Medical | Cannulated Monoaxial Screw 10.0X55MM | 809M1055 | Standalone | DE0510347 | As per HSA registered indication(s) except for radiolucent implants which should be used as follows:  in patients with primary or metastatic spinal tumours who would benefit from post-operative high dose high precision beam therapy upon appropriate and stringent patient selection;  Patient selection should be done via standardised assessment such as the neurological-oncological-mechanical systemic (NOMS) framework; and  The assessment should be carried out by a multidisciplinary team (MDT), which may be inclusive of, but not limited to, radiation oncologists, spine surgeons and interventional radiologists, among others.
Orthopaedics | Spine - Thoracolumbar (TL) and sacral surgery | TL and sacral fusion and fixation implant | TL pedicle screw - Shank, tulip | Highridge Medical | Cannulated Monoaxial Screw 10.0X60MM | 809M1060 | Standalone | DE0510347 | As per HSA registered indication(s) except for radiolucent implants which should be used as follows:  in patients with primary or metastatic spinal tumours who would benefit from post-operative high dose high precision beam therapy upon appropriate and stringent patient selection;  Patient selection should be done via standardised assessment such as the neurological-oncological-mechanical systemic (NOMS) framework; and  The assessment should be carried out by a multidisciplinary team (MDT), which may be inclusive of, but not limited to, radiation oncologists, spine surgeons and interventional radiologists, among others.
Orthopaedics | Spine - Thoracolumbar (TL) and sacral surgery | TL and sacral fusion and fixation implant | TL pedicle screw - Shank, tulip | Highridge Medical | Cannulated Monoaxial Screw 10.0X65MM | 809M1065 | Standalone | DE0510347 | As per HSA registered indication(s) except for radiolucent implants which should be used as follows:  in patients with primary or metastatic spinal tumours who would benefit from post-operative high dose high precision beam therapy upon appropriate and stringent patient selection;  Patient selection should be done via standardised assessment such as the neurological-oncological-mechanical systemic (NOMS) framework; and  The assessment should be carried out by a multidisciplinary team (MDT), which may be inclusive of, but not limited to, radiation oncologists, spine surgeons and interventional radiologists, among others.
Orthopaedics | Spine - Thoracolumbar (TL) and sacral surgery | TL and sacral fusion and fixation implant | TL pedicle screw - Shank, tulip | Highridge Medical | Cannulated Monoaxial Screw 10.0X70MM | 809M1070 | Standalone | DE0510347 | As per HSA registered indication(s) except for radiolucent implants which should be used as follows:  in patients with primary or metastatic spinal tumours who would benefit from post-operative high dose high precision beam therapy upon appropriate and stringent patient selection;  Patient selection should be done via standardised assessment such as the neurological-oncological-mechanical systemic (NOMS) framework; and  The assessment should be carried out by a multidisciplinary team (MDT), which may be inclusive of, but not limited to, radiation oncologists, spine surgeons and interventional radiologists, among others.
Orthopaedics | Spine - Thoracolumbar (TL) and sacral surgery | TL and sacral fusion and fixation implant | TL pedicle screw - Shank, tulip | Highridge Medical | Cannulated Monoaxial Screw 10.0X75MM | 809M1075 | Standalone | DE0510347 | As per HSA registered indication(s) except for radiolucent implants which should be used as follows:  in patients with primary or metastatic spinal tumours who would benefit from post-operative high dose high precision beam therapy upon appropriate and stringent patient selection;  Patient selection should be done via standardised assessment such as the neurological-oncological-mechanical systemic (NOMS) framework; and  The assessment should be carried out by a multidisciplinary team (MDT), which may be inclusive of, but not limited to, radiation oncologists, spine surgeons and interventional radiologists, among others.
Orthopaedics | Spine - Thoracolumbar (TL) and sacral surgery | TL and sacral fusion and fixation implant | TL pedicle screw - Shank, tulip | Highridge Medical | Cannulated Monoaxial Screw 10.0X80MM | 809M1080 | Standalone | DE0510347 | As per HSA registered indication(s) except for radiolucent implants which should be used as follows:  in patients with primary or metastatic spinal tumours who would benefit from post-operative high dose high precision beam therapy upon appropriate and stringent patient selection;  Patient selection should be done via standardised assessment such as the neurological-oncological-mechanical systemic (NOMS) framework; and  The assessment should be carried out by a multidisciplinary team (MDT), which may be inclusive of, but not limited to, radiation oncologists, spine surgeons and interventional radiologists, among others.
Orthopaedics | Spine - Thoracolumbar (TL) and sacral surgery | TL and sacral fusion and fixation implant | TL pedicle screw - Shank, tulip | Highridge Medical | Cannulated Monoaxial Screw 10.0X85MM | 809M1085 | Standalone | DE0510347 | As per HSA registered indication(s) except for radiolucent implants which should be used as follows:  in patients with primary or metastatic spinal tumours who would benefit from post-operative high dose high precision beam therapy upon appropriate and stringent patient selection;  Patient selection should be done via standardised assessment such as the neurological-oncological-mechanical systemic (NOMS) framework; and  The assessment should be carried out by a multidisciplinary team (MDT), which may be inclusive of, but not limited to, radiation oncologists, spine surgeons and interventional radiologists, among others.
Orthopaedics | Spine - Thoracolumbar (TL) and sacral surgery | TL and sacral fusion and fixation implant | TL pedicle screw - Shank, tulip | Highridge Medical | Cannulated Monoaxial Screw 10.0X90MM | 809M1090 | Standalone | DE0510347 | As per HSA registered indication(s) except for radiolucent implants which should be used as follows:  in patients with primary or metastatic spinal tumours who would benefit from post-operative high dose high precision beam therapy upon appropriate and stringent patient selection;  Patient selection should be done via standardised assessment such as the neurological-oncological-mechanical systemic (NOMS) framework; and  The assessment should be carried out by a multidisciplinary team (MDT), which may be inclusive of, but not limited to, radiation oncologists, spine surgeons and interventional radiologists, among others.
Orthopaedics | Spine - Thoracolumbar (TL) and sacral surgery | TL and sacral fusion and fixation implant | TL pedicle screw - Shank, tulip | Highridge Medical | Cannulated Monoaxial Screw 10.0X95MM | 809M1095 | Standalone | DE0510347 | As per HSA registered indication(s) except for radiolucent implants which should be used as follows:  in patients with primary or metastatic spinal tumours who would benefit from post-operative high dose high precision beam therapy upon appropriate and stringent patient selection;  Patient selection should be done via standardised assessment such as the neurological-oncological-mechanical systemic (NOMS) framework; and  The assessment should be carried out by a multidisciplinary team (MDT), which may be inclusive of, but not limited to, radiation oncologists, spine surgeons and interventional radiologists, among others.
Orthopaedics | Spine - Thoracolumbar (TL) and sacral surgery | TL and sacral fusion and fixation implant | TL pedicle screw - Shank, tulip | Highridge Medical | Cannulated Monoaxial Screw 10.5X100MM | 809M1500 | Standalone | DE0510347 | As per HSA registered indication(s) except for radiolucent implants which should be used as follows:  in patients with primary or metastatic spinal tumours who would benefit from post-operative high dose high precision beam therapy upon appropriate and stringent patient selection;  Patient selection should be done via standardised assessment such as the neurological-oncological-mechanical systemic (NOMS) framework; and  The assessment should be carried out by a multidisciplinary team (MDT), which may be inclusive of, but not limited to, radiation oncologists, spine surgeons and interventional radiologists, among others.
Orthopaedics | Spine - Thoracolumbar (TL) and sacral surgery | TL and sacral fusion and fixation implant | TL pedicle screw - Shank, tulip | Highridge Medical | Cannulated Monoaxial Screw 10.5X105MM | 809M1505 | Standalone | DE0510347 | As per HSA registered indication(s) except for radiolucent implants which should be used as follows:  in patients with primary or metastatic spinal tumours who would benefit from post-operative high dose high precision beam therapy upon appropriate and stringent patient selection;  Patient selection should be done via standardised assessment such as the neurological-oncological-mechanical systemic (NOMS) framework; and  The assessment should be carried out by a multidisciplinary team (MDT), which may be inclusive of, but not limited to, radiation oncologists, spine surgeons and interventional radiologists, among others.
Orthopaedics | Spine - Thoracolumbar (TL) and sacral surgery | TL and sacral fusion and fixation implant | TL pedicle screw - Shank, tulip | Highridge Medical | Cannulated Monoaxial Screw 10.5X110MM | 809M1510 | Standalone | DE0510347 | As per HSA registered indication(s) except for radiolucent implants which should be used as follows:  in patients with primary or metastatic spinal tumours who would benefit from post-operative high dose high precision beam therapy upon appropriate and stringent patient selection;  Patient selection should be done via standardised assessment such as the neurological-oncological-mechanical systemic (NOMS) framework; and  The assessment should be carried out by a multidisciplinary team (MDT), which may be inclusive of, but not limited to, radiation oncologists, spine surgeons and interventional radiologists, among others.
Orthopaedics | Spine - Thoracolumbar (TL) and sacral surgery | TL and sacral fusion and fixation implant | TL pedicle screw - Shank, tulip | Highridge Medical | Cannulated Monoaxial Screw 10.5X115MM | 809M1515 | Standalone | DE0510347 | As per HSA registered indication(s) except for radiolucent implants which should be used as follows:  in patients with primary or metastatic spinal tumours who would benefit from post-operative high dose high precision beam therapy upon appropriate and stringent patient selection;  Patient selection should be done via standardised assessment such as the neurological-oncological-mechanical systemic (NOMS) framework; and  The assessment should be carried out by a multidisciplinary team (MDT), which may be inclusive of, but not limited to, radiation oncologists, spine surgeons and interventional radiologists, among others.
Orthopaedics | Spine - Thoracolumbar (TL) and sacral surgery | TL and sacral fusion and fixation implant | TL pedicle screw - Shank, tulip | Highridge Medical | Cannulated Monoaxial Screw 10.5X20MM | 809M1520 | Standalone | DE0510347 | As per HSA registered indication(s) except for radiolucent implants which should be used as follows:  in patients with primary or metastatic spinal tumours who would benefit from post-operative high dose high precision beam therapy upon appropriate and stringent patient selection;  Patient selection should be done via standardised assessment such as the neurological-oncological-mechanical systemic (NOMS) framework; and  The assessment should be carried out by a multidisciplinary team (MDT), which may be inclusive of, but not limited to, radiation oncologists, spine surgeons and interventional radiologists, among others.
Orthopaedics | Spine - Thoracolumbar (TL) and sacral surgery | TL and sacral fusion and fixation implant | TL pedicle screw - Shank, tulip | Highridge Medical | Cannulated Monoaxial Screw 10.5X120MM | 809M1521 | Standalone | DE0510347 | As per HSA registered indication(s) except for radiolucent implants which should be used as follows:  in patients with primary or metastatic spinal tumours who would benefit from post-operative high dose high precision beam therapy upon appropriate and stringent patient selection;  Patient selection should be done via standardised assessment such as the neurological-oncological-mechanical systemic (NOMS) framework; and  The assessment should be carried out by a multidisciplinary team (MDT), which may be inclusive of, but not limited to, radiation oncologists, spine surgeons and interventional radiologists, among others.
Orthopaedics | Spine - Thoracolumbar (TL) and sacral surgery | TL and sacral fusion and fixation implant | TL pedicle screw - Shank, tulip | Highridge Medical | Cannulated Monoaxial Screw 10.5X25MM | 809M1525 | Standalone | DE0510347 | As per HSA registered indication(s) except for radiolucent implants which should be used as follows:  in patients with primary or metastatic spinal tumours who would benefit from post-operative high dose high precision beam therapy upon appropriate and stringent patient selection;  Patient selection should be done via standardised assessment such as the neurological-oncological-mechanical systemic (NOMS) framework; and  The assessment should be carried out by a multidisciplinary team (MDT), which may be inclusive of, but not limited to, radiation oncologists, spine surgeons and interventional radiologists, among others.
Orthopaedics | Spine - Thoracolumbar (TL) and sacral surgery | TL and sacral fusion and fixation implant | TL pedicle screw - Shank, tulip | Highridge Medical | Cannulated Monoaxial Screw 10.5X30MM | 809M1530 | Standalone | DE0510347 | As per HSA registered indication(s) except for radiolucent implants which should be used as follows:  in patients with primary or metastatic spinal tumours who would benefit from post-operative high dose high precision beam therapy upon appropriate and stringent patient selection;  Patient selection should be done via standardised assessment such as the neurological-oncological-mechanical systemic (NOMS) framework; and  The assessment should be carried out by a multidisciplinary team (MDT), which may be inclusive of, but not limited to, radiation oncologists, spine surgeons and interventional radiologists, among others.
Orthopaedics | Spine - Thoracolumbar (TL) and sacral surgery | TL and sacral fusion and fixation implant | TL pedicle screw - Shank, tulip | Highridge Medical | Cannulated Monoaxial Screw 10.5X35MM | 809M1535 | Standalone | DE0510347 | As per HSA registered indication(s) except for radiolucent implants which should be used as follows:  in patients with primary or metastatic spinal tumours who would benefit from post-operative high dose high precision beam therapy upon appropriate and stringent patient selection;  Patient selection should be done via standardised assessment such as the neurological-oncological-mechanical systemic (NOMS) framework; and  The assessment should be carried out by a multidisciplinary team (MDT), which may be inclusive of, but not limited to, radiation oncologists, spine surgeons and interventional radiologists, among others.
Orthopaedics | Spine - Thoracolumbar (TL) and sacral surgery | TL and sacral fusion and fixation implant | TL pedicle screw - Shank, tulip | Highridge Medical | Cannulated Monoaxial Screw 10.5X40MM | 809M1540 | Standalone | DE0510347 | As per HSA registered indication(s) except for radiolucent implants which should be used as follows:  in patients with primary or metastatic spinal tumours who would benefit from post-operative high dose high precision beam therapy upon appropriate and stringent patient selection;  Patient selection should be done via standardised assessment such as the neurological-oncological-mechanical systemic (NOMS) framework; and  The assessment should be carried out by a multidisciplinary team (MDT), which may be inclusive of, but not limited to, radiation oncologists, spine surgeons and interventional radiologists, among others.
Orthopaedics | Spine - Thoracolumbar (TL) and sacral surgery | TL and sacral fusion and fixation implant | TL pedicle screw - Shank, tulip | Highridge Medical | Cannulated Monoaxial Screw 10.5X45MM | 809M1545 | Standalone | DE0510347 | As per HSA registered indication(s) except for radiolucent implants which should be used as follows:  in patients with primary or metastatic spinal tumours who would benefit from post-operative high dose high precision beam therapy upon appropriate and stringent patient selection;  Patient selection should be done via standardised assessment such as the neurological-oncological-mechanical systemic (NOMS) framework; and  The assessment should be carried out by a multidisciplinary team (MDT), which may be inclusive of, but not limited to, radiation oncologists, spine surgeons and interventional radiologists, among others.
Orthopaedics | Spine - Thoracolumbar (TL) and sacral surgery | TL and sacral fusion and fixation implant | TL pedicle screw - Shank, tulip | Highridge Medical | Cannulated Monoaxial Screw 10.5X50MM | 809M1550 | Standalone | DE0510347 | As per HSA registered indication(s) except for radiolucent implants which should be used as follows:  in patients with primary or metastatic spinal tumours who would benefit from post-operative high dose high precision beam therapy upon appropriate and stringent patient selection;  Patient selection should be done via standardised assessment such as the neurological-oncological-mechanical systemic (NOMS) framework; and  The assessment should be carried out by a multidisciplinary team (MDT), which may be inclusive of, but not limited to, radiation oncologists, spine surgeons and interventional radiologists, among others.
Orthopaedics | Spine - Thoracolumbar (TL) and sacral surgery | TL and sacral fusion and fixation implant | TL pedicle screw - Shank, tulip | Highridge Medical | Cannulated Monoaxial Screw 10.5X55MM | 809M1555 | Standalone | DE0510347 | As per HSA registered indication(s) except for radiolucent implants which should be used as follows:  in patients with primary or metastatic spinal tumours who would benefit from post-operative high dose high precision beam therapy upon appropriate and stringent patient selection;  Patient selection should be done via standardised assessment such as the neurological-oncological-mechanical systemic (NOMS) framework; and  The assessment should be carried out by a multidisciplinary team (MDT), which may be inclusive of, but not limited to, radiation oncologists, spine surgeons and interventional radiologists, among others.
Orthopaedics | Spine - Thoracolumbar (TL) and sacral surgery | TL and sacral fusion and fixation implant | TL pedicle screw - Shank, tulip | Highridge Medical | Cannulated Monoaxial Screw 10.5X60MM | 809M1560 | Standalone | DE0510347 | As per HSA registered indication(s) except for radiolucent implants which should be used as follows:  in patients with primary or metastatic spinal tumours who would benefit from post-operative high dose high precision beam therapy upon appropriate and stringent patient selection;  Patient selection should be done via standardised assessment such as the neurological-oncological-mechanical systemic (NOMS) framework; and  The assessment should be carried out by a multidisciplinary team (MDT), which may be inclusive of, but not limited to, radiation oncologists, spine surgeons and interventional radiologists, among others.
Orthopaedics | Spine - Thoracolumbar (TL) and sacral surgery | TL and sacral fusion and fixation implant | TL pedicle screw - Shank, tulip | Highridge Medical | Cannulated Monoaxial Screw 10.5X65MM | 809M1565 | Standalone | DE0510347 | As per HSA registered indication(s) except for radiolucent implants which should be used as follows:  in patients with primary or metastatic spinal tumours who would benefit from post-operative high dose high precision beam therapy upon appropriate and stringent patient selection;  Patient selection should be done via standardised assessment such as the neurological-oncological-mechanical systemic (NOMS) framework; and  The assessment should be carried out by a multidisciplinary team (MDT), which may be inclusive of, but not limited to, radiation oncologists, spine surgeons and interventional radiologists, among others.
Orthopaedics | Spine - Thoracolumbar (TL) and sacral surgery | TL and sacral fusion and fixation implant | TL pedicle screw - Shank, tulip | Highridge Medical | Cannulated Monoaxial Screw 10.5X70MM | 809M1570 | Standalone | DE0510347 | As per HSA registered indication(s) except for radiolucent implants which should be used as follows:  in patients with primary or metastatic spinal tumours who would benefit from post-operative high dose high precision beam therapy upon appropriate and stringent patient selection;  Patient selection should be done via standardised assessment such as the neurological-oncological-mechanical systemic (NOMS) framework; and  The assessment should be carried out by a multidisciplinary team (MDT), which may be inclusive of, but not limited to, radiation oncologists, spine surgeons and interventional radiologists, among others.
Orthopaedics | Spine - Thoracolumbar (TL) and sacral surgery | TL and sacral fusion and fixation implant | TL pedicle screw - Shank, tulip | Highridge Medical | Cannulated Monoaxial Screw 10.5X75MM | 809M1575 | Standalone | DE0510347 | As per HSA registered indication(s) except for radiolucent implants which should be used as follows:  in patients with primary or metastatic spinal tumours who would benefit from post-operative high dose high precision beam therapy upon appropriate and stringent patient selection;  Patient selection should be done via standardised assessment such as the neurological-oncological-mechanical systemic (NOMS) framework; and  The assessment should be carried out by a multidisciplinary team (MDT), which may be inclusive of, but not limited to, radiation oncologists, spine surgeons and interventional radiologists, among others.
Orthopaedics | Spine - Thoracolumbar (TL) and sacral surgery | TL and sacral fusion and fixation implant | TL pedicle screw - Shank, tulip | Highridge Medical | Cannulated Monoaxial Screw 10.5X80MM | 809M1580 | Standalone | DE0510347 | As per HSA registered indication(s) except for radiolucent implants which should be used as follows:  in patients with primary or metastatic spinal tumours who would benefit from post-operative high dose high precision beam therapy upon appropriate and stringent patient selection;  Patient selection should be done via standardised assessment such as the neurological-oncological-mechanical systemic (NOMS) framework; and  The assessment should be carried out by a multidisciplinary team (MDT), which may be inclusive of, but not limited to, radiation oncologists, spine surgeons and interventional radiologists, among others.
Orthopaedics | Spine - Thoracolumbar (TL) and sacral surgery | TL and sacral fusion and fixation implant | TL pedicle screw - Shank, tulip | Highridge Medical | Cannulated Monoaxial Screw 10.5X85MM | 809M1585 | Standalone | DE0510347 | As per HSA registered indication(s) except for radiolucent implants which should be used as follows:  in patients with primary or metastatic spinal tumours who would benefit from post-operative high dose high precision beam therapy upon appropriate and stringent patient selection;  Patient selection should be done via standardised assessment such as the neurological-oncological-mechanical systemic (NOMS) framework; and  The assessment should be carried out by a multidisciplinary team (MDT), which may be inclusive of, but not limited to, radiation oncologists, spine surgeons and interventional radiologists, among others.
Orthopaedics | Spine - Thoracolumbar (TL) and sacral surgery | TL and sacral fusion and fixation implant | TL pedicle screw - Shank, tulip | Highridge Medical | Cannulated Monoaxial Screw 10.5X90MM | 809M1590 | Standalone | DE0510347 | As per HSA registered indication(s) except for radiolucent implants which should be used as follows:  in patients with primary or metastatic spinal tumours who would benefit from post-operative high dose high precision beam therapy upon appropriate and stringent patient selection;  Patient selection should be done via standardised assessment such as the neurological-oncological-mechanical systemic (NOMS) framework; and  The assessment should be carried out by a multidisciplinary team (MDT), which may be inclusive of, but not limited to, radiation oncologists, spine surgeons and interventional radiologists, among others.
Orthopaedics | Spine - Thoracolumbar (TL) and sacral surgery | TL and sacral fusion and fixation implant | TL pedicle screw - Shank, tulip | Highridge Medical | Cannulated Monoaxial Screw 10.5X95MM | 809M1595 | Standalone | DE0510347 | As per HSA registered indication(s) except for radiolucent implants which should be used as follows:  in patients with primary or metastatic spinal tumours who would benefit from post-operative high dose high precision beam therapy upon appropriate and stringent patient selection;  Patient selection should be done via standardised assessment such as the neurological-oncological-mechanical systemic (NOMS) framework; and  The assessment should be carried out by a multidisciplinary team (MDT), which may be inclusive of, but not limited to, radiation oncologists, spine surgeons and interventional radiologists, among others.
Orthopaedics | Spine - Thoracolumbar (TL) and sacral surgery | TL and sacral fusion and fixation implant | TL pedicle screw - Shank, tulip | Highridge Medical | Cannulated Monoaxial Screw 4.5X20MM | 809M4520 | Standalone | DE0510347 | As per HSA registered indication(s) except for radiolucent implants which should be used as follows:  in patients with primary or metastatic spinal tumours who would benefit from post-operative high dose high precision beam therapy upon appropriate and stringent patient selection;  Patient selection should be done via standardised assessment such as the neurological-oncological-mechanical systemic (NOMS) framework; and  The assessment should be carried out by a multidisciplinary team (MDT), which may be inclusive of, but not limited to, radiation oncologists, spine surgeons and interventional radiologists, among others.
Orthopaedics | Spine - Thoracolumbar (TL) and sacral surgery | TL and sacral fusion and fixation implant | TL pedicle screw - Shank, tulip | Highridge Medical | Cannulated Monoaxial Screw 4.5X25MM | 809M4525 | Standalone | DE0510347 | As per HSA registered indication(s) except for radiolucent implants which should be used as follows:  in patients with primary or metastatic spinal tumours who would benefit from post-operative high dose high precision beam therapy upon appropriate and stringent patient selection;  Patient selection should be done via standardised assessment such as the neurological-oncological-mechanical systemic (NOMS) framework; and  The assessment should be carried out by a multidisciplinary team (MDT), which may be inclusive of, but not limited to, radiation oncologists, spine surgeons and interventional radiologists, among others.
Orthopaedics | Spine - Thoracolumbar (TL) and sacral surgery | TL and sacral fusion and fixation implant | TL pedicle screw - Shank, tulip | Highridge Medical | Cannulated Monoaxial Screw 4.5X30MM | 809M4530 | Standalone | DE0510347 | As per HSA registered indication(s) except for radiolucent implants which should be used as follows:  in patients with primary or metastatic spinal tumours who would benefit from post-operative high dose high precision beam therapy upon appropriate and stringent patient selection;  Patient selection should be done via standardised assessment such as the neurological-oncological-mechanical systemic (NOMS) framework; and  The assessment should be carried out by a multidisciplinary team (MDT), which may be inclusive of, but not limited to, radiation oncologists, spine surgeons and interventional radiologists, among others.
Orthopaedics | Spine - Thoracolumbar (TL) and sacral surgery | TL and sacral fusion and fixation implant | TL pedicle screw - Shank, tulip | Highridge Medical | Cannulated Monoaxial Screw 4.5X35MM | 809M4535 | Standalone | DE0510347 | As per HSA registered indication(s) except for radiolucent implants which should be used as follows:  in patients with primary or metastatic spinal tumours who would benefit from post-operative high dose high precision beam therapy upon appropriate and stringent patient selection;  Patient selection should be done via standardised assessment such as the neurological-oncological-mechanical systemic (NOMS) framework; and  The assessment should be carried out by a multidisciplinary team (MDT), which may be inclusive of, but not limited to, radiation oncologists, spine surgeons and interventional radiologists, among others.
Orthopaedics | Spine - Thoracolumbar (TL) and sacral surgery | TL and sacral fusion and fixation implant | TL pedicle screw - Shank, tulip | Highridge Medical | Cannulated Monoaxial Screw 4.5X40MM | 809M4540 | Standalone | DE0510347 | As per HSA registered indication(s) except for radiolucent implants which should be used as follows:  in patients with primary or metastatic spinal tumours who would benefit from post-operative high dose high precision beam therapy upon appropriate and stringent patient selection;  Patient selection should be done via standardised assessment such as the neurological-oncological-mechanical systemic (NOMS) framework; and  The assessment should be carried out by a multidisciplinary team (MDT), which may be inclusive of, but not limited to, radiation oncologists, spine surgeons and interventional radiologists, among others.
Orthopaedics | Spine - Thoracolumbar (TL) and sacral surgery | TL and sacral fusion and fixation implant | TL pedicle screw - Shank, tulip | Highridge Medical | Cannulated Monoaxial Screw 4.5X45MM | 809M4545 | Standalone | DE0510347 | As per HSA registered indication(s) except for radiolucent implants which should be used as follows:  in patients with primary or metastatic spinal tumours who would benefit from post-operative high dose high precision beam therapy upon appropriate and stringent patient selection;  Patient selection should be done via standardised assessment such as the neurological-oncological-mechanical systemic (NOMS) framework; and  The assessment should be carried out by a multidisciplinary team (MDT), which may be inclusive of, but not limited to, radiation oncologists, spine surgeons and interventional radiologists, among others.
Orthopaedics | Spine - Thoracolumbar (TL) and sacral surgery | TL and sacral fusion and fixation implant | TL pedicle screw - Shank, tulip | Highridge Medical | Cannulated Monoaxial Screw 4.5X50MM | 809M4550 | Standalone | DE0510347 | As per HSA registered indication(s) except for radiolucent implants which should be used as follows:  in patients with primary or metastatic spinal tumours who would benefit from post-operative high dose high precision beam therapy upon appropriate and stringent patient selection;  Patient selection should be done via standardised assessment such as the neurological-oncological-mechanical systemic (NOMS) framework; and  The assessment should be carried out by a multidisciplinary team (MDT), which may be inclusive of, but not limited to, radiation oncologists, spine surgeons and interventional radiologists, among others.
Orthopaedics | Spine - Thoracolumbar (TL) and sacral surgery | TL and sacral fusion and fixation implant | TL pedicle screw - Shank, tulip | Highridge Medical | Cannulated Monoaxial Screw 4.5X55MM | 809M4555 | Standalone | DE0510347 | As per HSA registered indication(s) except for radiolucent implants which should be used as follows:  in patients with primary or metastatic spinal tumours who would benefit from post-operative high dose high precision beam therapy upon appropriate and stringent patient selection;  Patient selection should be done via standardised assessment such as the neurological-oncological-mechanical systemic (NOMS) framework; and  The assessment should be carried out by a multidisciplinary team (MDT), which may be inclusive of, but not limited to, radiation oncologists, spine surgeons and interventional radiologists, among others.
Orthopaedics | Spine - Thoracolumbar (TL) and sacral surgery | TL and sacral fusion and fixation implant | TL pedicle screw - Shank, tulip | Highridge Medical | Cannulated Monoaxial Screw 4.5X60MM | 809M4560 | Standalone | DE0510347 | As per HSA registered indication(s) except for radiolucent implants which should be used as follows:  in patients with primary or metastatic spinal tumours who would benefit from post-operative high dose high precision beam therapy upon appropriate and stringent patient selection;  Patient selection should be done via standardised assessment such as the neurological-oncological-mechanical systemic (NOMS) framework; and  The assessment should be carried out by a multidisciplinary team (MDT), which may be inclusive of, but not limited to, radiation oncologists, spine surgeons and interventional radiologists, among others.
Orthopaedics | Spine - Thoracolumbar (TL) and sacral surgery | TL and sacral fusion and fixation implant | TL pedicle screw - Shank, tulip | Highridge Medical | Cannulated Monoaxial Screw 5.0X20MM | 809M5020 | Standalone | DE0510347 | As per HSA registered indication(s) except for radiolucent implants which should be used as follows:  in patients with primary or metastatic spinal tumours who would benefit from post-operative high dose high precision beam therapy upon appropriate and stringent patient selection;  Patient selection should be done via standardised assessment such as the neurological-oncological-mechanical systemic (NOMS) framework; and  The assessment should be carried out by a multidisciplinary team (MDT), which may be inclusive of, but not limited to, radiation oncologists, spine surgeons and interventional radiologists, among others.
Orthopaedics | Spine - Thoracolumbar (TL) and sacral surgery | TL and sacral fusion and fixation implant | TL pedicle screw - Shank, tulip | Highridge Medical | Cannulated Monoaxial Screw 5.0X25MM | 809M5025 | Standalone | DE0510347 | As per HSA registered indication(s) except for radiolucent implants which should be used as follows:  in patients with primary or metastatic spinal tumours who would benefit from post-operative high dose high precision beam therapy upon appropriate and stringent patient selection;  Patient selection should be done via standardised assessment such as the neurological-oncological-mechanical systemic (NOMS) framework; and  The assessment should be carried out by a multidisciplinary team (MDT), which may be inclusive of, but not limited to, radiation oncologists, spine surgeons and interventional radiologists, among others.
Orthopaedics | Spine - Thoracolumbar (TL) and sacral surgery | TL and sacral fusion and fixation implant | TL pedicle screw - Shank, tulip | Highridge Medical | Cannulated Monoaxial Screw 5.0X30MM | 809M5030 | Standalone | DE0510347 | As per HSA registered indication(s) except for radiolucent implants which should be used as follows:  in patients with primary or metastatic spinal tumours who would benefit from post-operative high dose high precision beam therapy upon appropriate and stringent patient selection;  Patient selection should be done via standardised assessment such as the neurological-oncological-mechanical systemic (NOMS) framework; and  The assessment should be carried out by a multidisciplinary team (MDT), which may be inclusive of, but not limited to, radiation oncologists, spine surgeons and interventional radiologists, among others.
Orthopaedics | Spine - Thoracolumbar (TL) and sacral surgery | TL and sacral fusion and fixation implant | TL pedicle screw - Shank, tulip | Highridge Medical | Cannulated Monoaxial Screw 5.0X35MM | 809M5035 | Standalone | DE0510347 | As per HSA registered indication(s) except for radiolucent implants which should be used as follows:  in patients with primary or metastatic spinal tumours who would benefit from post-operative high dose high precision beam therapy upon appropriate and stringent patient selection;  Patient selection should be done via standardised assessment such as the neurological-oncological-mechanical systemic (NOMS) framework; and  The assessment should be carried out by a multidisciplinary team (MDT), which may be inclusive of, but not limited to, radiation oncologists, spine surgeons and interventional radiologists, among others.
Orthopaedics | Spine - Thoracolumbar (TL) and sacral surgery | TL and sacral fusion and fixation implant | TL pedicle screw - Shank, tulip | Highridge Medical | Cannulated Monoaxial Screw 5.0X40MM | 809M5040 | Standalone | DE0510347 | As per HSA registered indication(s) except for radiolucent implants which should be used as follows:  in patients with primary or metastatic spinal tumours who would benefit from post-operative high dose high precision beam therapy upon appropriate and stringent patient selection;  Patient selection should be done via standardised assessment such as the neurological-oncological-mechanical systemic (NOMS) framework; and  The assessment should be carried out by a multidisciplinary team (MDT), which may be inclusive of, but not limited to, radiation oncologists, spine surgeons and interventional radiologists, among others.
Orthopaedics | Spine - Thoracolumbar (TL) and sacral surgery | TL and sacral fusion and fixation implant | TL pedicle screw - Shank, tulip | Highridge Medical | Cannulated Monoaxial Screw 5.0X45MM | 809M5045 | Standalone | DE0510347 | As per HSA registered indication(s) except for radiolucent implants which should be used as follows:  in patients with primary or metastatic spinal tumours who would benefit from post-operative high dose high precision beam therapy upon appropriate and stringent patient selection;  Patient selection should be done via standardised assessment such as the neurological-oncological-mechanical systemic (NOMS) framework; and  The assessment should be carried out by a multidisciplinary team (MDT), which may be inclusive of, but not limited to, radiation oncologists, spine surgeons and interventional radiologists, among others.
Orthopaedics | Spine - Thoracolumbar (TL) and sacral surgery | TL and sacral fusion and fixation implant | TL pedicle screw - Shank, tulip | Highridge Medical | Cannulated Monoaxial Screw 5.0X50MM | 809M5050 | Standalone | DE0510347 | As per HSA registered indication(s) except for radiolucent implants which should be used as follows:  in patients with primary or metastatic spinal tumours who would benefit from post-operative high dose high precision beam therapy upon appropriate and stringent patient selection;  Patient selection should be done via standardised assessment such as the neurological-oncological-mechanical systemic (NOMS) framework; and  The assessment should be carried out by a multidisciplinary team (MDT), which may be inclusive of, but not limited to, radiation oncologists, spine surgeons and interventional radiologists, among others.
Orthopaedics | Spine - Thoracolumbar (TL) and sacral surgery | TL and sacral fusion and fixation implant | TL pedicle screw - Shank, tulip | Highridge Medical | Cannulated Monoaxial Screw 5.0X55MM | 809M5055 | Standalone | DE0510347 | As per HSA registered indication(s) except for radiolucent implants which should be used as follows:  in patients with primary or metastatic spinal tumours who would benefit from post-operative high dose high precision beam therapy upon appropriate and stringent patient selection;  Patient selection should be done via standardised assessment such as the neurological-oncological-mechanical systemic (NOMS) framework; and  The assessment should be carried out by a multidisciplinary team (MDT), which may be inclusive of, but not limited to, radiation oncologists, spine surgeons and interventional radiologists, among others.
Orthopaedics | Spine - Thoracolumbar (TL) and sacral surgery | TL and sacral fusion and fixation implant | TL pedicle screw - Shank, tulip | Highridge Medical | Cannulated Monoaxial Screw 5.0X60MM | 809M5060 | Standalone | DE0510347 | As per HSA registered indication(s) except for radiolucent implants which should be used as follows:  in patients with primary or metastatic spinal tumours who would benefit from post-operative high dose high precision beam therapy upon appropriate and stringent patient selection;  Patient selection should be done via standardised assessment such as the neurological-oncological-mechanical systemic (NOMS) framework; and  The assessment should be carried out by a multidisciplinary team (MDT), which may be inclusive of, but not limited to, radiation oncologists, spine surgeons and interventional radiologists, among others.
Orthopaedics | Spine - Thoracolumbar (TL) and sacral surgery | TL and sacral fusion and fixation implant | TL pedicle screw - Shank, tulip | Highridge Medical | Cannulated Monoaxial Screw 5.5X100MM | 809M5500 | Standalone | DE0510347 | As per HSA registered indication(s) except for radiolucent implants which should be used as follows:  in patients with primary or metastatic spinal tumours who would benefit from post-operative high dose high precision beam therapy upon appropriate and stringent patient selection;  Patient selection should be done via standardised assessment such as the neurological-oncological-mechanical systemic (NOMS) framework; and  The assessment should be carried out by a multidisciplinary team (MDT), which may be inclusive of, but not limited to, radiation oncologists, spine surgeons and interventional radiologists, among others.
Orthopaedics | Spine - Thoracolumbar (TL) and sacral surgery | TL and sacral fusion and fixation implant | TL pedicle screw - Shank, tulip | Highridge Medical | Cannulated Monoaxial Screw 5.5X105MM | 809M5505 | Standalone | DE0510347 | As per HSA registered indication(s) except for radiolucent implants which should be used as follows:  in patients with primary or metastatic spinal tumours who would benefit from post-operative high dose high precision beam therapy upon appropriate and stringent patient selection;  Patient selection should be done via standardised assessment such as the neurological-oncological-mechanical systemic (NOMS) framework; and  The assessment should be carried out by a multidisciplinary team (MDT), which may be inclusive of, but not limited to, radiation oncologists, spine surgeons and interventional radiologists, among others.
Orthopaedics | Spine - Thoracolumbar (TL) and sacral surgery | TL and sacral fusion and fixation implant | TL pedicle screw - Shank, tulip | Highridge Medical | Cannulated Monoaxial Screw 5.5X110MM | 809M5510 | Standalone | DE0510347 | As per HSA registered indication(s) except for radiolucent implants which should be used as follows:  in patients with primary or metastatic spinal tumours who would benefit from post-operative high dose high precision beam therapy upon appropriate and stringent patient selection;  Patient selection should be done via standardised assessment such as the neurological-oncological-mechanical systemic (NOMS) framework; and  The assessment should be carried out by a multidisciplinary team (MDT), which may be inclusive of, but not limited to, radiation oncologists, spine surgeons and interventional radiologists, among others.
Orthopaedics | Spine - Thoracolumbar (TL) and sacral surgery | TL and sacral fusion and fixation implant | TL pedicle screw - Shank, tulip | Highridge Medical | Cannulated Monoaxial Screw 5.5X115MM | 809M5515 | Standalone | DE0510347 | As per HSA registered indication(s) except for radiolucent implants which should be used as follows:  in patients with primary or metastatic spinal tumours who would benefit from post-operative high dose high precision beam therapy upon appropriate and stringent patient selection;  Patient selection should be done via standardised assessment such as the neurological-oncological-mechanical systemic (NOMS) framework; and  The assessment should be carried out by a multidisciplinary team (MDT), which may be inclusive of, but not limited to, radiation oncologists, spine surgeons and interventional radiologists, among others.
Orthopaedics | Spine - Thoracolumbar (TL) and sacral surgery | TL and sacral fusion and fixation implant | TL pedicle screw - Shank, tulip | Highridge Medical | Cannulated Monoaxial Screw 5.5X20MM | 809M5520 | Standalone | DE0510347 | As per HSA registered indication(s) except for radiolucent implants which should be used as follows:  in patients with primary or metastatic spinal tumours who would benefit from post-operative high dose high precision beam therapy upon appropriate and stringent patient selection;  Patient selection should be done via standardised assessment such as the neurological-oncological-mechanical systemic (NOMS) framework; and  The assessment should be carried out by a multidisciplinary team (MDT), which may be inclusive of, but not limited to, radiation oncologists, spine surgeons and interventional radiologists, among others.
Orthopaedics | Spine - Thoracolumbar (TL) and sacral surgery | TL and sacral fusion and fixation implant | TL pedicle screw - Shank, tulip | Highridge Medical | Cannulated Monoaxial Screw 5.5X120MM | 809M5521 | Standalone | DE0510347 | As per HSA registered indication(s) except for radiolucent implants which should be used as follows:  in patients with primary or metastatic spinal tumours who would benefit from post-operative high dose high precision beam therapy upon appropriate and stringent patient selection;  Patient selection should be done via standardised assessment such as the neurological-oncological-mechanical systemic (NOMS) framework; and  The assessment should be carried out by a multidisciplinary team (MDT), which may be inclusive of, but not limited to, radiation oncologists, spine surgeons and interventional radiologists, among others.
Orthopaedics | Spine - Thoracolumbar (TL) and sacral surgery | TL and sacral fusion and fixation implant | TL pedicle screw - Shank, tulip | Highridge Medical | Cannulated Monoaxial Screw 5.5X25MM | 809M5525 | Standalone | DE0510347 | As per HSA registered indication(s) except for radiolucent implants which should be used as follows:  in patients with primary or metastatic spinal tumours who would benefit from post-operative high dose high precision beam therapy upon appropriate and stringent patient selection;  Patient selection should be done via standardised assessment such as the neurological-oncological-mechanical systemic (NOMS) framework; and  The assessment should be carried out by a multidisciplinary team (MDT), which may be inclusive of, but not limited to, radiation oncologists, spine surgeons and interventional radiologists, among others.
Orthopaedics | Spine - Thoracolumbar (TL) and sacral surgery | TL and sacral fusion and fixation implant | TL pedicle screw - Shank, tulip | Highridge Medical | Cannulated Monoaxial Screw 5.5X30MM | 809M5530 | Standalone | DE0510347 | As per HSA registered indication(s) except for radiolucent implants which should be used as follows:  in patients with primary or metastatic spinal tumours who would benefit from post-operative high dose high precision beam therapy upon appropriate and stringent patient selection;  Patient selection should be done via standardised assessment such as the neurological-oncological-mechanical systemic (NOMS) framework; and  The assessment should be carried out by a multidisciplinary team (MDT), which may be inclusive of, but not limited to, radiation oncologists, spine surgeons and interventional radiologists, among others.
Orthopaedics | Spine - Thoracolumbar (TL) and sacral surgery | TL and sacral fusion and fixation implant | TL pedicle screw - Shank, tulip | Highridge Medical | Cannulated Monoaxial Screw 5.5X35MM | 809M5535 | Standalone | DE0510347 | As per HSA registered indication(s) except for radiolucent implants which should be used as follows:  in patients with primary or metastatic spinal tumours who would benefit from post-operative high dose high precision beam therapy upon appropriate and stringent patient selection;  Patient selection should be done via standardised assessment such as the neurological-oncological-mechanical systemic (NOMS) framework; and  The assessment should be carried out by a multidisciplinary team (MDT), which may be inclusive of, but not limited to, radiation oncologists, spine surgeons and interventional radiologists, among others.
Orthopaedics | Spine - Thoracolumbar (TL) and sacral surgery | TL and sacral fusion and fixation implant | TL pedicle screw - Shank, tulip | Highridge Medical | Cannulated Monoaxial Screw 5.5X40MM | 809M5540 | Standalone | DE0510347 | As per HSA registered indication(s) except for radiolucent implants which should be used as follows:  in patients with primary or metastatic spinal tumours who would benefit from post-operative high dose high precision beam therapy upon appropriate and stringent patient selection;  Patient selection should be done via standardised assessment such as the neurological-oncological-mechanical systemic (NOMS) framework; and  The assessment should be carried out by a multidisciplinary team (MDT), which may be inclusive of, but not limited to, radiation oncologists, spine surgeons and interventional radiologists, among others.
Orthopaedics | Spine - Thoracolumbar (TL) and sacral surgery | TL and sacral fusion and fixation implant | TL pedicle screw - Shank, tulip | Highridge Medical | Cannulated Monoaxial Screw 5.5X45MM | 809M5545 | Standalone | DE0510347 | As per HSA registered indication(s) except for radiolucent implants which should be used as follows:  in patients with primary or metastatic spinal tumours who would benefit from post-operative high dose high precision beam therapy upon appropriate and stringent patient selection;  Patient selection should be done via standardised assessment such as the neurological-oncological-mechanical systemic (NOMS) framework; and  The assessment should be carried out by a multidisciplinary team (MDT), which may be inclusive of, but not limited to, radiation oncologists, spine surgeons and interventional radiologists, among others.
Orthopaedics | Spine - Thoracolumbar (TL) and sacral surgery | TL and sacral fusion and fixation implant | TL pedicle screw - Shank, tulip | Highridge Medical | Cannulated Monoaxial Screw 5.5X50MM | 809M5550 | Standalone | DE0510347 | As per HSA registered indication(s) except for radiolucent implants which should be used as follows:  in patients with primary or metastatic spinal tumours who would benefit from post-operative high dose high precision beam therapy upon appropriate and stringent patient selection;  Patient selection should be done via standardised assessment such as the neurological-oncological-mechanical systemic (NOMS) framework; and  The assessment should be carried out by a multidisciplinary team (MDT), which may be inclusive of, but not limited to, radiation oncologists, spine surgeons and interventional radiologists, among others.
Orthopaedics | Spine - Thoracolumbar (TL) and sacral surgery | TL and sacral fusion and fixation implant | TL pedicle screw - Shank, tulip | Highridge Medical | Cannulated Monoaxial Screw 5.5X55MM | 809M5555 | Standalone | DE0510347 | As per HSA registered indication(s) except for radiolucent implants which should be used as follows:  in patients with primary or metastatic spinal tumours who would benefit from post-operative high dose high precision beam therapy upon appropriate and stringent patient selection;  Patient selection should be done via standardised assessment such as the neurological-oncological-mechanical systemic (NOMS) framework; and  The assessment should be carried out by a multidisciplinary team (MDT), which may be inclusive of, but not limited to, radiation oncologists, spine surgeons and interventional radiologists, among others.
Orthopaedics | Spine - Thoracolumbar (TL) and sacral surgery | TL and sacral fusion and fixation implant | TL pedicle screw - Shank, tulip | Highridge Medical | Cannulated Monoaxial Screw 5.5X60MM | 809M5560 | Standalone | DE0510347 | As per HSA registered indication(s) except for radiolucent implants which should be used as follows:  in patients with primary or metastatic spinal tumours who would benefit from post-operative high dose high precision beam therapy upon appropriate and stringent patient selection;  Patient selection should be done via standardised assessment such as the neurological-oncological-mechanical systemic (NOMS) framework; and  The assessment should be carried out by a multidisciplinary team (MDT), which may be inclusive of, but not limited to, radiation oncologists, spine surgeons and interventional radiologists, among others.
Orthopaedics | Spine - Thoracolumbar (TL) and sacral surgery | TL and sacral fusion and fixation implant | TL pedicle screw - Shank, tulip | Highridge Medical | Cannulated Monoaxial Screw 5.5X65MM | 809M5565 | Standalone | DE0510347 | As per HSA registered indication(s) except for radiolucent implants which should be used as follows:  in patients with primary or metastatic spinal tumours who would benefit from post-operative high dose high precision beam therapy upon appropriate and stringent patient selection;  Patient selection should be done via standardised assessment such as the neurological-oncological-mechanical systemic (NOMS) framework; and  The assessment should be carried out by a multidisciplinary team (MDT), which may be inclusive of, but not limited to, radiation oncologists, spine surgeons and interventional radiologists, among others.
Orthopaedics | Spine - Thoracolumbar (TL) and sacral surgery | TL and sacral fusion and fixation implant | TL pedicle screw - Shank, tulip | Highridge Medical | Cannulated Monoaxial Screw 5.5X70MM | 809M5570 | Standalone | DE0510347 | As per HSA registered indication(s) except for radiolucent implants which should be used as follows:  in patients with primary or metastatic spinal tumours who would benefit from post-operative high dose high precision beam therapy upon appropriate and stringent patient selection;  Patient selection should be done via standardised assessment such as the neurological-oncological-mechanical systemic (NOMS) framework; and  The assessment should be carried out by a multidisciplinary team (MDT), which may be inclusive of, but not limited to, radiation oncologists, spine surgeons and interventional radiologists, among others.
Orthopaedics | Spine - Thoracolumbar (TL) and sacral surgery | TL and sacral fusion and fixation implant | TL pedicle screw - Shank, tulip | Highridge Medical | Cannulated Monoaxial Screw 5.5X75MM | 809M5575 | Standalone | DE0510347 | As per HSA registered indication(s) except for radiolucent implants which should be used as follows:  in patients with primary or metastatic spinal tumours who would benefit from post-operative high dose high precision beam therapy upon appropriate and stringent patient selection;  Patient selection should be done via standardised assessment such as the neurological-oncological-mechanical systemic (NOMS) framework; and  The assessment should be carried out by a multidisciplinary team (MDT), which may be inclusive of, but not limited to, radiation oncologists, spine surgeons and interventional radiologists, among others.
Orthopaedics | Spine - Thoracolumbar (TL) and sacral surgery | TL and sacral fusion and fixation implant | TL pedicle screw - Shank, tulip | Highridge Medical | Cannulated Monoaxial Screw 5.5X80MM | 809M5580 | Standalone | DE0510347 | As per HSA registered indication(s) except for radiolucent implants which should be used as follows:  in patients with primary or metastatic spinal tumours who would benefit from post-operative high dose high precision beam therapy upon appropriate and stringent patient selection;  Patient selection should be done via standardised assessment such as the neurological-oncological-mechanical systemic (NOMS) framework; and  The assessment should be carried out by a multidisciplinary team (MDT), which may be inclusive of, but not limited to, radiation oncologists, spine surgeons and interventional radiologists, among others.
Orthopaedics | Spine - Thoracolumbar (TL) and sacral surgery | TL and sacral fusion and fixation implant | TL pedicle screw - Shank, tulip | Highridge Medical | Cannulated Monoaxial Screw 5.5X85MM | 809M5585 | Standalone | DE0510347 | As per HSA registered indication(s) except for radiolucent implants which should be used as follows:  in patients with primary or metastatic spinal tumours who would benefit from post-operative high dose high precision beam therapy upon appropriate and stringent patient selection;  Patient selection should be done via standardised assessment such as the neurological-oncological-mechanical systemic (NOMS) framework; and  The assessment should be carried out by a multidisciplinary team (MDT), which may be inclusive of, but not limited to, radiation oncologists, spine surgeons and interventional radiologists, among others.
Orthopaedics | Spine - Thoracolumbar (TL) and sacral surgery | TL and sacral fusion and fixation implant | TL pedicle screw - Shank, tulip | Highridge Medical | Cannulated Monoaxial Screw 5.5X90MM | 809M5590 | Standalone | DE0510347 | As per HSA registered indication(s) except for radiolucent implants which should be used as follows:  in patients with primary or metastatic spinal tumours who would benefit from post-operative high dose high precision beam therapy upon appropriate and stringent patient selection;  Patient selection should be done via standardised assessment such as the neurological-oncological-mechanical systemic (NOMS) framework; and  The assessment should be carried out by a multidisciplinary team (MDT), which may be inclusive of, but not limited to, radiation oncologists, spine surgeons and interventional radiologists, among others.
Orthopaedics | Spine - Thoracolumbar (TL) and sacral surgery | TL and sacral fusion and fixation implant | TL pedicle screw - Shank, tulip | Highridge Medical | Cannulated Monoaxial Screw 5.5X95MM | 809M5595 | Standalone | DE0510347 | As per HSA registered indication(s) except for radiolucent implants which should be used as follows:  in patients with primary or metastatic spinal tumours who would benefit from post-operative high dose high precision beam therapy upon appropriate and stringent patient selection;  Patient selection should be done via standardised assessment such as the neurological-oncological-mechanical systemic (NOMS) framework; and  The assessment should be carried out by a multidisciplinary team (MDT), which may be inclusive of, but not limited to, radiation oncologists, spine surgeons and interventional radiologists, among others.
Orthopaedics | Spine - Thoracolumbar (TL) and sacral surgery | TL and sacral fusion and fixation implant | TL pedicle screw - Shank, tulip | Highridge Medical | Cannulated Monoaxial Screw 6.0X100MM | 809M6000 | Standalone | DE0510347 | As per HSA registered indication(s) except for radiolucent implants which should be used as follows:  in patients with primary or metastatic spinal tumours who would benefit from post-operative high dose high precision beam therapy upon appropriate and stringent patient selection;  Patient selection should be done via standardised assessment such as the neurological-oncological-mechanical systemic (NOMS) framework; and  The assessment should be carried out by a multidisciplinary team (MDT), which may be inclusive of, but not limited to, radiation oncologists, spine surgeons and interventional radiologists, among others.
Orthopaedics | Spine - Thoracolumbar (TL) and sacral surgery | TL and sacral fusion and fixation implant | TL pedicle screw - Shank, tulip | Highridge Medical | Cannulated Monoaxial Screw 6.0X105MM | 809M6005 | Standalone | DE0510347 | As per HSA registered indication(s) except for radiolucent implants which should be used as follows:  in patients with primary or metastatic spinal tumours who would benefit from post-operative high dose high precision beam therapy upon appropriate and stringent patient selection;  Patient selection should be done via standardised assessment such as the neurological-oncological-mechanical systemic (NOMS) framework; and  The assessment should be carried out by a multidisciplinary team (MDT), which may be inclusive of, but not limited to, radiation oncologists, spine surgeons and interventional radiologists, among others.
Orthopaedics | Spine - Thoracolumbar (TL) and sacral surgery | TL and sacral fusion and fixation implant | TL pedicle screw - Shank, tulip | Highridge Medical | Cannulated Monoaxial Screw 6.0X110MM | 809M6010 | Standalone | DE0510347 | As per HSA registered indication(s) except for radiolucent implants which should be used as follows:  in patients with primary or metastatic spinal tumours who would benefit from post-operative high dose high precision beam therapy upon appropriate and stringent patient selection;  Patient selection should be done via standardised assessment such as the neurological-oncological-mechanical systemic (NOMS) framework; and  The assessment should be carried out by a multidisciplinary team (MDT), which may be inclusive of, but not limited to, radiation oncologists, spine surgeons and interventional radiologists, among others.
Orthopaedics | Spine - Thoracolumbar (TL) and sacral surgery | TL and sacral fusion and fixation implant | TL pedicle screw - Shank, tulip | Highridge Medical | Cannulated Monoaxial Screw 6.0X115MM | 809M6015 | Standalone | DE0510347 | As per HSA registered indication(s) except for radiolucent implants which should be used as follows:  in patients with primary or metastatic spinal tumours who would benefit from post-operative high dose high precision beam therapy upon appropriate and stringent patient selection;  Patient selection should be done via standardised assessment such as the neurological-oncological-mechanical systemic (NOMS) framework; and  The assessment should be carried out by a multidisciplinary team (MDT), which may be inclusive of, but not limited to, radiation oncologists, spine surgeons and interventional radiologists, among others.
Orthopaedics | Spine - Thoracolumbar (TL) and sacral surgery | TL and sacral fusion and fixation implant | TL pedicle screw - Shank, tulip | Highridge Medical | Cannulated Monoaxial Screw 6.0X20MM | 809M6020 | Standalone | DE0510347 | As per HSA registered indication(s) except for radiolucent implants which should be used as follows:  in patients with primary or metastatic spinal tumours who would benefit from post-operative high dose high precision beam therapy upon appropriate and stringent patient selection;  Patient selection should be done via standardised assessment such as the neurological-oncological-mechanical systemic (NOMS) framework; and  The assessment should be carried out by a multidisciplinary team (MDT), which may be inclusive of, but not limited to, radiation oncologists, spine surgeons and interventional radiologists, among others.
Orthopaedics | Spine - Thoracolumbar (TL) and sacral surgery | TL and sacral fusion and fixation implant | TL pedicle screw - Shank, tulip | Highridge Medical | Cannulated Monoaxial Screw 6.0X120MM | 809M6021 | Standalone | DE0510347 | As per HSA registered indication(s) except for radiolucent implants which should be used as follows:  in patients with primary or metastatic spinal tumours who would benefit from post-operative high dose high precision beam therapy upon appropriate and stringent patient selection;  Patient selection should be done via standardised assessment such as the neurological-oncological-mechanical systemic (NOMS) framework; and  The assessment should be carried out by a multidisciplinary team (MDT), which may be inclusive of, but not limited to, radiation oncologists, spine surgeons and interventional radiologists, among others.
Orthopaedics | Spine - Thoracolumbar (TL) and sacral surgery | TL and sacral fusion and fixation implant | TL pedicle screw - Shank, tulip | Highridge Medical | Cannulated Monoaxial Screw 6.0X25MM | 809M6025 | Standalone | DE0510347 | As per HSA registered indication(s) except for radiolucent implants which should be used as follows:  in patients with primary or metastatic spinal tumours who would benefit from post-operative high dose high precision beam therapy upon appropriate and stringent patient selection;  Patient selection should be done via standardised assessment such as the neurological-oncological-mechanical systemic (NOMS) framework; and  The assessment should be carried out by a multidisciplinary team (MDT), which may be inclusive of, but not limited to, radiation oncologists, spine surgeons and interventional radiologists, among others.
Orthopaedics | Spine - Thoracolumbar (TL) and sacral surgery | TL and sacral fusion and fixation implant | TL pedicle screw - Shank, tulip | Highridge Medical | Cannulated Monoaxial Screw 6.0X30MM | 809M6030 | Standalone | DE0510347 | As per HSA registered indication(s) except for radiolucent implants which should be used as follows:  in patients with primary or metastatic spinal tumours who would benefit from post-operative high dose high precision beam therapy upon appropriate and stringent patient selection;  Patient selection should be done via standardised assessment such as the neurological-oncological-mechanical systemic (NOMS) framework; and  The assessment should be carried out by a multidisciplinary team (MDT), which may be inclusive of, but not limited to, radiation oncologists, spine surgeons and interventional radiologists, among others.
Orthopaedics | Spine - Thoracolumbar (TL) and sacral surgery | TL and sacral fusion and fixation implant | TL pedicle screw - Shank, tulip | Highridge Medical | Cannulated Monoaxial Screw 6.0X35MM | 809M6035 | Standalone | DE0510347 | As per HSA registered indication(s) except for radiolucent implants which should be used as follows:  in patients with primary or metastatic spinal tumours who would benefit from post-operative high dose high precision beam therapy upon appropriate and stringent patient selection;  Patient selection should be done via standardised assessment such as the neurological-oncological-mechanical systemic (NOMS) framework; and  The assessment should be carried out by a multidisciplinary team (MDT), which may be inclusive of, but not limited to, radiation oncologists, spine surgeons and interventional radiologists, among others.
Orthopaedics | Spine - Thoracolumbar (TL) and sacral surgery | TL and sacral fusion and fixation implant | TL pedicle screw - Shank, tulip | Highridge Medical | Cannulated Monoaxial Screw 6.0X40MM | 809M6040 | Standalone | DE0510347 | As per HSA registered indication(s) except for radiolucent implants which should be used as follows:  in patients with primary or metastatic spinal tumours who would benefit from post-operative high dose high precision beam therapy upon appropriate and stringent patient selection;  Patient selection should be done via standardised assessment such as the neurological-oncological-mechanical systemic (NOMS) framework; and  The assessment should be carried out by a multidisciplinary team (MDT), which may be inclusive of, but not limited to, radiation oncologists, spine surgeons and interventional radiologists, among others.
Orthopaedics | Spine - Thoracolumbar (TL) and sacral surgery | TL and sacral fusion and fixation implant | TL pedicle screw - Shank, tulip | Highridge Medical | Cannulated Monoaxial Screw 6.0X45MM | 809M6045 | Standalone | DE0510347 | As per HSA registered indication(s) except for radiolucent implants which should be used as follows:  in patients with primary or metastatic spinal tumours who would benefit from post-operative high dose high precision beam therapy upon appropriate and stringent patient selection;  Patient selection should be done via standardised assessment such as the neurological-oncological-mechanical systemic (NOMS) framework; and  The assessment should be carried out by a multidisciplinary team (MDT), which may be inclusive of, but not limited to, radiation oncologists, spine surgeons and interventional radiologists, among others.
Orthopaedics | Spine - Thoracolumbar (TL) and sacral surgery | TL and sacral fusion and fixation implant | TL pedicle screw - Shank, tulip | Highridge Medical | Cannulated Monoaxial Screw 6.0X50MM | 809M6050 | Standalone | DE0510347 | As per HSA registered indication(s) except for radiolucent implants which should be used as follows:  in patients with primary or metastatic spinal tumours who would benefit from post-operative high dose high precision beam therapy upon appropriate and stringent patient selection;  Patient selection should be done via standardised assessment such as the neurological-oncological-mechanical systemic (NOMS) framework; and  The assessment should be carried out by a multidisciplinary team (MDT), which may be inclusive of, but not limited to, radiation oncologists, spine surgeons and interventional radiologists, among others.
Orthopaedics | Spine - Thoracolumbar (TL) and sacral surgery | TL and sacral fusion and fixation implant | TL pedicle screw - Shank, tulip | Highridge Medical | Cannulated Monoaxial Screw 6.0X55MM | 809M6055 | Standalone | DE0510347 | As per HSA registered indication(s) except for radiolucent implants which should be used as follows:  in patients with primary or metastatic spinal tumours who would benefit from post-operative high dose high precision beam therapy upon appropriate and stringent patient selection;  Patient selection should be done via standardised assessment such as the neurological-oncological-mechanical systemic (NOMS) framework; and  The assessment should be carried out by a multidisciplinary team (MDT), which may be inclusive of, but not limited to, radiation oncologists, spine surgeons and interventional radiologists, among others.
Orthopaedics | Spine - Thoracolumbar (TL) and sacral surgery | TL and sacral fusion and fixation implant | TL pedicle screw - Shank, tulip | Highridge Medical | Cannulated Monoaxial Screw 6.0X60MM | 809M6060 | Standalone | DE0510347 | As per HSA registered indication(s) except for radiolucent implants which should be used as follows:  in patients with primary or metastatic spinal tumours who would benefit from post-operative high dose high precision beam therapy upon appropriate and stringent patient selection;  Patient selection should be done via standardised assessment such as the neurological-oncological-mechanical systemic (NOMS) framework; and  The assessment should be carried out by a multidisciplinary team (MDT), which may be inclusive of, but not limited to, radiation oncologists, spine surgeons and interventional radiologists, among others.
Orthopaedics | Spine - Thoracolumbar (TL) and sacral surgery | TL and sacral fusion and fixation implant | TL pedicle screw - Shank, tulip | Highridge Medical | Cannulated Monoaxial Screw 6.0X65MM | 809M6065 | Standalone | DE0510347 | As per HSA registered indication(s) except for radiolucent implants which should be used as follows:  in patients with primary or metastatic spinal tumours who would benefit from post-operative high dose high precision beam therapy upon appropriate and stringent patient selection;  Patient selection should be done via standardised assessment such as the neurological-oncological-mechanical systemic (NOMS) framework; and  The assessment should be carried out by a multidisciplinary team (MDT), which may be inclusive of, but not limited to, radiation oncologists, spine surgeons and interventional radiologists, among others.
Orthopaedics | Spine - Thoracolumbar (TL) and sacral surgery | TL and sacral fusion and fixation implant | TL pedicle screw - Shank, tulip | Highridge Medical | Cannulated Monoaxial Screw 6.0X70MM | 809M6070 | Standalone | DE0510347 | As per HSA registered indication(s) except for radiolucent implants which should be used as follows:  in patients with primary or metastatic spinal tumours who would benefit from post-operative high dose high precision beam therapy upon appropriate and stringent patient selection;  Patient selection should be done via standardised assessment such as the neurological-oncological-mechanical systemic (NOMS) framework; and  The assessment should be carried out by a multidisciplinary team (MDT), which may be inclusive of, but not limited to, radiation oncologists, spine surgeons and interventional radiologists, among others.
Orthopaedics | Spine - Thoracolumbar (TL) and sacral surgery | TL and sacral fusion and fixation implant | TL pedicle screw - Shank, tulip | Highridge Medical | Cannulated Monoaxial Screw 6.0X75MM | 809M6075 | Standalone | DE0510347 | As per HSA registered indication(s) except for radiolucent implants which should be used as follows:  in patients with primary or metastatic spinal tumours who would benefit from post-operative high dose high precision beam therapy upon appropriate and stringent patient selection;  Patient selection should be done via standardised assessment such as the neurological-oncological-mechanical systemic (NOMS) framework; and  The assessment should be carried out by a multidisciplinary team (MDT), which may be inclusive of, but not limited to, radiation oncologists, spine surgeons and interventional radiologists, among others.
Orthopaedics | Spine - Thoracolumbar (TL) and sacral surgery | TL and sacral fusion and fixation implant | TL pedicle screw - Shank, tulip | Highridge Medical | Cannulated Monoaxial Screw 6.0X80MM | 809M6080 | Standalone | DE0510347 | As per HSA registered indication(s) except for radiolucent implants which should be used as follows:  in patients with primary or metastatic spinal tumours who would benefit from post-operative high dose high precision beam therapy upon appropriate and stringent patient selection;  Patient selection should be done via standardised assessment such as the neurological-oncological-mechanical systemic (NOMS) framework; and  The assessment should be carried out by a multidisciplinary team (MDT), which may be inclusive of, but not limited to, radiation oncologists, spine surgeons and interventional radiologists, among others.
Orthopaedics | Spine - Thoracolumbar (TL) and sacral surgery | TL and sacral fusion and fixation implant | TL pedicle screw - Shank, tulip | Highridge Medical | Cannulated Monoaxial Screw 6.0X85MM | 809M6085 | Standalone | DE0510347 | As per HSA registered indication(s) except for radiolucent implants which should be used as follows:  in patients with primary or metastatic spinal tumours who would benefit from post-operative high dose high precision beam therapy upon appropriate and stringent patient selection;  Patient selection should be done via standardised assessment such as the neurological-oncological-mechanical systemic (NOMS) framework; and  The assessment should be carried out by a multidisciplinary team (MDT), which may be inclusive of, but not limited to, radiation oncologists, spine surgeons and interventional radiologists, among others.
Orthopaedics | Spine - Thoracolumbar (TL) and sacral surgery | TL and sacral fusion and fixation implant | TL pedicle screw - Shank, tulip | Highridge Medical | Cannulated Monoaxial Screw 6.0X90MM | 809M6090 | Standalone | DE0510347 | As per HSA registered indication(s) except for radiolucent implants which should be used as follows:  in patients with primary or metastatic spinal tumours who would benefit from post-operative high dose high precision beam therapy upon appropriate and stringent patient selection;  Patient selection should be done via standardised assessment such as the neurological-oncological-mechanical systemic (NOMS) framework; and  The assessment should be carried out by a multidisciplinary team (MDT), which may be inclusive of, but not limited to, radiation oncologists, spine surgeons and interventional radiologists, among others.
Orthopaedics | Spine - Thoracolumbar (TL) and sacral surgery | TL and sacral fusion and fixation implant | TL pedicle screw - Shank, tulip | Highridge Medical | Cannulated Monoaxial Screw 6.0X95MM | 809M6095 | Standalone | DE0510347 | As per HSA registered indication(s) except for radiolucent implants which should be used as follows:  in patients with primary or metastatic spinal tumours who would benefit from post-operative high dose high precision beam therapy upon appropriate and stringent patient selection;  Patient selection should be done via standardised assessment such as the neurological-oncological-mechanical systemic (NOMS) framework; and  The assessment should be carried out by a multidisciplinary team (MDT), which may be inclusive of, but not limited to, radiation oncologists, spine surgeons and interventional radiologists, among others.
Orthopaedics | Spine - Thoracolumbar (TL) and sacral surgery | TL and sacral fusion and fixation implant | TL pedicle screw - Shank, tulip | Highridge Medical | Cannulated Monoaxial Screw 6.5X100MM | 809M6500 | Standalone | DE0510347 | As per HSA registered indication(s) except for radiolucent implants which should be used as follows:  in patients with primary or metastatic spinal tumours who would benefit from post-operative high dose high precision beam therapy upon appropriate and stringent patient selection;  Patient selection should be done via standardised assessment such as the neurological-oncological-mechanical systemic (NOMS) framework; and  The assessment should be carried out by a multidisciplinary team (MDT), which may be inclusive of, but not limited to, radiation oncologists, spine surgeons and interventional radiologists, among others.
Orthopaedics | Spine - Thoracolumbar (TL) and sacral surgery | TL and sacral fusion and fixation implant | TL pedicle screw - Shank, tulip | Highridge Medical | Cannulated Monoaxial Screw 6.5X105MM | 809M6505 | Standalone | DE0510347 | As per HSA registered indication(s) except for radiolucent implants which should be used as follows:  in patients with primary or metastatic spinal tumours who would benefit from post-operative high dose high precision beam therapy upon appropriate and stringent patient selection;  Patient selection should be done via standardised assessment such as the neurological-oncological-mechanical systemic (NOMS) framework; and  The assessment should be carried out by a multidisciplinary team (MDT), which may be inclusive of, but not limited to, radiation oncologists, spine surgeons and interventional radiologists, among others.
Orthopaedics | Spine - Thoracolumbar (TL) and sacral surgery | TL and sacral fusion and fixation implant | TL pedicle screw - Shank, tulip | Highridge Medical | Cannulated Monoaxial Screw 6.5X110MM | 809M6510 | Standalone | DE0510347 | As per HSA registered indication(s) except for radiolucent implants which should be used as follows:  in patients with primary or metastatic spinal tumours who would benefit from post-operative high dose high precision beam therapy upon appropriate and stringent patient selection;  Patient selection should be done via standardised assessment such as the neurological-oncological-mechanical systemic (NOMS) framework; and  The assessment should be carried out by a multidisciplinary team (MDT), which may be inclusive of, but not limited to, radiation oncologists, spine surgeons and interventional radiologists, among others.
Orthopaedics | Spine - Thoracolumbar (TL) and sacral surgery | TL and sacral fusion and fixation implant | TL pedicle screw - Shank, tulip | Highridge Medical | Cannulated Monoaxial Screw 6.5X115MM | 809M6515 | Standalone | DE0510347 | As per HSA registered indication(s) except for radiolucent implants which should be used as follows:  in patients with primary or metastatic spinal tumours who would benefit from post-operative high dose high precision beam therapy upon appropriate and stringent patient selection;  Patient selection should be done via standardised assessment such as the neurological-oncological-mechanical systemic (NOMS) framework; and  The assessment should be carried out by a multidisciplinary team (MDT), which may be inclusive of, but not limited to, radiation oncologists, spine surgeons and interventional radiologists, among others.
Orthopaedics | Spine - Thoracolumbar (TL) and sacral surgery | TL and sacral fusion and fixation implant | TL pedicle screw - Shank, tulip | Highridge Medical | Cannulated Monoaxial Screw 6.5X20MM | 809M6520 | Standalone | DE0510347 | As per HSA registered indication(s) except for radiolucent implants which should be used as follows:  in patients with primary or metastatic spinal tumours who would benefit from post-operative high dose high precision beam therapy upon appropriate and stringent patient selection;  Patient selection should be done via standardised assessment such as the neurological-oncological-mechanical systemic (NOMS) framework; and  The assessment should be carried out by a multidisciplinary team (MDT), which may be inclusive of, but not limited to, radiation oncologists, spine surgeons and interventional radiologists, among others.
Orthopaedics | Spine - Thoracolumbar (TL) and sacral surgery | TL and sacral fusion and fixation implant | TL pedicle screw - Shank, tulip | Highridge Medical | Cannulated Monoaxial Screw 6.5X120MM | 809M6521 | Standalone | DE0510347 | As per HSA registered indication(s) except for radiolucent implants which should be used as follows:  in patients with primary or metastatic spinal tumours who would benefit from post-operative high dose high precision beam therapy upon appropriate and stringent patient selection;  Patient selection should be done via standardised assessment such as the neurological-oncological-mechanical systemic (NOMS) framework; and  The assessment should be carried out by a multidisciplinary team (MDT), which may be inclusive of, but not limited to, radiation oncologists, spine surgeons and interventional radiologists, among others.
Orthopaedics | Spine - Thoracolumbar (TL) and sacral surgery | TL and sacral fusion and fixation implant | TL pedicle screw - Shank, tulip | Highridge Medical | Cannulated Monoaxial Screw 6.5X25MM | 809M6525 | Standalone | DE0510347 | As per HSA registered indication(s) except for radiolucent implants which should be used as follows:  in patients with primary or metastatic spinal tumours who would benefit from post-operative high dose high precision beam therapy upon appropriate and stringent patient selection;  Patient selection should be done via standardised assessment such as the neurological-oncological-mechanical systemic (NOMS) framework; and  The assessment should be carried out by a multidisciplinary team (MDT), which may be inclusive of, but not limited to, radiation oncologists, spine surgeons and interventional radiologists, among others.
Orthopaedics | Spine - Thoracolumbar (TL) and sacral surgery | TL and sacral fusion and fixation implant | TL pedicle screw - Shank, tulip | Highridge Medical | Cannulated Monoaxial Screw 6.5X30MM | 809M6530 | Standalone | DE0510347 | As per HSA registered indication(s) except for radiolucent implants which should be used as follows:  in patients with primary or metastatic spinal tumours who would benefit from post-operative high dose high precision beam therapy upon appropriate and stringent patient selection;  Patient selection should be done via standardised assessment such as the neurological-oncological-mechanical systemic (NOMS) framework; and  The assessment should be carried out by a multidisciplinary team (MDT), which may be inclusive of, but not limited to, radiation oncologists, spine surgeons and interventional radiologists, among others.
Orthopaedics | Spine - Thoracolumbar (TL) and sacral surgery | TL and sacral fusion and fixation implant | TL pedicle screw - Shank, tulip | Highridge Medical | Cannulated Monoaxial Screw 6.5X35MM | 809M6535 | Standalone | DE0510347 | As per HSA registered indication(s) except for radiolucent implants which should be used as follows:  in patients with primary or metastatic spinal tumours who would benefit from post-operative high dose high precision beam therapy upon appropriate and stringent patient selection;  Patient selection should be done via standardised assessment such as the neurological-oncological-mechanical systemic (NOMS) framework; and  The assessment should be carried out by a multidisciplinary team (MDT), which may be inclusive of, but not limited to, radiation oncologists, spine surgeons and interventional radiologists, among others.
Orthopaedics | Spine - Thoracolumbar (TL) and sacral surgery | TL and sacral fusion and fixation implant | TL pedicle screw - Shank, tulip | Highridge Medical | Cannulated Monoaxial Screw 6.5X40MM | 809M6540 | Standalone | DE0510347 | As per HSA registered indication(s) except for radiolucent implants which should be used as follows:  in patients with primary or metastatic spinal tumours who would benefit from post-operative high dose high precision beam therapy upon appropriate and stringent patient selection;  Patient selection should be done via standardised assessment such as the neurological-oncological-mechanical systemic (NOMS) framework; and  The assessment should be carried out by a multidisciplinary team (MDT), which may be inclusive of, but not limited to, radiation oncologists, spine surgeons and interventional radiologists, among others.
Orthopaedics | Spine - Thoracolumbar (TL) and sacral surgery | TL and sacral fusion and fixation implant | TL pedicle screw - Shank, tulip | Highridge Medical | Cannulated Monoaxial Screw 6.5X45MM | 809M6545 | Standalone | DE0510347 | As per HSA registered indication(s) except for radiolucent implants which should be used as follows:  in patients with primary or metastatic spinal tumours who would benefit from post-operative high dose high precision beam therapy upon appropriate and stringent patient selection;  Patient selection should be done via standardised assessment such as the neurological-oncological-mechanical systemic (NOMS) framework; and  The assessment should be carried out by a multidisciplinary team (MDT), which may be inclusive of, but not limited to, radiation oncologists, spine surgeons and interventional radiologists, among others.
Orthopaedics | Spine - Thoracolumbar (TL) and sacral surgery | TL and sacral fusion and fixation implant | TL pedicle screw - Shank, tulip | Highridge Medical | Cannulated Monoaxial Screw 6.5X50MM | 809M6550 | Standalone | DE0510347 | As per HSA registered indication(s) except for radiolucent implants which should be used as follows:  in patients with primary or metastatic spinal tumours who would benefit from post-operative high dose high precision beam therapy upon appropriate and stringent patient selection;  Patient selection should be done via standardised assessment such as the neurological-oncological-mechanical systemic (NOMS) framework; and  The assessment should be carried out by a multidisciplinary team (MDT), which may be inclusive of, but not limited to, radiation oncologists, spine surgeons and interventional radiologists, among others.
Orthopaedics | Spine - Thoracolumbar (TL) and sacral surgery | TL and sacral fusion and fixation implant | TL pedicle screw - Shank, tulip | Highridge Medical | Cannulated Monoaxial Screw 6.5X55MM | 809M6555 | Standalone | DE0510347 | As per HSA registered indication(s) except for radiolucent implants which should be used as follows:  in patients with primary or metastatic spinal tumours who would benefit from post-operative high dose high precision beam therapy upon appropriate and stringent patient selection;  Patient selection should be done via standardised assessment such as the neurological-oncological-mechanical systemic (NOMS) framework; and  The assessment should be carried out by a multidisciplinary team (MDT), which may be inclusive of, but not limited to, radiation oncologists, spine surgeons and interventional radiologists, among others.
Orthopaedics | Spine - Thoracolumbar (TL) and sacral surgery | TL and sacral fusion and fixation implant | TL pedicle screw - Shank, tulip | Highridge Medical | Cannulated Monoaxial Screw 6.5X60MM | 809M6560 | Standalone | DE0510347 | As per HSA registered indication(s) except for radiolucent implants which should be used as follows:  in patients with primary or metastatic spinal tumours who would benefit from post-operative high dose high precision beam therapy upon appropriate and stringent patient selection;  Patient selection should be done via standardised assessment such as the neurological-oncological-mechanical systemic (NOMS) framework; and  The assessment should be carried out by a multidisciplinary team (MDT), which may be inclusive of, but not limited to, radiation oncologists, spine surgeons and interventional radiologists, among others.
Orthopaedics | Spine - Thoracolumbar (TL) and sacral surgery | TL and sacral fusion and fixation implant | TL pedicle screw - Shank, tulip | Highridge Medical | Cannulated Monoaxial Screw 6.5X65MM | 809M6565 | Standalone | DE0510347 | As per HSA registered indication(s) except for radiolucent implants which should be used as follows:  in patients with primary or metastatic spinal tumours who would benefit from post-operative high dose high precision beam therapy upon appropriate and stringent patient selection;  Patient selection should be done via standardised assessment such as the neurological-oncological-mechanical systemic (NOMS) framework; and  The assessment should be carried out by a multidisciplinary team (MDT), which may be inclusive of, but not limited to, radiation oncologists, spine surgeons and interventional radiologists, among others.
Orthopaedics | Spine - Thoracolumbar (TL) and sacral surgery | TL and sacral fusion and fixation implant | TL pedicle screw - Shank, tulip | Highridge Medical | Cannulated Monoaxial Screw 6.5X70MM | 809M6570 | Standalone | DE0510347 | As per HSA registered indication(s) except for radiolucent implants which should be used as follows:  in patients with primary or metastatic spinal tumours who would benefit from post-operative high dose high precision beam therapy upon appropriate and stringent patient selection;  Patient selection should be done via standardised assessment such as the neurological-oncological-mechanical systemic (NOMS) framework; and  The assessment should be carried out by a multidisciplinary team (MDT), which may be inclusive of, but not limited to, radiation oncologists, spine surgeons and interventional radiologists, among others.
Orthopaedics | Spine - Thoracolumbar (TL) and sacral surgery | TL and sacral fusion and fixation implant | TL pedicle screw - Shank, tulip | Highridge Medical | Cannulated Monoaxial Screw 6.5X75MM | 809M6575 | Standalone | DE0510347 | As per HSA registered indication(s) except for radiolucent implants which should be used as follows:  in patients with primary or metastatic spinal tumours who would benefit from post-operative high dose high precision beam therapy upon appropriate and stringent patient selection;  Patient selection should be done via standardised assessment such as the neurological-oncological-mechanical systemic (NOMS) framework; and  The assessment should be carried out by a multidisciplinary team (MDT), which may be inclusive of, but not limited to, radiation oncologists, spine surgeons and interventional radiologists, among others.
Orthopaedics | Spine - Thoracolumbar (TL) and sacral surgery | TL and sacral fusion and fixation implant | TL pedicle screw - Shank, tulip | Highridge Medical | Cannulated Monoaxial Screw 6.5X80MM | 809M6580 | Standalone | DE0510347 | As per HSA registered indication(s) except for radiolucent implants which should be used as follows:  in patients with primary or metastatic spinal tumours who would benefit from post-operative high dose high precision beam therapy upon appropriate and stringent patient selection;  Patient selection should be done via standardised assessment such as the neurological-oncological-mechanical systemic (NOMS) framework; and  The assessment should be carried out by a multidisciplinary team (MDT), which may be inclusive of, but not limited to, radiation oncologists, spine surgeons and interventional radiologists, among others.
Orthopaedics | Spine - Thoracolumbar (TL) and sacral surgery | TL and sacral fusion and fixation implant | TL pedicle screw - Shank, tulip | Highridge Medical | Cannulated Monoaxial Screw 6.5X85MM | 809M6585 | Standalone | DE0510347 | As per HSA registered indication(s) except for radiolucent implants which should be used as follows:  in patients with primary or metastatic spinal tumours who would benefit from post-operative high dose high precision beam therapy upon appropriate and stringent patient selection;  Patient selection should be done via standardised assessment such as the neurological-oncological-mechanical systemic (NOMS) framework; and  The assessment should be carried out by a multidisciplinary team (MDT), which may be inclusive of, but not limited to, radiation oncologists, spine surgeons and interventional radiologists, among others.
Orthopaedics | Spine - Thoracolumbar (TL) and sacral surgery | TL and sacral fusion and fixation implant | TL pedicle screw - Shank, tulip | Highridge Medical | Cannulated Monoaxial Screw 6.5X90MM | 809M6590 | Standalone | DE0510347 | As per HSA registered indication(s) except for radiolucent implants which should be used as follows:  in patients with primary or metastatic spinal tumours who would benefit from post-operative high dose high precision beam therapy upon appropriate and stringent patient selection;  Patient selection should be done via standardised assessment such as the neurological-oncological-mechanical systemic (NOMS) framework; and  The assessment should be carried out by a multidisciplinary team (MDT), which may be inclusive of, but not limited to, radiation oncologists, spine surgeons and interventional radiologists, among others.
Orthopaedics | Spine - Thoracolumbar (TL) and sacral surgery | TL and sacral fusion and fixation implant | TL pedicle screw - Shank, tulip | Highridge Medical | Cannulated Monoaxial Screw 6.5X95MM | 809M6595 | Standalone | DE0510347 | As per HSA registered indication(s) except for radiolucent implants which should be used as follows:  in patients with primary or metastatic spinal tumours who would benefit from post-operative high dose high precision beam therapy upon appropriate and stringent patient selection;  Patient selection should be done via standardised assessment such as the neurological-oncological-mechanical systemic (NOMS) framework; and  The assessment should be carried out by a multidisciplinary team (MDT), which may be inclusive of, but not limited to, radiation oncologists, spine surgeons and interventional radiologists, among others.
Orthopaedics | Spine - Thoracolumbar (TL) and sacral surgery | TL and sacral fusion and fixation implant | TL pedicle screw - Shank, tulip | Highridge Medical | Cannulated Monoaxial Screw 7.0X100MM | 809M7000 | Standalone | DE0510347 | As per HSA registered indication(s) except for radiolucent implants which should be used as follows:  in patients with primary or metastatic spinal tumours who would benefit from post-operative high dose high precision beam therapy upon appropriate and stringent patient selection;  Patient selection should be done via standardised assessment such as the neurological-oncological-mechanical systemic (NOMS) framework; and  The assessment should be carried out by a multidisciplinary team (MDT), which may be inclusive of, but not limited to, radiation oncologists, spine surgeons and interventional radiologists, among others.
Orthopaedics | Spine - Thoracolumbar (TL) and sacral surgery | TL and sacral fusion and fixation implant | TL pedicle screw - Shank, tulip | Highridge Medical | Cannulated Monoaxial Screw 7.0X105MM | 809M7005 | Standalone | DE0510347 | As per HSA registered indication(s) except for radiolucent implants which should be used as follows:  in patients with primary or metastatic spinal tumours who would benefit from post-operative high dose high precision beam therapy upon appropriate and stringent patient selection;  Patient selection should be done via standardised assessment such as the neurological-oncological-mechanical systemic (NOMS) framework; and  The assessment should be carried out by a multidisciplinary team (MDT), which may be inclusive of, but not limited to, radiation oncologists, spine surgeons and interventional radiologists, among others.
Orthopaedics | Spine - Thoracolumbar (TL) and sacral surgery | TL and sacral fusion and fixation implant | TL pedicle screw - Shank, tulip | Highridge Medical | Cannulated Monoaxial Screw 7.0X110MM | 809M7010 | Standalone | DE0510347 | As per HSA registered indication(s) except for radiolucent implants which should be used as follows:  in patients with primary or metastatic spinal tumours who would benefit from post-operative high dose high precision beam therapy upon appropriate and stringent patient selection;  Patient selection should be done via standardised assessment such as the neurological-oncological-mechanical systemic (NOMS) framework; and  The assessment should be carried out by a multidisciplinary team (MDT), which may be inclusive of, but not limited to, radiation oncologists, spine surgeons and interventional radiologists, among others.
Orthopaedics | Spine - Thoracolumbar (TL) and sacral surgery | TL and sacral fusion and fixation implant | TL pedicle screw - Shank, tulip | Highridge Medical | Cannulated Monoaxial Screw 7.0X115MM | 809M7015 | Standalone | DE0510347 | As per HSA registered indication(s) except for radiolucent implants which should be used as follows:  in patients with primary or metastatic spinal tumours who would benefit from post-operative high dose high precision beam therapy upon appropriate and stringent patient selection;  Patient selection should be done via standardised assessment such as the neurological-oncological-mechanical systemic (NOMS) framework; and  The assessment should be carried out by a multidisciplinary team (MDT), which may be inclusive of, but not limited to, radiation oncologists, spine surgeons and interventional radiologists, among others.
Orthopaedics | Spine - Thoracolumbar (TL) and sacral surgery | TL and sacral fusion and fixation implant | TL pedicle screw - Shank, tulip | Highridge Medical | Cannulated Monoaxial Screw 7.0X20MM | 809M7020 | Standalone | DE0510347 | As per HSA registered indication(s) except for radiolucent implants which should be used as follows:  in patients with primary or metastatic spinal tumours who would benefit from post-operative high dose high precision beam therapy upon appropriate and stringent patient selection;  Patient selection should be done via standardised assessment such as the neurological-oncological-mechanical systemic (NOMS) framework; and  The assessment should be carried out by a multidisciplinary team (MDT), which may be inclusive of, but not limited to, radiation oncologists, spine surgeons and interventional radiologists, among others.
Orthopaedics | Spine - Thoracolumbar (TL) and sacral surgery | TL and sacral fusion and fixation implant | TL pedicle screw - Shank, tulip | Highridge Medical | Cannulated Monoaxial Screw 7.0X120MM | 809M7021 | Standalone | DE0510347 | As per HSA registered indication(s) except for radiolucent implants which should be used as follows:  in patients with primary or metastatic spinal tumours who would benefit from post-operative high dose high precision beam therapy upon appropriate and stringent patient selection;  Patient selection should be done via standardised assessment such as the neurological-oncological-mechanical systemic (NOMS) framework; and  The assessment should be carried out by a multidisciplinary team (MDT), which may be inclusive of, but not limited to, radiation oncologists, spine surgeons and interventional radiologists, among others.
Orthopaedics | Spine - Thoracolumbar (TL) and sacral surgery | TL and sacral fusion and fixation implant | TL pedicle screw - Shank, tulip | Highridge Medical | Cannulated Monoaxial Screw 7.0X25MM | 809M7025 | Standalone | DE0510347 | As per HSA registered indication(s) except for radiolucent implants which should be used as follows:  in patients with primary or metastatic spinal tumours who would benefit from post-operative high dose high precision beam therapy upon appropriate and stringent patient selection;  Patient selection should be done via standardised assessment such as the neurological-oncological-mechanical systemic (NOMS) framework; and  The assessment should be carried out by a multidisciplinary team (MDT), which may be inclusive of, but not limited to, radiation oncologists, spine surgeons and interventional radiologists, among others.
Orthopaedics | Spine - Thoracolumbar (TL) and sacral surgery | TL and sacral fusion and fixation implant | TL pedicle screw - Shank, tulip | Highridge Medical | Cannulated Monoaxial Screw 7.0X30MM | 809M7030 | Standalone | DE0510347 | As per HSA registered indication(s) except for radiolucent implants which should be used as follows:  in patients with primary or metastatic spinal tumours who would benefit from post-operative high dose high precision beam therapy upon appropriate and stringent patient selection;  Patient selection should be done via standardised assessment such as the neurological-oncological-mechanical systemic (NOMS) framework; and  The assessment should be carried out by a multidisciplinary team (MDT), which may be inclusive of, but not limited to, radiation oncologists, spine surgeons and interventional radiologists, among others.
Orthopaedics | Spine - Thoracolumbar (TL) and sacral surgery | TL and sacral fusion and fixation implant | TL pedicle screw - Shank, tulip | Highridge Medical | Cannulated Monoaxial Screw 7.0X35MM | 809M7035 | Standalone | DE0510347 | As per HSA registered indication(s) except for radiolucent implants which should be used as follows:  in patients with primary or metastatic spinal tumours who would benefit from post-operative high dose high precision beam therapy upon appropriate and stringent patient selection;  Patient selection should be done via standardised assessment such as the neurological-oncological-mechanical systemic (NOMS) framework; and  The assessment should be carried out by a multidisciplinary team (MDT), which may be inclusive of, but not limited to, radiation oncologists, spine surgeons and interventional radiologists, among others.
Orthopaedics | Spine - Thoracolumbar (TL) and sacral surgery | TL and sacral fusion and fixation implant | TL pedicle screw - Shank, tulip | Highridge Medical | Cannulated Monoaxial Screw 7.0X40MM | 809M7040 | Standalone | DE0510347 | As per HSA registered indication(s) except for radiolucent implants which should be used as follows:  in patients with primary or metastatic spinal tumours who would benefit from post-operative high dose high precision beam therapy upon appropriate and stringent patient selection;  Patient selection should be done via standardised assessment such as the neurological-oncological-mechanical systemic (NOMS) framework; and  The assessment should be carried out by a multidisciplinary team (MDT), which may be inclusive of, but not limited to, radiation oncologists, spine surgeons and interventional radiologists, among others.
Orthopaedics | Spine - Thoracolumbar (TL) and sacral surgery | TL and sacral fusion and fixation implant | TL pedicle screw - Shank, tulip | Highridge Medical | Cannulated Monoaxial Screw 7.0X45MM | 809M7045 | Standalone | DE0510347 | As per HSA registered indication(s) except for radiolucent implants which should be used as follows:  in patients with primary or metastatic spinal tumours who would benefit from post-operative high dose high precision beam therapy upon appropriate and stringent patient selection;  Patient selection should be done via standardised assessment such as the neurological-oncological-mechanical systemic (NOMS) framework; and  The assessment should be carried out by a multidisciplinary team (MDT), which may be inclusive of, but not limited to, radiation oncologists, spine surgeons and interventional radiologists, among others.
Orthopaedics | Spine - Thoracolumbar (TL) and sacral surgery | TL and sacral fusion and fixation implant | TL pedicle screw - Shank, tulip | Highridge Medical | Cannulated Monoaxial Screw 7.0X50MM | 809M7050 | Standalone | DE0510347 | As per HSA registered indication(s) except for radiolucent implants which should be used as follows:  in patients with primary or metastatic spinal tumours who would benefit from post-operative high dose high precision beam therapy upon appropriate and stringent patient selection;  Patient selection should be done via standardised assessment such as the neurological-oncological-mechanical systemic (NOMS) framework; and  The assessment should be carried out by a multidisciplinary team (MDT), which may be inclusive of, but not limited to, radiation oncologists, spine surgeons and interventional radiologists, among others.
Orthopaedics | Spine - Thoracolumbar (TL) and sacral surgery | TL and sacral fusion and fixation implant | TL pedicle screw - Shank, tulip | Highridge Medical | Cannulated Monoaxial Screw 7.0X55MM | 809M7055 | Standalone | DE0510347 | As per HSA registered indication(s) except for radiolucent implants which should be used as follows:  in patients with primary or metastatic spinal tumours who would benefit from post-operative high dose high precision beam therapy upon appropriate and stringent patient selection;  Patient selection should be done via standardised assessment such as the neurological-oncological-mechanical systemic (NOMS) framework; and  The assessment should be carried out by a multidisciplinary team (MDT), which may be inclusive of, but not limited to, radiation oncologists, spine surgeons and interventional radiologists, among others.
Orthopaedics | Spine - Thoracolumbar (TL) and sacral surgery | TL and sacral fusion and fixation implant | TL pedicle screw - Shank, tulip | Highridge Medical | Cannulated Monoaxial Screw 7.0X60MM | 809M7060 | Standalone | DE0510347 | As per HSA registered indication(s) except for radiolucent implants which should be used as follows:  in patients with primary or metastatic spinal tumours who would benefit from post-operative high dose high precision beam therapy upon appropriate and stringent patient selection;  Patient selection should be done via standardised assessment such as the neurological-oncological-mechanical systemic (NOMS) framework; and  The assessment should be carried out by a multidisciplinary team (MDT), which may be inclusive of, but not limited to, radiation oncologists, spine surgeons and interventional radiologists, among others.
Orthopaedics | Spine - Thoracolumbar (TL) and sacral surgery | TL and sacral fusion and fixation implant | TL pedicle screw - Shank, tulip | Highridge Medical | Cannulated Monoaxial Screw 7.0X65MM | 809M7065 | Standalone | DE0510347 | As per HSA registered indication(s) except for radiolucent implants which should be used as follows:  in patients with primary or metastatic spinal tumours who would benefit from post-operative high dose high precision beam therapy upon appropriate and stringent patient selection;  Patient selection should be done via standardised assessment such as the neurological-oncological-mechanical systemic (NOMS) framework; and  The assessment should be carried out by a multidisciplinary team (MDT), which may be inclusive of, but not limited to, radiation oncologists, spine surgeons and interventional radiologists, among others.
Orthopaedics | Spine - Thoracolumbar (TL) and sacral surgery | TL and sacral fusion and fixation implant | TL pedicle screw - Shank, tulip | Highridge Medical | Cannulated Monoaxial Screw 7.0X70MM | 809M7070 | Standalone | DE0510347 | As per HSA registered indication(s) except for radiolucent implants which should be used as follows:  in patients with primary or metastatic spinal tumours who would benefit from post-operative high dose high precision beam therapy upon appropriate and stringent patient selection;  Patient selection should be done via standardised assessment such as the neurological-oncological-mechanical systemic (NOMS) framework; and  The assessment should be carried out by a multidisciplinary team (MDT), which may be inclusive of, but not limited to, radiation oncologists, spine surgeons and interventional radiologists, among others.
Orthopaedics | Spine - Thoracolumbar (TL) and sacral surgery | TL and sacral fusion and fixation implant | TL pedicle screw - Shank, tulip | Highridge Medical | Cannulated Monoaxial Screw 7.0X75MM | 809M7075 | Standalone | DE0510347 | As per HSA registered indication(s) except for radiolucent implants which should be used as follows:  in patients with primary or metastatic spinal tumours who would benefit from post-operative high dose high precision beam therapy upon appropriate and stringent patient selection;  Patient selection should be done via standardised assessment such as the neurological-oncological-mechanical systemic (NOMS) framework; and  The assessment should be carried out by a multidisciplinary team (MDT), which may be inclusive of, but not limited to, radiation oncologists, spine surgeons and interventional radiologists, among others.
Orthopaedics | Spine - Thoracolumbar (TL) and sacral surgery | TL and sacral fusion and fixation implant | TL pedicle screw - Shank, tulip | Highridge Medical | Cannulated Monoaxial Screw 7.0X80MM | 809M7080 | Standalone | DE0510347 | As per HSA registered indication(s) except for radiolucent implants which should be used as follows:  in patients with primary or metastatic spinal tumours who would benefit from post-operative high dose high precision beam therapy upon appropriate and stringent patient selection;  Patient selection should be done via standardised assessment such as the neurological-oncological-mechanical systemic (NOMS) framework; and  The assessment should be carried out by a multidisciplinary team (MDT), which may be inclusive of, but not limited to, radiation oncologists, spine surgeons and interventional radiologists, among others.
Orthopaedics | Spine - Thoracolumbar (TL) and sacral surgery | TL and sacral fusion and fixation implant | TL pedicle screw - Shank, tulip | Highridge Medical | Cannulated Monoaxial Screw 7.0X85MM | 809M7085 | Standalone | DE0510347 | As per HSA registered indication(s) except for radiolucent implants which should be used as follows:  in patients with primary or metastatic spinal tumours who would benefit from post-operative high dose high precision beam therapy upon appropriate and stringent patient selection;  Patient selection should be done via standardised assessment such as the neurological-oncological-mechanical systemic (NOMS) framework; and  The assessment should be carried out by a multidisciplinary team (MDT), which may be inclusive of, but not limited to, radiation oncologists, spine surgeons and interventional radiologists, among others.
Orthopaedics | Spine - Thoracolumbar (TL) and sacral surgery | TL and sacral fusion and fixation implant | TL pedicle screw - Shank, tulip | Highridge Medical | Cannulated Monoaxial Screw 7.0X90MM | 809M7090 | Standalone | DE0510347 | As per HSA registered indication(s) except for radiolucent implants which should be used as follows:  in patients with primary or metastatic spinal tumours who would benefit from post-operative high dose high precision beam therapy upon appropriate and stringent patient selection;  Patient selection should be done via standardised assessment such as the neurological-oncological-mechanical systemic (NOMS) framework; and  The assessment should be carried out by a multidisciplinary team (MDT), which may be inclusive of, but not limited to, radiation oncologists, spine surgeons and interventional radiologists, among others.
Orthopaedics | Spine - Thoracolumbar (TL) and sacral surgery | TL and sacral fusion and fixation implant | TL pedicle screw - Shank, tulip | Highridge Medical | Cannulated Monoaxial Screw 7.0X95MM | 809M7095 | Standalone | DE0510347 | As per HSA registered indication(s) except for radiolucent implants which should be used as follows:  in patients with primary or metastatic spinal tumours who would benefit from post-operative high dose high precision beam therapy upon appropriate and stringent patient selection;  Patient selection should be done via standardised assessment such as the neurological-oncological-mechanical systemic (NOMS) framework; and  The assessment should be carried out by a multidisciplinary team (MDT), which may be inclusive of, but not limited to, radiation oncologists, spine surgeons and interventional radiologists, among others.
Orthopaedics | Spine - Thoracolumbar (TL) and sacral surgery | TL and sacral fusion and fixation implant | TL pedicle screw - Shank, tulip | Highridge Medical | Cannulated Monoaxial Screw 7.5X100MM | 809M7500 | Standalone | DE0510347 | As per HSA registered indication(s) except for radiolucent implants which should be used as follows:  in patients with primary or metastatic spinal tumours who would benefit from post-operative high dose high precision beam therapy upon appropriate and stringent patient selection;  Patient selection should be done via standardised assessment such as the neurological-oncological-mechanical systemic (NOMS) framework; and  The assessment should be carried out by a multidisciplinary team (MDT), which may be inclusive of, but not limited to, radiation oncologists, spine surgeons and interventional radiologists, among others.
Orthopaedics | Spine - Thoracolumbar (TL) and sacral surgery | TL and sacral fusion and fixation implant | TL pedicle screw - Shank, tulip | Highridge Medical | Cannulated Monoaxial Screw 7.5X105MM | 809M7505 | Standalone | DE0510347 | As per HSA registered indication(s) except for radiolucent implants which should be used as follows:  in patients with primary or metastatic spinal tumours who would benefit from post-operative high dose high precision beam therapy upon appropriate and stringent patient selection;  Patient selection should be done via standardised assessment such as the neurological-oncological-mechanical systemic (NOMS) framework; and  The assessment should be carried out by a multidisciplinary team (MDT), which may be inclusive of, but not limited to, radiation oncologists, spine surgeons and interventional radiologists, among others.
Orthopaedics | Spine - Thoracolumbar (TL) and sacral surgery | TL and sacral fusion and fixation implant | TL pedicle screw - Shank, tulip | Highridge Medical | Cannulated Monoaxial Screw 7.5X110MM | 809M7510 | Standalone | DE0510347 | As per HSA registered indication(s) except for radiolucent implants which should be used as follows:  in patients with primary or metastatic spinal tumours who would benefit from post-operative high dose high precision beam therapy upon appropriate and stringent patient selection;  Patient selection should be done via standardised assessment such as the neurological-oncological-mechanical systemic (NOMS) framework; and  The assessment should be carried out by a multidisciplinary team (MDT), which may be inclusive of, but not limited to, radiation oncologists, spine surgeons and interventional radiologists, among others.
Orthopaedics | Spine - Thoracolumbar (TL) and sacral surgery | TL and sacral fusion and fixation implant | TL pedicle screw - Shank, tulip | Highridge Medical | Cannulated Monoaxial Screw 7.5X115MM | 809M7515 | Standalone | DE0510347 | As per HSA registered indication(s) except for radiolucent implants which should be used as follows:  in patients with primary or metastatic spinal tumours who would benefit from post-operative high dose high precision beam therapy upon appropriate and stringent patient selection;  Patient selection should be done via standardised assessment such as the neurological-oncological-mechanical systemic (NOMS) framework; and  The assessment should be carried out by a multidisciplinary team (MDT), which may be inclusive of, but not limited to, radiation oncologists, spine surgeons and interventional radiologists, among others.
Orthopaedics | Spine - Thoracolumbar (TL) and sacral surgery | TL and sacral fusion and fixation implant | TL pedicle screw - Shank, tulip | Highridge Medical | Cannulated Monoaxial Screw 7.5X20MM | 809M7520 | Standalone | DE0510347 | As per HSA registered indication(s) except for radiolucent implants which should be used as follows:  in patients with primary or metastatic spinal tumours who would benefit from post-operative high dose high precision beam therapy upon appropriate and stringent patient selection;  Patient selection should be done via standardised assessment such as the neurological-oncological-mechanical systemic (NOMS) framework; and  The assessment should be carried out by a multidisciplinary team (MDT), which may be inclusive of, but not limited to, radiation oncologists, spine surgeons and interventional radiologists, among others.
Orthopaedics | Spine - Thoracolumbar (TL) and sacral surgery | TL and sacral fusion and fixation implant | TL pedicle screw - Shank, tulip | Highridge Medical | Cannulated Monoaxial Screw 7.5X120MM | 809M7521 | Standalone | DE0510347 | As per HSA registered indication(s) except for radiolucent implants which should be used as follows:  in patients with primary or metastatic spinal tumours who would benefit from post-operative high dose high precision beam therapy upon appropriate and stringent patient selection;  Patient selection should be done via standardised assessment such as the neurological-oncological-mechanical systemic (NOMS) framework; and  The assessment should be carried out by a multidisciplinary team (MDT), which may be inclusive of, but not limited to, radiation oncologists, spine surgeons and interventional radiologists, among others.
Orthopaedics | Spine - Thoracolumbar (TL) and sacral surgery | TL and sacral fusion and fixation implant | TL pedicle screw - Shank, tulip | Highridge Medical | Cannulated Monoaxial Screw 7.5X25MM | 809M7525 | Standalone | DE0510347 | As per HSA registered indication(s) except for radiolucent implants which should be used as follows:  in patients with primary or metastatic spinal tumours who would benefit from post-operative high dose high precision beam therapy upon appropriate and stringent patient selection;  Patient selection should be done via standardised assessment such as the neurological-oncological-mechanical systemic (NOMS) framework; and  The assessment should be carried out by a multidisciplinary team (MDT), which may be inclusive of, but not limited to, radiation oncologists, spine surgeons and interventional radiologists, among others.
Orthopaedics | Spine - Thoracolumbar (TL) and sacral surgery | TL and sacral fusion and fixation implant | TL pedicle screw - Shank, tulip | Highridge Medical | Cannulated Monoaxial Screw 7.5X30MM | 809M7530 | Standalone | DE0510347 | As per HSA registered indication(s) except for radiolucent implants which should be used as follows:  in patients with primary or metastatic spinal tumours who would benefit from post-operative high dose high precision beam therapy upon appropriate and stringent patient selection;  Patient selection should be done via standardised assessment such as the neurological-oncological-mechanical systemic (NOMS) framework; and  The assessment should be carried out by a multidisciplinary team (MDT), which may be inclusive of, but not limited to, radiation oncologists, spine surgeons and interventional radiologists, among others.
Orthopaedics | Spine - Thoracolumbar (TL) and sacral surgery | TL and sacral fusion and fixation implant | TL pedicle screw - Shank, tulip | Highridge Medical | Cannulated Monoaxial Screw 7.5X35MM | 809M7535 | Standalone | DE0510347 | As per HSA registered indication(s) except for radiolucent implants which should be used as follows:  in patients with primary or metastatic spinal tumours who would benefit from post-operative high dose high precision beam therapy upon appropriate and stringent patient selection;  Patient selection should be done via standardised assessment such as the neurological-oncological-mechanical systemic (NOMS) framework; and  The assessment should be carried out by a multidisciplinary team (MDT), which may be inclusive of, but not limited to, radiation oncologists, spine surgeons and interventional radiologists, among others.
Orthopaedics | Spine - Thoracolumbar (TL) and sacral surgery | TL and sacral fusion and fixation implant | TL pedicle screw - Shank, tulip | Highridge Medical | Cannulated Monoaxial Screw 7.5X40MM | 809M7540 | Standalone | DE0510347 | As per HSA registered indication(s) except for radiolucent implants which should be used as follows:  in patients with primary or metastatic spinal tumours who would benefit from post-operative high dose high precision beam therapy upon appropriate and stringent patient selection;  Patient selection should be done via standardised assessment such as the neurological-oncological-mechanical systemic (NOMS) framework; and  The assessment should be carried out by a multidisciplinary team (MDT), which may be inclusive of, but not limited to, radiation oncologists, spine surgeons and interventional radiologists, among others.
Orthopaedics | Spine - Thoracolumbar (TL) and sacral surgery | TL and sacral fusion and fixation implant | TL pedicle screw - Shank, tulip | Highridge Medical | Cannulated Monoaxial Screw 7.5X45MM | 809M7545 | Standalone | DE0510347 | As per HSA registered indication(s) except for radiolucent implants which should be used as follows:  in patients with primary or metastatic spinal tumours who would benefit from post-operative high dose high precision beam therapy upon appropriate and stringent patient selection;  Patient selection should be done via standardised assessment such as the neurological-oncological-mechanical systemic (NOMS) framework; and  The assessment should be carried out by a multidisciplinary team (MDT), which may be inclusive of, but not limited to, radiation oncologists, spine surgeons and interventional radiologists, among others.
Orthopaedics | Spine - Thoracolumbar (TL) and sacral surgery | TL and sacral fusion and fixation implant | TL pedicle screw - Shank, tulip | Highridge Medical | Cannulated Monoaxial Screw 7.5X50MM | 809M7550 | Standalone | DE0510347 | As per HSA registered indication(s) except for radiolucent implants which should be used as follows:  in patients with primary or metastatic spinal tumours who would benefit from post-operative high dose high precision beam therapy upon appropriate and stringent patient selection;  Patient selection should be done via standardised assessment such as the neurological-oncological-mechanical systemic (NOMS) framework; and  The assessment should be carried out by a multidisciplinary team (MDT), which may be inclusive of, but not limited to, radiation oncologists, spine surgeons and interventional radiologists, among others.
Orthopaedics | Spine - Thoracolumbar (TL) and sacral surgery | TL and sacral fusion and fixation implant | TL pedicle screw - Shank, tulip | Highridge Medical | Cannulated Monoaxial Screw 7.5X55MM | 809M7555 | Standalone | DE0510347 | As per HSA registered indication(s) except for radiolucent implants which should be used as follows:  in patients with primary or metastatic spinal tumours who would benefit from post-operative high dose high precision beam therapy upon appropriate and stringent patient selection;  Patient selection should be done via standardised assessment such as the neurological-oncological-mechanical systemic (NOMS) framework; and  The assessment should be carried out by a multidisciplinary team (MDT), which may be inclusive of, but not limited to, radiation oncologists, spine surgeons and interventional radiologists, among others.
Orthopaedics | Spine - Thoracolumbar (TL) and sacral surgery | TL and sacral fusion and fixation implant | TL pedicle screw - Shank, tulip | Highridge Medical | Cannulated Monoaxial Screw 7.5X60MM | 809M7560 | Standalone | DE0510347 | As per HSA registered indication(s) except for radiolucent implants which should be used as follows:  in patients with primary or metastatic spinal tumours who would benefit from post-operative high dose high precision beam therapy upon appropriate and stringent patient selection;  Patient selection should be done via standardised assessment such as the neurological-oncological-mechanical systemic (NOMS) framework; and  The assessment should be carried out by a multidisciplinary team (MDT), which may be inclusive of, but not limited to, radiation oncologists, spine surgeons and interventional radiologists, among others.
Orthopaedics | Spine - Thoracolumbar (TL) and sacral surgery | TL and sacral fusion and fixation implant | TL pedicle screw - Shank, tulip | Highridge Medical | Cannulated Monoaxial Screw 7.5X65MM | 809M7565 | Standalone | DE0510347 | As per HSA registered indication(s) except for radiolucent implants which should be used as follows:  in patients with primary or metastatic spinal tumours who would benefit from post-operative high dose high precision beam therapy upon appropriate and stringent patient selection;  Patient selection should be done via standardised assessment such as the neurological-oncological-mechanical systemic (NOMS) framework; and  The assessment should be carried out by a multidisciplinary team (MDT), which may be inclusive of, but not limited to, radiation oncologists, spine surgeons and interventional radiologists, among others.
Orthopaedics | Spine - Thoracolumbar (TL) and sacral surgery | TL and sacral fusion and fixation implant | TL pedicle screw - Shank, tulip | Highridge Medical | Cannulated Monoaxial Screw 7.5X70MM | 809M7570 | Standalone | DE0510347 | As per HSA registered indication(s) except for radiolucent implants which should be used as follows:  in patients with primary or metastatic spinal tumours who would benefit from post-operative high dose high precision beam therapy upon appropriate and stringent patient selection;  Patient selection should be done via standardised assessment such as the neurological-oncological-mechanical systemic (NOMS) framework; and  The assessment should be carried out by a multidisciplinary team (MDT), which may be inclusive of, but not limited to, radiation oncologists, spine surgeons and interventional radiologists, among others.
Orthopaedics | Spine - Thoracolumbar (TL) and sacral surgery | TL and sacral fusion and fixation implant | TL pedicle screw - Shank, tulip | Highridge Medical | Cannulated Monoaxial Screw 7.5X75MM | 809M7575 | Standalone | DE0510347 | As per HSA registered indication(s) except for radiolucent implants which should be used as follows:  in patients with primary or metastatic spinal tumours who would benefit from post-operative high dose high precision beam therapy upon appropriate and stringent patient selection;  Patient selection should be done via standardised assessment such as the neurological-oncological-mechanical systemic (NOMS) framework; and  The assessment should be carried out by a multidisciplinary team (MDT), which may be inclusive of, but not limited to, radiation oncologists, spine surgeons and interventional radiologists, among others.
Orthopaedics | Spine - Thoracolumbar (TL) and sacral surgery | TL and sacral fusion and fixation implant | TL pedicle screw - Shank, tulip | Highridge Medical | Cannulated Monoaxial Screw 7.5X80MM | 809M7580 | Standalone | DE0510347 | As per HSA registered indication(s) except for radiolucent implants which should be used as follows:  in patients with primary or metastatic spinal tumours who would benefit from post-operative high dose high precision beam therapy upon appropriate and stringent patient selection;  Patient selection should be done via standardised assessment such as the neurological-oncological-mechanical systemic (NOMS) framework; and  The assessment should be carried out by a multidisciplinary team (MDT), which may be inclusive of, but not limited to, radiation oncologists, spine surgeons and interventional radiologists, among others.
Orthopaedics | Spine - Thoracolumbar (TL) and sacral surgery | TL and sacral fusion and fixation implant | TL pedicle screw - Shank, tulip | Highridge Medical | Cannulated Monoaxial Screw 7.5X85MM | 809M7585 | Standalone | DE0510347 | As per HSA registered indication(s) except for radiolucent implants which should be used as follows:  in patients with primary or metastatic spinal tumours who would benefit from post-operative high dose high precision beam therapy upon appropriate and stringent patient selection;  Patient selection should be done via standardised assessment such as the neurological-oncological-mechanical systemic (NOMS) framework; and  The assessment should be carried out by a multidisciplinary team (MDT), which may be inclusive of, but not limited to, radiation oncologists, spine surgeons and interventional radiologists, among others.
Orthopaedics | Spine - Thoracolumbar (TL) and sacral surgery | TL and sacral fusion and fixation implant | TL pedicle screw - Shank, tulip | Highridge Medical | Cannulated Monoaxial Screw 7.5X90MM | 809M7590 | Standalone | DE0510347 | As per HSA registered indication(s) except for radiolucent implants which should be used as follows:  in patients with primary or metastatic spinal tumours who would benefit from post-operative high dose high precision beam therapy upon appropriate and stringent patient selection;  Patient selection should be done via standardised assessment such as the neurological-oncological-mechanical systemic (NOMS) framework; and  The assessment should be carried out by a multidisciplinary team (MDT), which may be inclusive of, but not limited to, radiation oncologists, spine surgeons and interventional radiologists, among others.
Orthopaedics | Spine - Thoracolumbar (TL) and sacral surgery | TL and sacral fusion and fixation implant | TL pedicle screw - Shank, tulip | Highridge Medical | Cannulated Monoaxial Screw 7.5X95MM | 809M7595 | Standalone | DE0510347 | As per HSA registered indication(s) except for radiolucent implants which should be used as follows:  in patients with primary or metastatic spinal tumours who would benefit from post-operative high dose high precision beam therapy upon appropriate and stringent patient selection;  Patient selection should be done via standardised assessment such as the neurological-oncological-mechanical systemic (NOMS) framework; and  The assessment should be carried out by a multidisciplinary team (MDT), which may be inclusive of, but not limited to, radiation oncologists, spine surgeons and interventional radiologists, among others.
Orthopaedics | Spine - Thoracolumbar (TL) and sacral surgery | TL and sacral fusion and fixation implant | TL pedicle screw - Shank, tulip | Highridge Medical | Cannulated Monoaxial Screw 8.0X100MM | 809M8000 | Standalone | DE0510347 | As per HSA registered indication(s) except for radiolucent implants which should be used as follows:  in patients with primary or metastatic spinal tumours who would benefit from post-operative high dose high precision beam therapy upon appropriate and stringent patient selection;  Patient selection should be done via standardised assessment such as the neurological-oncological-mechanical systemic (NOMS) framework; and  The assessment should be carried out by a multidisciplinary team (MDT), which may be inclusive of, but not limited to, radiation oncologists, spine surgeons and interventional radiologists, among others.
Orthopaedics | Spine - Thoracolumbar (TL) and sacral surgery | TL and sacral fusion and fixation implant | TL pedicle screw - Shank, tulip | Highridge Medical | Cannulated Monoaxial Screw 8.0X105MM | 809M8005 | Standalone | DE0510347 | As per HSA registered indication(s) except for radiolucent implants which should be used as follows:  in patients with primary or metastatic spinal tumours who would benefit from post-operative high dose high precision beam therapy upon appropriate and stringent patient selection;  Patient selection should be done via standardised assessment such as the neurological-oncological-mechanical systemic (NOMS) framework; and  The assessment should be carried out by a multidisciplinary team (MDT), which may be inclusive of, but not limited to, radiation oncologists, spine surgeons and interventional radiologists, among others.
Orthopaedics | Spine - Thoracolumbar (TL) and sacral surgery | TL and sacral fusion and fixation implant | TL pedicle screw - Shank, tulip | Highridge Medical | Cannulated Monoaxial Screw 8.0X110MM | 809M8010 | Standalone | DE0510347 | As per HSA registered indication(s) except for radiolucent implants which should be used as follows:  in patients with primary or metastatic spinal tumours who would benefit from post-operative high dose high precision beam therapy upon appropriate and stringent patient selection;  Patient selection should be done via standardised assessment such as the neurological-oncological-mechanical systemic (NOMS) framework; and  The assessment should be carried out by a multidisciplinary team (MDT), which may be inclusive of, but not limited to, radiation oncologists, spine surgeons and interventional radiologists, among others.
Orthopaedics | Spine - Thoracolumbar (TL) and sacral surgery | TL and sacral fusion and fixation implant | TL pedicle screw - Shank, tulip | Highridge Medical | Cannulated Monoaxial Screw 8.0X115MM | 809M8015 | Standalone | DE0510347 | As per HSA registered indication(s) except for radiolucent implants which should be used as follows:  in patients with primary or metastatic spinal tumours who would benefit from post-operative high dose high precision beam therapy upon appropriate and stringent patient selection;  Patient selection should be done via standardised assessment such as the neurological-oncological-mechanical systemic (NOMS) framework; and  The assessment should be carried out by a multidisciplinary team (MDT), which may be inclusive of, but not limited to, radiation oncologists, spine surgeons and interventional radiologists, among others.
Orthopaedics | Spine - Thoracolumbar (TL) and sacral surgery | TL and sacral fusion and fixation implant | TL pedicle screw - Shank, tulip | Highridge Medical | Cannulated Monoaxial Screw 8.0X20MM | 809M8020 | Standalone | DE0510347 | As per HSA registered indication(s) except for radiolucent implants which should be used as follows:  in patients with primary or metastatic spinal tumours who would benefit from post-operative high dose high precision beam therapy upon appropriate and stringent patient selection;  Patient selection should be done via standardised assessment such as the neurological-oncological-mechanical systemic (NOMS) framework; and  The assessment should be carried out by a multidisciplinary team (MDT), which may be inclusive of, but not limited to, radiation oncologists, spine surgeons and interventional radiologists, among others.
Orthopaedics | Spine - Thoracolumbar (TL) and sacral surgery | TL and sacral fusion and fixation implant | TL pedicle screw - Shank, tulip | Highridge Medical | Cannulated Monoaxial Screw 8.0X120MM | 809M8021 | Standalone | DE0510347 | As per HSA registered indication(s) except for radiolucent implants which should be used as follows:  in patients with primary or metastatic spinal tumours who would benefit from post-operative high dose high precision beam therapy upon appropriate and stringent patient selection;  Patient selection should be done via standardised assessment such as the neurological-oncological-mechanical systemic (NOMS) framework; and  The assessment should be carried out by a multidisciplinary team (MDT), which may be inclusive of, but not limited to, radiation oncologists, spine surgeons and interventional radiologists, among others.
Orthopaedics | Spine - Thoracolumbar (TL) and sacral surgery | TL and sacral fusion and fixation implant | TL pedicle screw - Shank, tulip | Highridge Medical | Cannulated Monoaxial Screw 8.0X25MM | 809M8025 | Standalone | DE0510347 | As per HSA registered indication(s) except for radiolucent implants which should be used as follows:  in patients with primary or metastatic spinal tumours who would benefit from post-operative high dose high precision beam therapy upon appropriate and stringent patient selection;  Patient selection should be done via standardised assessment such as the neurological-oncological-mechanical systemic (NOMS) framework; and  The assessment should be carried out by a multidisciplinary team (MDT), which may be inclusive of, but not limited to, radiation oncologists, spine surgeons and interventional radiologists, among others.
Orthopaedics | Spine - Thoracolumbar (TL) and sacral surgery | TL and sacral fusion and fixation implant | TL pedicle screw - Shank, tulip | Highridge Medical | Cannulated Monoaxial Screw 8.0X30MM | 809M8030 | Standalone | DE0510347 | As per HSA registered indication(s) except for radiolucent implants which should be used as follows:  in patients with primary or metastatic spinal tumours who would benefit from post-operative high dose high precision beam therapy upon appropriate and stringent patient selection;  Patient selection should be done via standardised assessment such as the neurological-oncological-mechanical systemic (NOMS) framework; and  The assessment should be carried out by a multidisciplinary team (MDT), which may be inclusive of, but not limited to, radiation oncologists, spine surgeons and interventional radiologists, among others.
Orthopaedics | Spine - Thoracolumbar (TL) and sacral surgery | TL and sacral fusion and fixation implant | TL pedicle screw - Shank, tulip | Highridge Medical | Cannulated Monoaxial Screw 8.0X35MM | 809M8035 | Standalone | DE0510347 | As per HSA registered indication(s) except for radiolucent implants which should be used as follows:  in patients with primary or metastatic spinal tumours who would benefit from post-operative high dose high precision beam therapy upon appropriate and stringent patient selection;  Patient selection should be done via standardised assessment such as the neurological-oncological-mechanical systemic (NOMS) framework; and  The assessment should be carried out by a multidisciplinary team (MDT), which may be inclusive of, but not limited to, radiation oncologists, spine surgeons and interventional radiologists, among others.
Orthopaedics | Spine - Thoracolumbar (TL) and sacral surgery | TL and sacral fusion and fixation implant | TL pedicle screw - Shank, tulip | Highridge Medical | Cannulated Monoaxial Screw 8.0X40MM | 809M8040 | Standalone | DE0510347 | As per HSA registered indication(s) except for radiolucent implants which should be used as follows:  in patients with primary or metastatic spinal tumours who would benefit from post-operative high dose high precision beam therapy upon appropriate and stringent patient selection;  Patient selection should be done via standardised assessment such as the neurological-oncological-mechanical systemic (NOMS) framework; and  The assessment should be carried out by a multidisciplinary team (MDT), which may be inclusive of, but not limited to, radiation oncologists, spine surgeons and interventional radiologists, among others.
Orthopaedics | Spine - Thoracolumbar (TL) and sacral surgery | TL and sacral fusion and fixation implant | TL pedicle screw - Shank, tulip | Highridge Medical | Cannulated Monoaxial Screw 8.0X45MM | 809M8045 | Standalone | DE0510347 | As per HSA registered indication(s) except for radiolucent implants which should be used as follows:  in patients with primary or metastatic spinal tumours who would benefit from post-operative high dose high precision beam therapy upon appropriate and stringent patient selection;  Patient selection should be done via standardised assessment such as the neurological-oncological-mechanical systemic (NOMS) framework; and  The assessment should be carried out by a multidisciplinary team (MDT), which may be inclusive of, but not limited to, radiation oncologists, spine surgeons and interventional radiologists, among others.
Orthopaedics | Spine - Thoracolumbar (TL) and sacral surgery | TL and sacral fusion and fixation implant | TL pedicle screw - Shank, tulip | Highridge Medical | Cannulated Monoaxial Screw 8.0X50MM | 809M8050 | Standalone | DE0510347 | As per HSA registered indication(s) except for radiolucent implants which should be used as follows:  in patients with primary or metastatic spinal tumours who would benefit from post-operative high dose high precision beam therapy upon appropriate and stringent patient selection;  Patient selection should be done via standardised assessment such as the neurological-oncological-mechanical systemic (NOMS) framework; and  The assessment should be carried out by a multidisciplinary team (MDT), which may be inclusive of, but not limited to, radiation oncologists, spine surgeons and interventional radiologists, among others.
Orthopaedics | Spine - Thoracolumbar (TL) and sacral surgery | TL and sacral fusion and fixation implant | TL pedicle screw - Shank, tulip | Highridge Medical | Cannulated Monoaxial Screw 8.0X55MM | 809M8055 | Standalone | DE0510347 | As per HSA registered indication(s) except for radiolucent implants which should be used as follows:  in patients with primary or metastatic spinal tumours who would benefit from post-operative high dose high precision beam therapy upon appropriate and stringent patient selection;  Patient selection should be done via standardised assessment such as the neurological-oncological-mechanical systemic (NOMS) framework; and  The assessment should be carried out by a multidisciplinary team (MDT), which may be inclusive of, but not limited to, radiation oncologists, spine surgeons and interventional radiologists, among others.
Orthopaedics | Spine - Thoracolumbar (TL) and sacral surgery | TL and sacral fusion and fixation implant | TL pedicle screw - Shank, tulip | Highridge Medical | Cannulated Monoaxial Screw 8.0X60MM | 809M8060 | Standalone | DE0510347 | As per HSA registered indication(s) except for radiolucent implants which should be used as follows:  in patients with primary or metastatic spinal tumours who would benefit from post-operative high dose high precision beam therapy upon appropriate and stringent patient selection;  Patient selection should be done via standardised assessment such as the neurological-oncological-mechanical systemic (NOMS) framework; and  The assessment should be carried out by a multidisciplinary team (MDT), which may be inclusive of, but not limited to, radiation oncologists, spine surgeons and interventional radiologists, among others.
Orthopaedics | Spine - Thoracolumbar (TL) and sacral surgery | TL and sacral fusion and fixation implant | TL pedicle screw - Shank, tulip | Highridge Medical | Cannulated Monoaxial Screw 8.0X65MM | 809M8065 | Standalone | DE0510347 | As per HSA registered indication(s) except for radiolucent implants which should be used as follows:  in patients with primary or metastatic spinal tumours who would benefit from post-operative high dose high precision beam therapy upon appropriate and stringent patient selection;  Patient selection should be done via standardised assessment such as the neurological-oncological-mechanical systemic (NOMS) framework; and  The assessment should be carried out by a multidisciplinary team (MDT), which may be inclusive of, but not limited to, radiation oncologists, spine surgeons and interventional radiologists, among others.
Orthopaedics | Spine - Thoracolumbar (TL) and sacral surgery | TL and sacral fusion and fixation implant | TL pedicle screw - Shank, tulip | Highridge Medical | Cannulated Monoaxial Screw 8.0X70MM | 809M8070 | Standalone | DE0510347 | As per HSA registered indication(s) except for radiolucent implants which should be used as follows:  in patients with primary or metastatic spinal tumours who would benefit from post-operative high dose high precision beam therapy upon appropriate and stringent patient selection;  Patient selection should be done via standardised assessment such as the neurological-oncological-mechanical systemic (NOMS) framework; and  The assessment should be carried out by a multidisciplinary team (MDT), which may be inclusive of, but not limited to, radiation oncologists, spine surgeons and interventional radiologists, among others.
Orthopaedics | Spine - Thoracolumbar (TL) and sacral surgery | TL and sacral fusion and fixation implant | TL pedicle screw - Shank, tulip | Highridge Medical | Cannulated Monoaxial Screw 8.0X75MM | 809M8075 | Standalone | DE0510347 | As per HSA registered indication(s) except for radiolucent implants which should be used as follows:  in patients with primary or metastatic spinal tumours who would benefit from post-operative high dose high precision beam therapy upon appropriate and stringent patient selection;  Patient selection should be done via standardised assessment such as the neurological-oncological-mechanical systemic (NOMS) framework; and  The assessment should be carried out by a multidisciplinary team (MDT), which may be inclusive of, but not limited to, radiation oncologists, spine surgeons and interventional radiologists, among others.
Orthopaedics | Spine - Thoracolumbar (TL) and sacral surgery | TL and sacral fusion and fixation implant | TL pedicle screw - Shank, tulip | Highridge Medical | Cannulated Monoaxial Screw 8.0X80MM | 809M8080 | Standalone | DE0510347 | As per HSA registered indication(s) except for radiolucent implants which should be used as follows:  in patients with primary or metastatic spinal tumours who would benefit from post-operative high dose high precision beam therapy upon appropriate and stringent patient selection;  Patient selection should be done via standardised assessment such as the neurological-oncological-mechanical systemic (NOMS) framework; and  The assessment should be carried out by a multidisciplinary team (MDT), which may be inclusive of, but not limited to, radiation oncologists, spine surgeons and interventional radiologists, among others.
Orthopaedics | Spine - Thoracolumbar (TL) and sacral surgery | TL and sacral fusion and fixation implant | TL pedicle screw - Shank, tulip | Highridge Medical | Cannulated Monoaxial Screw 8.0X85MM | 809M8085 | Standalone | DE0510347 | As per HSA registered indication(s) except for radiolucent implants which should be used as follows:  in patients with primary or metastatic spinal tumours who would benefit from post-operative high dose high precision beam therapy upon appropriate and stringent patient selection;  Patient selection should be done via standardised assessment such as the neurological-oncological-mechanical systemic (NOMS) framework; and  The assessment should be carried out by a multidisciplinary team (MDT), which may be inclusive of, but not limited to, radiation oncologists, spine surgeons and interventional radiologists, among others.
Orthopaedics | Spine - Thoracolumbar (TL) and sacral surgery | TL and sacral fusion and fixation implant | TL pedicle screw - Shank, tulip | Highridge Medical | Cannulated Monoaxial Screw 8.0X90MM | 809M8090 | Standalone | DE0510347 | As per HSA registered indication(s) except for radiolucent implants which should be used as follows:  in patients with primary or metastatic spinal tumours who would benefit from post-operative high dose high precision beam therapy upon appropriate and stringent patient selection;  Patient selection should be done via standardised assessment such as the neurological-oncological-mechanical systemic (NOMS) framework; and  The assessment should be carried out by a multidisciplinary team (MDT), which may be inclusive of, but not limited to, radiation oncologists, spine surgeons and interventional radiologists, among others.
Orthopaedics | Spine - Thoracolumbar (TL) and sacral surgery | TL and sacral fusion and fixation implant | TL pedicle screw - Shank, tulip | Highridge Medical | Cannulated Monoaxial Screw 8.0X95MM | 809M8095 | Standalone | DE0510347 | As per HSA registered indication(s) except for radiolucent implants which should be used as follows:  in patients with primary or metastatic spinal tumours who would benefit from post-operative high dose high precision beam therapy upon appropriate and stringent patient selection;  Patient selection should be done via standardised assessment such as the neurological-oncological-mechanical systemic (NOMS) framework; and  The assessment should be carried out by a multidisciplinary team (MDT), which may be inclusive of, but not limited to, radiation oncologists, spine surgeons and interventional radiologists, among others.
Orthopaedics | Spine - Thoracolumbar (TL) and sacral surgery | TL and sacral fusion and fixation implant | TL pedicle screw - Shank, tulip | Highridge Medical | Cannulated Monoaxial Screw 8.5X100MM | 809M8500 | Standalone | DE0510347 | As per HSA registered indication(s) except for radiolucent implants which should be used as follows:  in patients with primary or metastatic spinal tumours who would benefit from post-operative high dose high precision beam therapy upon appropriate and stringent patient selection;  Patient selection should be done via standardised assessment such as the neurological-oncological-mechanical systemic (NOMS) framework; and  The assessment should be carried out by a multidisciplinary team (MDT), which may be inclusive of, but not limited to, radiation oncologists, spine surgeons and interventional radiologists, among others.
Orthopaedics | Spine - Thoracolumbar (TL) and sacral surgery | TL and sacral fusion and fixation implant | TL pedicle screw - Shank, tulip | Highridge Medical | Cannulated Monoaxial Screw 8.5X105MM | 809M8505 | Standalone | DE0510347 | As per HSA registered indication(s) except for radiolucent implants which should be used as follows:  in patients with primary or metastatic spinal tumours who would benefit from post-operative high dose high precision beam therapy upon appropriate and stringent patient selection;  Patient selection should be done via standardised assessment such as the neurological-oncological-mechanical systemic (NOMS) framework; and  The assessment should be carried out by a multidisciplinary team (MDT), which may be inclusive of, but not limited to, radiation oncologists, spine surgeons and interventional radiologists, among others.
Orthopaedics | Spine - Thoracolumbar (TL) and sacral surgery | TL and sacral fusion and fixation implant | TL pedicle screw - Shank, tulip | Highridge Medical | Cannulated Monoaxial Screw 8.5X110MM | 809M8510 | Standalone | DE0510347 | As per HSA registered indication(s) except for radiolucent implants which should be used as follows:  in patients with primary or metastatic spinal tumours who would benefit from post-operative high dose high precision beam therapy upon appropriate and stringent patient selection;  Patient selection should be done via standardised assessment such as the neurological-oncological-mechanical systemic (NOMS) framework; and  The assessment should be carried out by a multidisciplinary team (MDT), which may be inclusive of, but not limited to, radiation oncologists, spine surgeons and interventional radiologists, among others.
Orthopaedics | Spine - Thoracolumbar (TL) and sacral surgery | TL and sacral fusion and fixation implant | TL pedicle screw - Shank, tulip | Highridge Medical | Cannulated Monoaxial Screw 8.5X115MM | 809M8515 | Standalone | DE0510347 | As per HSA registered indication(s) except for radiolucent implants which should be used as follows:  in patients with primary or metastatic spinal tumours who would benefit from post-operative high dose high precision beam therapy upon appropriate and stringent patient selection;  Patient selection should be done via standardised assessment such as the neurological-oncological-mechanical systemic (NOMS) framework; and  The assessment should be carried out by a multidisciplinary team (MDT), which may be inclusive of, but not limited to, radiation oncologists, spine surgeons and interventional radiologists, among others.
Orthopaedics | Spine - Thoracolumbar (TL) and sacral surgery | TL and sacral fusion and fixation implant | TL pedicle screw - Shank, tulip | Highridge Medical | Cannulated Monoaxial Screw 8.5X20MM | 809M8520 | Standalone | DE0510347 | As per HSA registered indication(s) except for radiolucent implants which should be used as follows:  in patients with primary or metastatic spinal tumours who would benefit from post-operative high dose high precision beam therapy upon appropriate and stringent patient selection;  Patient selection should be done via standardised assessment such as the neurological-oncological-mechanical systemic (NOMS) framework; and  The assessment should be carried out by a multidisciplinary team (MDT), which may be inclusive of, but not limited to, radiation oncologists, spine surgeons and interventional radiologists, among others.
Orthopaedics | Spine - Thoracolumbar (TL) and sacral surgery | TL and sacral fusion and fixation implant | TL pedicle screw - Shank, tulip | Highridge Medical | Cannulated Monoaxial Screw 8.5X120MM | 809M8521 | Standalone | DE0510347 | As per HSA registered indication(s) except for radiolucent implants which should be used as follows:  in patients with primary or metastatic spinal tumours who would benefit from post-operative high dose high precision beam therapy upon appropriate and stringent patient selection;  Patient selection should be done via standardised assessment such as the neurological-oncological-mechanical systemic (NOMS) framework; and  The assessment should be carried out by a multidisciplinary team (MDT), which may be inclusive of, but not limited to, radiation oncologists, spine surgeons and interventional radiologists, among others.
Orthopaedics | Spine - Thoracolumbar (TL) and sacral surgery | TL and sacral fusion and fixation implant | TL pedicle screw - Shank, tulip | Highridge Medical | Cannulated Monoaxial Screw 8.5X25MM | 809M8525 | Standalone | DE0510347 | As per HSA registered indication(s) except for radiolucent implants which should be used as follows:  in patients with primary or metastatic spinal tumours who would benefit from post-operative high dose high precision beam therapy upon appropriate and stringent patient selection;  Patient selection should be done via standardised assessment such as the neurological-oncological-mechanical systemic (NOMS) framework; and  The assessment should be carried out by a multidisciplinary team (MDT), which may be inclusive of, but not limited to, radiation oncologists, spine surgeons and interventional radiologists, among others.
Orthopaedics | Spine - Thoracolumbar (TL) and sacral surgery | TL and sacral fusion and fixation implant | TL pedicle screw - Shank, tulip | Highridge Medical | Cannulated Monoaxial Screw 8.5X30MM | 809M8530 | Standalone | DE0510347 | As per HSA registered indication(s) except for radiolucent implants which should be used as follows:  in patients with primary or metastatic spinal tumours who would benefit from post-operative high dose high precision beam therapy upon appropriate and stringent patient selection;  Patient selection should be done via standardised assessment such as the neurological-oncological-mechanical systemic (NOMS) framework; and  The assessment should be carried out by a multidisciplinary team (MDT), which may be inclusive of, but not limited to, radiation oncologists, spine surgeons and interventional radiologists, among others.
Orthopaedics | Spine - Thoracolumbar (TL) and sacral surgery | TL and sacral fusion and fixation implant | TL pedicle screw - Shank, tulip | Highridge Medical | Cannulated Monoaxial Screw 8.5X35MM | 809M8535 | Standalone | DE0510347 | As per HSA registered indication(s) except for radiolucent implants which should be used as follows:  in patients with primary or metastatic spinal tumours who would benefit from post-operative high dose high precision beam therapy upon appropriate and stringent patient selection;  Patient selection should be done via standardised assessment such as the neurological-oncological-mechanical systemic (NOMS) framework; and  The assessment should be carried out by a multidisciplinary team (MDT), which may be inclusive of, but not limited to, radiation oncologists, spine surgeons and interventional radiologists, among others.
Orthopaedics | Spine - Thoracolumbar (TL) and sacral surgery | TL and sacral fusion and fixation implant | TL pedicle screw - Shank, tulip | Highridge Medical | Cannulated Monoaxial Screw 8.5X40MM | 809M8540 | Standalone | DE0510347 | As per HSA registered indication(s) except for radiolucent implants which should be used as follows:  in patients with primary or metastatic spinal tumours who would benefit from post-operative high dose high precision beam therapy upon appropriate and stringent patient selection;  Patient selection should be done via standardised assessment such as the neurological-oncological-mechanical systemic (NOMS) framework; and  The assessment should be carried out by a multidisciplinary team (MDT), which may be inclusive of, but not limited to, radiation oncologists, spine surgeons and interventional radiologists, among others.
Orthopaedics | Spine - Thoracolumbar (TL) and sacral surgery | TL and sacral fusion and fixation implant | TL pedicle screw - Shank, tulip | Highridge Medical | Cannulated Monoaxial Screw 8.5X45MM | 809M8545 | Standalone | DE0510347 | As per HSA registered indication(s) except for radiolucent implants which should be used as follows:  in patients with primary or metastatic spinal tumours who would benefit from post-operative high dose high precision beam therapy upon appropriate and stringent patient selection;  Patient selection should be done via standardised assessment such as the neurological-oncological-mechanical systemic (NOMS) framework; and  The assessment should be carried out by a multidisciplinary team (MDT), which may be inclusive of, but not limited to, radiation oncologists, spine surgeons and interventional radiologists, among others.
Orthopaedics | Spine - Thoracolumbar (TL) and sacral surgery | TL and sacral fusion and fixation implant | TL pedicle screw - Shank, tulip | Highridge Medical | Cannulated Monoaxial Screw 8.5X50MM | 809M8550 | Standalone | DE0510347 | As per HSA registered indication(s) except for radiolucent implants which should be used as follows:  in patients with primary or metastatic spinal tumours who would benefit from post-operative high dose high precision beam therapy upon appropriate and stringent patient selection;  Patient selection should be done via standardised assessment such as the neurological-oncological-mechanical systemic (NOMS) framework; and  The assessment should be carried out by a multidisciplinary team (MDT), which may be inclusive of, but not limited to, radiation oncologists, spine surgeons and interventional radiologists, among others.
Orthopaedics | Spine - Thoracolumbar (TL) and sacral surgery | TL and sacral fusion and fixation implant | TL pedicle screw - Shank, tulip | Highridge Medical | Cannulated Monoaxial Screw 8.5X55MM | 809M8555 | Standalone | DE0510347 | As per HSA registered indication(s) except for radiolucent implants which should be used as follows:  in patients with primary or metastatic spinal tumours who would benefit from post-operative high dose high precision beam therapy upon appropriate and stringent patient selection;  Patient selection should be done via standardised assessment such as the neurological-oncological-mechanical systemic (NOMS) framework; and  The assessment should be carried out by a multidisciplinary team (MDT), which may be inclusive of, but not limited to, radiation oncologists, spine surgeons and interventional radiologists, among others.
Orthopaedics | Spine - Thoracolumbar (TL) and sacral surgery | TL and sacral fusion and fixation implant | TL pedicle screw - Shank, tulip | Highridge Medical | Cannulated Monoaxial Screw 8.5X60MM | 809M8560 | Standalone | DE0510347 | As per HSA registered indication(s) except for radiolucent implants which should be used as follows:  in patients with primary or metastatic spinal tumours who would benefit from post-operative high dose high precision beam therapy upon appropriate and stringent patient selection;  Patient selection should be done via standardised assessment such as the neurological-oncological-mechanical systemic (NOMS) framework; and  The assessment should be carried out by a multidisciplinary team (MDT), which may be inclusive of, but not limited to, radiation oncologists, spine surgeons and interventional radiologists, among others.
Orthopaedics | Spine - Thoracolumbar (TL) and sacral surgery | TL and sacral fusion and fixation implant | TL pedicle screw - Shank, tulip | Highridge Medical | Cannulated Monoaxial Screw 8.5X65MM | 809M8565 | Standalone | DE0510347 | As per HSA registered indication(s) except for radiolucent implants which should be used as follows:  in patients with primary or metastatic spinal tumours who would benefit from post-operative high dose high precision beam therapy upon appropriate and stringent patient selection;  Patient selection should be done via standardised assessment such as the neurological-oncological-mechanical systemic (NOMS) framework; and  The assessment should be carried out by a multidisciplinary team (MDT), which may be inclusive of, but not limited to, radiation oncologists, spine surgeons and interventional radiologists, among others.
Orthopaedics | Spine - Thoracolumbar (TL) and sacral surgery | TL and sacral fusion and fixation implant | TL pedicle screw - Shank, tulip | Highridge Medical | Cannulated Monoaxial Screw 8.5X70MM | 809M8570 | Standalone | DE0510347 | As per HSA registered indication(s) except for radiolucent implants which should be used as follows:  in patients with primary or metastatic spinal tumours who would benefit from post-operative high dose high precision beam therapy upon appropriate and stringent patient selection;  Patient selection should be done via standardised assessment such as the neurological-oncological-mechanical systemic (NOMS) framework; and  The assessment should be carried out by a multidisciplinary team (MDT), which may be inclusive of, but not limited to, radiation oncologists, spine surgeons and interventional radiologists, among others.
Orthopaedics | Spine - Thoracolumbar (TL) and sacral surgery | TL and sacral fusion and fixation implant | TL pedicle screw - Shank, tulip | Highridge Medical | Cannulated Monoaxial Screw 8.5X75MM | 809M8575 | Standalone | DE0510347 | As per HSA registered indication(s) except for radiolucent implants which should be used as follows:  in patients with primary or metastatic spinal tumours who would benefit from post-operative high dose high precision beam therapy upon appropriate and stringent patient selection;  Patient selection should be done via standardised assessment such as the neurological-oncological-mechanical systemic (NOMS) framework; and  The assessment should be carried out by a multidisciplinary team (MDT), which may be inclusive of, but not limited to, radiation oncologists, spine surgeons and interventional radiologists, among others.
Orthopaedics | Spine - Thoracolumbar (TL) and sacral surgery | TL and sacral fusion and fixation implant | TL pedicle screw - Shank, tulip | Highridge Medical | Cannulated Monoaxial Screw 8.5X80MM | 809M8580 | Standalone | DE0510347 | As per HSA registered indication(s) except for radiolucent implants which should be used as follows:  in patients with primary or metastatic spinal tumours who would benefit from post-operative high dose high precision beam therapy upon appropriate and stringent patient selection;  Patient selection should be done via standardised assessment such as the neurological-oncological-mechanical systemic (NOMS) framework; and  The assessment should be carried out by a multidisciplinary team (MDT), which may be inclusive of, but not limited to, radiation oncologists, spine surgeons and interventional radiologists, among others.
Orthopaedics | Spine - Thoracolumbar (TL) and sacral surgery | TL and sacral fusion and fixation implant | TL pedicle screw - Shank, tulip | Highridge Medical | Cannulated Monoaxial Screw 8.5X85MM | 809M8585 | Standalone | DE0510347 | As per HSA registered indication(s) except for radiolucent implants which should be used as follows:  in patients with primary or metastatic spinal tumours who would benefit from post-operative high dose high precision beam therapy upon appropriate and stringent patient selection;  Patient selection should be done via standardised assessment such as the neurological-oncological-mechanical systemic (NOMS) framework; and  The assessment should be carried out by a multidisciplinary team (MDT), which may be inclusive of, but not limited to, radiation oncologists, spine surgeons and interventional radiologists, among others.
Orthopaedics | Spine - Thoracolumbar (TL) and sacral surgery | TL and sacral fusion and fixation implant | TL pedicle screw - Shank, tulip | Highridge Medical | Cannulated Monoaxial Screw 8.5X90MM | 809M8590 | Standalone | DE0510347 | As per HSA registered indication(s) except for radiolucent implants which should be used as follows:  in patients with primary or metastatic spinal tumours who would benefit from post-operative high dose high precision beam therapy upon appropriate and stringent patient selection;  Patient selection should be done via standardised assessment such as the neurological-oncological-mechanical systemic (NOMS) framework; and  The assessment should be carried out by a multidisciplinary team (MDT), which may be inclusive of, but not limited to, radiation oncologists, spine surgeons and interventional radiologists, among others.
Orthopaedics | Spine - Thoracolumbar (TL) and sacral surgery | TL and sacral fusion and fixation implant | TL pedicle screw - Shank, tulip | Highridge Medical | Cannulated Monoaxial Screw 8.5X95MM | 809M8595 | Standalone | DE0510347 | As per HSA registered indication(s) except for radiolucent implants which should be used as follows:  in patients with primary or metastatic spinal tumours who would benefit from post-operative high dose high precision beam therapy upon appropriate and stringent patient selection;  Patient selection should be done via standardised assessment such as the neurological-oncological-mechanical systemic (NOMS) framework; and  The assessment should be carried out by a multidisciplinary team (MDT), which may be inclusive of, but not limited to, radiation oncologists, spine surgeons and interventional radiologists, among others.
Orthopaedics | Spine - Thoracolumbar (TL) and sacral surgery | TL and sacral fusion and fixation implant | TL pedicle screw - Shank, tulip | Highridge Medical | Cannulated Monoaxial Screw 9.0X100MM | 809M9000 | Standalone | DE0510347 | As per HSA registered indication(s) except for radiolucent implants which should be used as follows:  in patients with primary or metastatic spinal tumours who would benefit from post-operative high dose high precision beam therapy upon appropriate and stringent patient selection;  Patient selection should be done via standardised assessment such as the neurological-oncological-mechanical systemic (NOMS) framework; and  The assessment should be carried out by a multidisciplinary team (MDT), which may be inclusive of, but not limited to, radiation oncologists, spine surgeons and interventional radiologists, among others.
Orthopaedics | Spine - Thoracolumbar (TL) and sacral surgery | TL and sacral fusion and fixation implant | TL pedicle screw - Shank, tulip | Highridge Medical | Cannulated Monoaxial Screw 9.0X105MM | 809M9005 | Standalone | DE0510347 | As per HSA registered indication(s) except for radiolucent implants which should be used as follows:  in patients with primary or metastatic spinal tumours who would benefit from post-operative high dose high precision beam therapy upon appropriate and stringent patient selection;  Patient selection should be done via standardised assessment such as the neurological-oncological-mechanical systemic (NOMS) framework; and  The assessment should be carried out by a multidisciplinary team (MDT), which may be inclusive of, but not limited to, radiation oncologists, spine surgeons and interventional radiologists, among others.
Orthopaedics | Spine - Thoracolumbar (TL) and sacral surgery | TL and sacral fusion and fixation implant | TL pedicle screw - Shank, tulip | Highridge Medical | Cannulated Monoaxial Screw 9.0X110MM | 809M9010 | Standalone | DE0510347 | As per HSA registered indication(s) except for radiolucent implants which should be used as follows:  in patients with primary or metastatic spinal tumours who would benefit from post-operative high dose high precision beam therapy upon appropriate and stringent patient selection;  Patient selection should be done via standardised assessment such as the neurological-oncological-mechanical systemic (NOMS) framework; and  The assessment should be carried out by a multidisciplinary team (MDT), which may be inclusive of, but not limited to, radiation oncologists, spine surgeons and interventional radiologists, among others.
Orthopaedics | Spine - Thoracolumbar (TL) and sacral surgery | TL and sacral fusion and fixation implant | TL pedicle screw - Shank, tulip | Highridge Medical | Cannulated Monoaxial Screw 9.0X115MM | 809M9015 | Standalone | DE0510347 | As per HSA registered indication(s) except for radiolucent implants which should be used as follows:  in patients with primary or metastatic spinal tumours who would benefit from post-operative high dose high precision beam therapy upon appropriate and stringent patient selection;  Patient selection should be done via standardised assessment such as the neurological-oncological-mechanical systemic (NOMS) framework; and  The assessment should be carried out by a multidisciplinary team (MDT), which may be inclusive of, but not limited to, radiation oncologists, spine surgeons and interventional radiologists, among others.
Orthopaedics | Spine - Thoracolumbar (TL) and sacral surgery | TL and sacral fusion and fixation implant | TL pedicle screw - Shank, tulip | Highridge Medical | Cannulated Monoaxial Screw 9.0X20MM | 809M9020 | Standalone | DE0510347 | As per HSA registered indication(s) except for radiolucent implants which should be used as follows:  in patients with primary or metastatic spinal tumours who would benefit from post-operative high dose high precision beam therapy upon appropriate and stringent patient selection;  Patient selection should be done via standardised assessment such as the neurological-oncological-mechanical systemic (NOMS) framework; and  The assessment should be carried out by a multidisciplinary team (MDT), which may be inclusive of, but not limited to, radiation oncologists, spine surgeons and interventional radiologists, among others.
Orthopaedics | Spine - Thoracolumbar (TL) and sacral surgery | TL and sacral fusion and fixation implant | TL pedicle screw - Shank, tulip | Highridge Medical | Cannulated Monoaxial Screw 9.0X120MM | 809M9021 | Standalone | DE0510347 | As per HSA registered indication(s) except for radiolucent implants which should be used as follows:  in patients with primary or metastatic spinal tumours who would benefit from post-operative high dose high precision beam therapy upon appropriate and stringent patient selection;  Patient selection should be done via standardised assessment such as the neurological-oncological-mechanical systemic (NOMS) framework; and  The assessment should be carried out by a multidisciplinary team (MDT), which may be inclusive of, but not limited to, radiation oncologists, spine surgeons and interventional radiologists, among others.
Orthopaedics | Spine - Thoracolumbar (TL) and sacral surgery | TL and sacral fusion and fixation implant | TL pedicle screw - Shank, tulip | Highridge Medical | Cannulated Monoaxial Screw 9.0X25MM | 809M9025 | Standalone | DE0510347 | As per HSA registered indication(s) except for radiolucent implants which should be used as follows:  in patients with primary or metastatic spinal tumours who would benefit from post-operative high dose high precision beam therapy upon appropriate and stringent patient selection;  Patient selection should be done via standardised assessment such as the neurological-oncological-mechanical systemic (NOMS) framework; and  The assessment should be carried out by a multidisciplinary team (MDT), which may be inclusive of, but not limited to, radiation oncologists, spine surgeons and interventional radiologists, among others.
Orthopaedics | Spine - Thoracolumbar (TL) and sacral surgery | TL and sacral fusion and fixation implant | TL pedicle screw - Shank, tulip | Highridge Medical | Cannulated Monoaxial Screw 9.0X30MM | 809M9030 | Standalone | DE0510347 | As per HSA registered indication(s) except for radiolucent implants which should be used as follows:  in patients with primary or metastatic spinal tumours who would benefit from post-operative high dose high precision beam therapy upon appropriate and stringent patient selection;  Patient selection should be done via standardised assessment such as the neurological-oncological-mechanical systemic (NOMS) framework; and  The assessment should be carried out by a multidisciplinary team (MDT), which may be inclusive of, but not limited to, radiation oncologists, spine surgeons and interventional radiologists, among others.
Orthopaedics | Spine - Thoracolumbar (TL) and sacral surgery | TL and sacral fusion and fixation implant | TL pedicle screw - Shank, tulip | Highridge Medical | Cannulated Monoaxial Screw 9.0X35MM | 809M9035 | Standalone | DE0510347 | As per HSA registered indication(s) except for radiolucent implants which should be used as follows:  in patients with primary or metastatic spinal tumours who would benefit from post-operative high dose high precision beam therapy upon appropriate and stringent patient selection;  Patient selection should be done via standardised assessment such as the neurological-oncological-mechanical systemic (NOMS) framework; and  The assessment should be carried out by a multidisciplinary team (MDT), which may be inclusive of, but not limited to, radiation oncologists, spine surgeons and interventional radiologists, among others.
Orthopaedics | Spine - Thoracolumbar (TL) and sacral surgery | TL and sacral fusion and fixation implant | TL pedicle screw - Shank, tulip | Highridge Medical | Cannulated Monoaxial Screw 9.0X40MM | 809M9040 | Standalone | DE0510347 | As per HSA registered indication(s) except for radiolucent implants which should be used as follows:  in patients with primary or metastatic spinal tumours who would benefit from post-operative high dose high precision beam therapy upon appropriate and stringent patient selection;  Patient selection should be done via standardised assessment such as the neurological-oncological-mechanical systemic (NOMS) framework; and  The assessment should be carried out by a multidisciplinary team (MDT), which may be inclusive of, but not limited to, radiation oncologists, spine surgeons and interventional radiologists, among others.
Orthopaedics | Spine - Thoracolumbar (TL) and sacral surgery | TL and sacral fusion and fixation implant | TL pedicle screw - Shank, tulip | Highridge Medical | Cannulated Monoaxial Screw 9.0X45MM | 809M9045 | Standalone | DE0510347 | As per HSA registered indication(s) except for radiolucent implants which should be used as follows:  in patients with primary or metastatic spinal tumours who would benefit from post-operative high dose high precision beam therapy upon appropriate and stringent patient selection;  Patient selection should be done via standardised assessment such as the neurological-oncological-mechanical systemic (NOMS) framework; and  The assessment should be carried out by a multidisciplinary team (MDT), which may be inclusive of, but not limited to, radiation oncologists, spine surgeons and interventional radiologists, among others.
Orthopaedics | Spine - Thoracolumbar (TL) and sacral surgery | TL and sacral fusion and fixation implant | TL pedicle screw - Shank, tulip | Highridge Medical | Cannulated Monoaxial Screw 9.0X50MM | 809M9050 | Standalone | DE0510347 | As per HSA registered indication(s) except for radiolucent implants which should be used as follows:  in patients with primary or metastatic spinal tumours who would benefit from post-operative high dose high precision beam therapy upon appropriate and stringent patient selection;  Patient selection should be done via standardised assessment such as the neurological-oncological-mechanical systemic (NOMS) framework; and  The assessment should be carried out by a multidisciplinary team (MDT), which may be inclusive of, but not limited to, radiation oncologists, spine surgeons and interventional radiologists, among others.
Orthopaedics | Spine - Thoracolumbar (TL) and sacral surgery | TL and sacral fusion and fixation implant | TL pedicle screw - Shank, tulip | Highridge Medical | Cannulated Monoaxial Screw 9.0X55MM | 809M9055 | Standalone | DE0510347 | As per HSA registered indication(s) except for radiolucent implants which should be used as follows:  in patients with primary or metastatic spinal tumours who would benefit from post-operative high dose high precision beam therapy upon appropriate and stringent patient selection;  Patient selection should be done via standardised assessment such as the neurological-oncological-mechanical systemic (NOMS) framework; and  The assessment should be carried out by a multidisciplinary team (MDT), which may be inclusive of, but not limited to, radiation oncologists, spine surgeons and interventional radiologists, among others.
Orthopaedics | Spine - Thoracolumbar (TL) and sacral surgery | TL and sacral fusion and fixation implant | TL pedicle screw - Shank, tulip | Highridge Medical | Cannulated Monoaxial Screw 9.0X60MM | 809M9060 | Standalone | DE0510347 | As per HSA registered indication(s) except for radiolucent implants which should be used as follows:  in patients with primary or metastatic spinal tumours who would benefit from post-operative high dose high precision beam therapy upon appropriate and stringent patient selection;  Patient selection should be done via standardised assessment such as the neurological-oncological-mechanical systemic (NOMS) framework; and  The assessment should be carried out by a multidisciplinary team (MDT), which may be inclusive of, but not limited to, radiation oncologists, spine surgeons and interventional radiologists, among others.
Orthopaedics | Spine - Thoracolumbar (TL) and sacral surgery | TL and sacral fusion and fixation implant | TL pedicle screw - Shank, tulip | Highridge Medical | Cannulated Monoaxial Screw 9.0X65MM | 809M9065 | Standalone | DE0510347 | As per HSA registered indication(s) except for radiolucent implants which should be used as follows:  in patients with primary or metastatic spinal tumours who would benefit from post-operative high dose high precision beam therapy upon appropriate and stringent patient selection;  Patient selection should be done via standardised assessment such as the neurological-oncological-mechanical systemic (NOMS) framework; and  The assessment should be carried out by a multidisciplinary team (MDT), which may be inclusive of, but not limited to, radiation oncologists, spine surgeons and interventional radiologists, among others.
Orthopaedics | Spine - Thoracolumbar (TL) and sacral surgery | TL and sacral fusion and fixation implant | TL pedicle screw - Shank, tulip | Highridge Medical | Cannulated Monoaxial Screw 9.0X70MM | 809M9070 | Standalone | DE0510347 | As per HSA registered indication(s) except for radiolucent implants which should be used as follows:  in patients with primary or metastatic spinal tumours who would benefit from post-operative high dose high precision beam therapy upon appropriate and stringent patient selection;  Patient selection should be done via standardised assessment such as the neurological-oncological-mechanical systemic (NOMS) framework; and  The assessment should be carried out by a multidisciplinary team (MDT), which may be inclusive of, but not limited to, radiation oncologists, spine surgeons and interventional radiologists, among others.
Orthopaedics | Spine - Thoracolumbar (TL) and sacral surgery | TL and sacral fusion and fixation implant | TL pedicle screw - Shank, tulip | Highridge Medical | Cannulated Monoaxial Screw 9.0X75MM | 809M9075 | Standalone | DE0510347 | As per HSA registered indication(s) except for radiolucent implants which should be used as follows:  in patients with primary or metastatic spinal tumours who would benefit from post-operative high dose high precision beam therapy upon appropriate and stringent patient selection;  Patient selection should be done via standardised assessment such as the neurological-oncological-mechanical systemic (NOMS) framework; and  The assessment should be carried out by a multidisciplinary team (MDT), which may be inclusive of, but not limited to, radiation oncologists, spine surgeons and interventional radiologists, among others.
Orthopaedics | Spine - Thoracolumbar (TL) and sacral surgery | TL and sacral fusion and fixation implant | TL pedicle screw - Shank, tulip | Highridge Medical | Cannulated Monoaxial Screw 9.0X80MM | 809M9080 | Standalone | DE0510347 | As per HSA registered indication(s) except for radiolucent implants which should be used as follows:  in patients with primary or metastatic spinal tumours who would benefit from post-operative high dose high precision beam therapy upon appropriate and stringent patient selection;  Patient selection should be done via standardised assessment such as the neurological-oncological-mechanical systemic (NOMS) framework; and  The assessment should be carried out by a multidisciplinary team (MDT), which may be inclusive of, but not limited to, radiation oncologists, spine surgeons and interventional radiologists, among others.
Orthopaedics | Spine - Thoracolumbar (TL) and sacral surgery | TL and sacral fusion and fixation implant | TL pedicle screw - Shank, tulip | Highridge Medical | Cannulated Monoaxial Screw 9.0X85MM | 809M9085 | Standalone | DE0510347 | As per HSA registered indication(s) except for radiolucent implants which should be used as follows:  in patients with primary or metastatic spinal tumours who would benefit from post-operative high dose high precision beam therapy upon appropriate and stringent patient selection;  Patient selection should be done via standardised assessment such as the neurological-oncological-mechanical systemic (NOMS) framework; and  The assessment should be carried out by a multidisciplinary team (MDT), which may be inclusive of, but not limited to, radiation oncologists, spine surgeons and interventional radiologists, among others.
Orthopaedics | Spine - Thoracolumbar (TL) and sacral surgery | TL and sacral fusion and fixation implant | TL pedicle screw - Shank, tulip | Highridge Medical | Cannulated Monoaxial Screw 9.0X90MM | 809M9090 | Standalone | DE0510347 | As per HSA registered indication(s) except for radiolucent implants which should be used as follows:  in patients with primary or metastatic spinal tumours who would benefit from post-operative high dose high precision beam therapy upon appropriate and stringent patient selection;  Patient selection should be done via standardised assessment such as the neurological-oncological-mechanical systemic (NOMS) framework; and  The assessment should be carried out by a multidisciplinary team (MDT), which may be inclusive of, but not limited to, radiation oncologists, spine surgeons and interventional radiologists, among others.
Orthopaedics | Spine - Thoracolumbar (TL) and sacral surgery | TL and sacral fusion and fixation implant | TL pedicle screw - Shank, tulip | Highridge Medical | Cannulated Monoaxial Screw 9.0X95MM | 809M9095 | Standalone | DE0510347 | As per HSA registered indication(s) except for radiolucent implants which should be used as follows:  in patients with primary or metastatic spinal tumours who would benefit from post-operative high dose high precision beam therapy upon appropriate and stringent patient selection;  Patient selection should be done via standardised assessment such as the neurological-oncological-mechanical systemic (NOMS) framework; and  The assessment should be carried out by a multidisciplinary team (MDT), which may be inclusive of, but not limited to, radiation oncologists, spine surgeons and interventional radiologists, among others.
Orthopaedics | Spine - Thoracolumbar (TL) and sacral surgery | TL and sacral fusion and fixation implant | TL pedicle screw - Shank, tulip | Highridge Medical | Cannulated Monoaxial Screw 9.5X100MM | 809M9500 | Standalone | DE0510347 | As per HSA registered indication(s) except for radiolucent implants which should be used as follows:  in patients with primary or metastatic spinal tumours who would benefit from post-operative high dose high precision beam therapy upon appropriate and stringent patient selection;  Patient selection should be done via standardised assessment such as the neurological-oncological-mechanical systemic (NOMS) framework; and  The assessment should be carried out by a multidisciplinary team (MDT), which may be inclusive of, but not limited to, radiation oncologists, spine surgeons and interventional radiologists, among others.
Orthopaedics | Spine - Thoracolumbar (TL) and sacral surgery | TL and sacral fusion and fixation implant | TL pedicle screw - Shank, tulip | Highridge Medical | Cannulated Monoaxial Screw 9.5X105MM | 809M9505 | Standalone | DE0510347 | As per HSA registered indication(s) except for radiolucent implants which should be used as follows:  in patients with primary or metastatic spinal tumours who would benefit from post-operative high dose high precision beam therapy upon appropriate and stringent patient selection;  Patient selection should be done via standardised assessment such as the neurological-oncological-mechanical systemic (NOMS) framework; and  The assessment should be carried out by a multidisciplinary team (MDT), which may be inclusive of, but not limited to, radiation oncologists, spine surgeons and interventional radiologists, among others.
Orthopaedics | Spine - Thoracolumbar (TL) and sacral surgery | TL and sacral fusion and fixation implant | TL pedicle screw - Shank, tulip | Highridge Medical | Cannulated Monoaxial Screw 9.5X110MM | 809M9510 | Standalone | DE0510347 | As per HSA registered indication(s) except for radiolucent implants which should be used as follows:  in patients with primary or metastatic spinal tumours who would benefit from post-operative high dose high precision beam therapy upon appropriate and stringent patient selection;  Patient selection should be done via standardised assessment such as the neurological-oncological-mechanical systemic (NOMS) framework; and  The assessment should be carried out by a multidisciplinary team (MDT), which may be inclusive of, but not limited to, radiation oncologists, spine surgeons and interventional radiologists, among others.
Orthopaedics | Spine - Thoracolumbar (TL) and sacral surgery | TL and sacral fusion and fixation implant | TL pedicle screw - Shank, tulip | Highridge Medical | Cannulated Monoaxial Screw 9.5X115MM | 809M9515 | Standalone | DE0510347 | As per HSA registered indication(s) except for radiolucent implants which should be used as follows:  in patients with primary or metastatic spinal tumours who would benefit from post-operative high dose high precision beam therapy upon appropriate and stringent patient selection;  Patient selection should be done via standardised assessment such as the neurological-oncological-mechanical systemic (NOMS) framework; and  The assessment should be carried out by a multidisciplinary team (MDT), which may be inclusive of, but not limited to, radiation oncologists, spine surgeons and interventional radiologists, among others.
Orthopaedics | Spine - Thoracolumbar (TL) and sacral surgery | TL and sacral fusion and fixation implant | TL pedicle screw - Shank, tulip | Highridge Medical | Cannulated Monoaxial Screw 9.5X20MM | 809M9520 | Standalone | DE0510347 | As per HSA registered indication(s) except for radiolucent implants which should be used as follows:  in patients with primary or metastatic spinal tumours who would benefit from post-operative high dose high precision beam therapy upon appropriate and stringent patient selection;  Patient selection should be done via standardised assessment such as the neurological-oncological-mechanical systemic (NOMS) framework; and  The assessment should be carried out by a multidisciplinary team (MDT), which may be inclusive of, but not limited to, radiation oncologists, spine surgeons and interventional radiologists, among others.
Orthopaedics | Spine - Thoracolumbar (TL) and sacral surgery | TL and sacral fusion and fixation implant | TL pedicle screw - Shank, tulip | Highridge Medical | Cannulated Monoaxial Screw 9.5X120MM | 809M9521 | Standalone | DE0510347 | As per HSA registered indication(s) except for radiolucent implants which should be used as follows:  in patients with primary or metastatic spinal tumours who would benefit from post-operative high dose high precision beam therapy upon appropriate and stringent patient selection;  Patient selection should be done via standardised assessment such as the neurological-oncological-mechanical systemic (NOMS) framework; and  The assessment should be carried out by a multidisciplinary team (MDT), which may be inclusive of, but not limited to, radiation oncologists, spine surgeons and interventional radiologists, among others.
Orthopaedics | Spine - Thoracolumbar (TL) and sacral surgery | TL and sacral fusion and fixation implant | TL pedicle screw - Shank, tulip | Highridge Medical | Cannulated Monoaxial Screw 9.5X25MM | 809M9525 | Standalone | DE0510347 | As per HSA registered indication(s) except for radiolucent implants which should be used as follows:  in patients with primary or metastatic spinal tumours who would benefit from post-operative high dose high precision beam therapy upon appropriate and stringent patient selection;  Patient selection should be done via standardised assessment such as the neurological-oncological-mechanical systemic (NOMS) framework; and  The assessment should be carried out by a multidisciplinary team (MDT), which may be inclusive of, but not limited to, radiation oncologists, spine surgeons and interventional radiologists, among others.
Orthopaedics | Spine - Thoracolumbar (TL) and sacral surgery | TL and sacral fusion and fixation implant | TL pedicle screw - Shank, tulip | Highridge Medical | Cannulated Monoaxial Screw 9.5X30MM | 809M9530 | Standalone | DE0510347 | As per HSA registered indication(s) except for radiolucent implants which should be used as follows:  in patients with primary or metastatic spinal tumours who would benefit from post-operative high dose high precision beam therapy upon appropriate and stringent patient selection;  Patient selection should be done via standardised assessment such as the neurological-oncological-mechanical systemic (NOMS) framework; and  The assessment should be carried out by a multidisciplinary team (MDT), which may be inclusive of, but not limited to, radiation oncologists, spine surgeons and interventional radiologists, among others.
Orthopaedics | Spine - Thoracolumbar (TL) and sacral surgery | TL and sacral fusion and fixation implant | TL pedicle screw - Shank, tulip | Highridge Medical | Cannulated Monoaxial Screw 9.5X35MM | 809M9535 | Standalone | DE0510347 | As per HSA registered indication(s) except for radiolucent implants which should be used as follows:  in patients with primary or metastatic spinal tumours who would benefit from post-operative high dose high precision beam therapy upon appropriate and stringent patient selection;  Patient selection should be done via standardised assessment such as the neurological-oncological-mechanical systemic (NOMS) framework; and  The assessment should be carried out by a multidisciplinary team (MDT), which may be inclusive of, but not limited to, radiation oncologists, spine surgeons and interventional radiologists, among others.
Orthopaedics | Spine - Thoracolumbar (TL) and sacral surgery | TL and sacral fusion and fixation implant | TL pedicle screw - Shank, tulip | Highridge Medical | Cannulated Monoaxial Screw 9.5X40MM | 809M9540 | Standalone | DE0510347 | As per HSA registered indication(s) except for radiolucent implants which should be used as follows:  in patients with primary or metastatic spinal tumours who would benefit from post-operative high dose high precision beam therapy upon appropriate and stringent patient selection;  Patient selection should be done via standardised assessment such as the neurological-oncological-mechanical systemic (NOMS) framework; and  The assessment should be carried out by a multidisciplinary team (MDT), which may be inclusive of, but not limited to, radiation oncologists, spine surgeons and interventional radiologists, among others.
Orthopaedics | Spine - Thoracolumbar (TL) and sacral surgery | TL and sacral fusion and fixation implant | TL pedicle screw - Shank, tulip | Highridge Medical | Cannulated Monoaxial Screw 9.5X45MM | 809M9545 | Standalone | DE0510347 | As per HSA registered indication(s) except for radiolucent implants which should be used as follows:  in patients with primary or metastatic spinal tumours who would benefit from post-operative high dose high precision beam therapy upon appropriate and stringent patient selection;  Patient selection should be done via standardised assessment such as the neurological-oncological-mechanical systemic (NOMS) framework; and  The assessment should be carried out by a multidisciplinary team (MDT), which may be inclusive of, but not limited to, radiation oncologists, spine surgeons and interventional radiologists, among others.
Orthopaedics | Spine - Thoracolumbar (TL) and sacral surgery | TL and sacral fusion and fixation implant | TL pedicle screw - Shank, tulip | Highridge Medical | Cannulated Monoaxial Screw 9.5X50MM | 809M9550 | Standalone | DE0510347 | As per HSA registered indication(s) except for radiolucent implants which should be used as follows:  in patients with primary or metastatic spinal tumours who would benefit from post-operative high dose high precision beam therapy upon appropriate and stringent patient selection;  Patient selection should be done via standardised assessment such as the neurological-oncological-mechanical systemic (NOMS) framework; and  The assessment should be carried out by a multidisciplinary team (MDT), which may be inclusive of, but not limited to, radiation oncologists, spine surgeons and interventional radiologists, among others.
Orthopaedics | Spine - Thoracolumbar (TL) and sacral surgery | TL and sacral fusion and fixation implant | TL pedicle screw - Shank, tulip | Highridge Medical | Cannulated Monoaxial Screw 9.5X55MM | 809M9555 | Standalone | DE0510347 | As per HSA registered indication(s) except for radiolucent implants which should be used as follows:  in patients with primary or metastatic spinal tumours who would benefit from post-operative high dose high precision beam therapy upon appropriate and stringent patient selection;  Patient selection should be done via standardised assessment such as the neurological-oncological-mechanical systemic (NOMS) framework; and  The assessment should be carried out by a multidisciplinary team (MDT), which may be inclusive of, but not limited to, radiation oncologists, spine surgeons and interventional radiologists, among others.
Orthopaedics | Spine - Thoracolumbar (TL) and sacral surgery | TL and sacral fusion and fixation implant | TL pedicle screw - Shank, tulip | Highridge Medical | Cannulated Monoaxial Screw 9.5X60MM | 809M9560 | Standalone | DE0510347 | As per HSA registered indication(s) except for radiolucent implants which should be used as follows:  in patients with primary or metastatic spinal tumours who would benefit from post-operative high dose high precision beam therapy upon appropriate and stringent patient selection;  Patient selection should be done via standardised assessment such as the neurological-oncological-mechanical systemic (NOMS) framework; and  The assessment should be carried out by a multidisciplinary team (MDT), which may be inclusive of, but not limited to, radiation oncologists, spine surgeons and interventional radiologists, among others.
Orthopaedics | Spine - Thoracolumbar (TL) and sacral surgery | TL and sacral fusion and fixation implant | TL pedicle screw - Shank, tulip | Highridge Medical | Cannulated Monoaxial Screw 9.5X65MM | 809M9565 | Standalone | DE0510347 | As per HSA registered indication(s) except for radiolucent implants which should be used as follows:  in patients with primary or metastatic spinal tumours who would benefit from post-operative high dose high precision beam therapy upon appropriate and stringent patient selection;  Patient selection should be done via standardised assessment such as the neurological-oncological-mechanical systemic (NOMS) framework; and  The assessment should be carried out by a multidisciplinary team (MDT), which may be inclusive of, but not limited to, radiation oncologists, spine surgeons and interventional radiologists, among others.
Orthopaedics | Spine - Thoracolumbar (TL) and sacral surgery | TL and sacral fusion and fixation implant | TL pedicle screw - Shank, tulip | Highridge Medical | Cannulated Monoaxial Screw 9.5X70MM | 809M9570 | Standalone | DE0510347 | As per HSA registered indication(s) except for radiolucent implants which should be used as follows:  in patients with primary or metastatic spinal tumours who would benefit from post-operative high dose high precision beam therapy upon appropriate and stringent patient selection;  Patient selection should be done via standardised assessment such as the neurological-oncological-mechanical systemic (NOMS) framework; and  The assessment should be carried out by a multidisciplinary team (MDT), which may be inclusive of, but not limited to, radiation oncologists, spine surgeons and interventional radiologists, among others.
Orthopaedics | Spine - Thoracolumbar (TL) and sacral surgery | TL and sacral fusion and fixation implant | TL pedicle screw - Shank, tulip | Highridge Medical | Cannulated Monoaxial Screw 9.5X75MM | 809M9575 | Standalone | DE0510347 | As per HSA registered indication(s) except for radiolucent implants which should be used as follows:  in patients with primary or metastatic spinal tumours who would benefit from post-operative high dose high precision beam therapy upon appropriate and stringent patient selection;  Patient selection should be done via standardised assessment such as the neurological-oncological-mechanical systemic (NOMS) framework; and  The assessment should be carried out by a multidisciplinary team (MDT), which may be inclusive of, but not limited to, radiation oncologists, spine surgeons and interventional radiologists, among others.
Orthopaedics | Spine - Thoracolumbar (TL) and sacral surgery | TL and sacral fusion and fixation implant | TL pedicle screw - Shank, tulip | Highridge Medical | Cannulated Monoaxial Screw 9.5X80MM | 809M9580 | Standalone | DE0510347 | As per HSA registered indication(s) except for radiolucent implants which should be used as follows:  in patients with primary or metastatic spinal tumours who would benefit from post-operative high dose high precision beam therapy upon appropriate and stringent patient selection;  Patient selection should be done via standardised assessment such as the neurological-oncological-mechanical systemic (NOMS) framework; and  The assessment should be carried out by a multidisciplinary team (MDT), which may be inclusive of, but not limited to, radiation oncologists, spine surgeons and interventional radiologists, among others.
Orthopaedics | Spine - Thoracolumbar (TL) and sacral surgery | TL and sacral fusion and fixation implant | TL pedicle screw - Shank, tulip | Highridge Medical | Cannulated Monoaxial Screw 9.5X85MM | 809M9585 | Standalone | DE0510347 | As per HSA registered indication(s) except for radiolucent implants which should be used as follows:  in patients with primary or metastatic spinal tumours who would benefit from post-operative high dose high precision beam therapy upon appropriate and stringent patient selection;  Patient selection should be done via standardised assessment such as the neurological-oncological-mechanical systemic (NOMS) framework; and  The assessment should be carried out by a multidisciplinary team (MDT), which may be inclusive of, but not limited to, radiation oncologists, spine surgeons and interventional radiologists, among others.
Orthopaedics | Spine - Thoracolumbar (TL) and sacral surgery | TL and sacral fusion and fixation implant | TL pedicle screw - Shank, tulip | Highridge Medical | Cannulated Monoaxial Screw 9.5X90MM | 809M9590 | Standalone | DE0510347 | As per HSA registered indication(s) except for radiolucent implants which should be used as follows:  in patients with primary or metastatic spinal tumours who would benefit from post-operative high dose high precision beam therapy upon appropriate and stringent patient selection;  Patient selection should be done via standardised assessment such as the neurological-oncological-mechanical systemic (NOMS) framework; and  The assessment should be carried out by a multidisciplinary team (MDT), which may be inclusive of, but not limited to, radiation oncologists, spine surgeons and interventional radiologists, among others.
Orthopaedics | Spine - Thoracolumbar (TL) and sacral surgery | TL and sacral fusion and fixation implant | TL pedicle screw - Shank, tulip | Highridge Medical | Cannulated Monoaxial Screw 9.5X95MM | 809M9595 | Standalone | DE0510347 | As per HSA registered indication(s) except for radiolucent implants which should be used as follows:  in patients with primary or metastatic spinal tumours who would benefit from post-operative high dose high precision beam therapy upon appropriate and stringent patient selection;  Patient selection should be done via standardised assessment such as the neurological-oncological-mechanical systemic (NOMS) framework; and  The assessment should be carried out by a multidisciplinary team (MDT), which may be inclusive of, but not limited to, radiation oncologists, spine surgeons and interventional radiologists, among others.
Orthopaedics | Spine - Thoracolumbar (TL) and sacral surgery | TL and sacral fusion and fixation implant | TL pedicle screw - Shank, tulip | Highridge Medical | Cannulated Extended Tab Iliac Screw 10.0X100MM | 812M1000 | Standalone | DE0510347 | As per HSA registered indication(s) except for radiolucent implants which should be used as follows:  in patients with primary or metastatic spinal tumours who would benefit from post-operative high dose high precision beam therapy upon appropriate and stringent patient selection;  Patient selection should be done via standardised assessment such as the neurological-oncological-mechanical systemic (NOMS) framework; and  The assessment should be carried out by a multidisciplinary team (MDT), which may be inclusive of, but not limited to, radiation oncologists, spine surgeons and interventional radiologists, among others.
Orthopaedics | Spine - Thoracolumbar (TL) and sacral surgery | TL and sacral fusion and fixation implant | TL pedicle screw - Shank, tulip | Highridge Medical | Cannulated Extended Tab Iliac Screw 10.0X105MM | 812M1005 | Standalone | DE0510347 | As per HSA registered indication(s) except for radiolucent implants which should be used as follows:  in patients with primary or metastatic spinal tumours who would benefit from post-operative high dose high precision beam therapy upon appropriate and stringent patient selection;  Patient selection should be done via standardised assessment such as the neurological-oncological-mechanical systemic (NOMS) framework; and  The assessment should be carried out by a multidisciplinary team (MDT), which may be inclusive of, but not limited to, radiation oncologists, spine surgeons and interventional radiologists, among others.
Orthopaedics | Spine - Thoracolumbar (TL) and sacral surgery | TL and sacral fusion and fixation implant | TL pedicle screw - Shank, tulip | Highridge Medical | Cannulated Extended Tab Iliac Screw 10.0X110MM | 812M1010 | Standalone | DE0510347 | As per HSA registered indication(s) except for radiolucent implants which should be used as follows:  in patients with primary or metastatic spinal tumours who would benefit from post-operative high dose high precision beam therapy upon appropriate and stringent patient selection;  Patient selection should be done via standardised assessment such as the neurological-oncological-mechanical systemic (NOMS) framework; and  The assessment should be carried out by a multidisciplinary team (MDT), which may be inclusive of, but not limited to, radiation oncologists, spine surgeons and interventional radiologists, among others.
Orthopaedics | Spine - Thoracolumbar (TL) and sacral surgery | TL and sacral fusion and fixation implant | TL pedicle screw - Shank, tulip | Highridge Medical | Cannulated Extended Tab Iliac Screw 10.0X115MM | 812M1015 | Standalone | DE0510347 | As per HSA registered indication(s) except for radiolucent implants which should be used as follows:  in patients with primary or metastatic spinal tumours who would benefit from post-operative high dose high precision beam therapy upon appropriate and stringent patient selection;  Patient selection should be done via standardised assessment such as the neurological-oncological-mechanical systemic (NOMS) framework; and  The assessment should be carried out by a multidisciplinary team (MDT), which may be inclusive of, but not limited to, radiation oncologists, spine surgeons and interventional radiologists, among others.
Orthopaedics | Spine - Thoracolumbar (TL) and sacral surgery | TL and sacral fusion and fixation implant | TL pedicle screw - Shank, tulip | Highridge Medical | Cannulated Extended Tab Iliac Screw 10.0X20MM | 812M1020 | Standalone | DE0510347 | As per HSA registered indication(s) except for radiolucent implants which should be used as follows:  in patients with primary or metastatic spinal tumours who would benefit from post-operative high dose high precision beam therapy upon appropriate and stringent patient selection;  Patient selection should be done via standardised assessment such as the neurological-oncological-mechanical systemic (NOMS) framework; and  The assessment should be carried out by a multidisciplinary team (MDT), which may be inclusive of, but not limited to, radiation oncologists, spine surgeons and interventional radiologists, among others.
Orthopaedics | Spine - Thoracolumbar (TL) and sacral surgery | TL and sacral fusion and fixation implant | TL pedicle screw - Shank, tulip | Highridge Medical | Cannulated Extended Tab Iliac Screw 10.0X120MM | 812M1021 | Standalone | DE0510347 | As per HSA registered indication(s) except for radiolucent implants which should be used as follows:  in patients with primary or metastatic spinal tumours who would benefit from post-operative high dose high precision beam therapy upon appropriate and stringent patient selection;  Patient selection should be done via standardised assessment such as the neurological-oncological-mechanical systemic (NOMS) framework; and  The assessment should be carried out by a multidisciplinary team (MDT), which may be inclusive of, but not limited to, radiation oncologists, spine surgeons and interventional radiologists, among others.
Orthopaedics | Spine - Thoracolumbar (TL) and sacral surgery | TL and sacral fusion and fixation implant | TL pedicle screw - Shank, tulip | Highridge Medical | Cannulated Extended Tab Iliac Screw 10.0X25MM | 812M1025 | Standalone | DE0510347 | As per HSA registered indication(s) except for radiolucent implants which should be used as follows:  in patients with primary or metastatic spinal tumours who would benefit from post-operative high dose high precision beam therapy upon appropriate and stringent patient selection;  Patient selection should be done via standardised assessment such as the neurological-oncological-mechanical systemic (NOMS) framework; and  The assessment should be carried out by a multidisciplinary team (MDT), which may be inclusive of, but not limited to, radiation oncologists, spine surgeons and interventional radiologists, among others.
Orthopaedics | Spine - Thoracolumbar (TL) and sacral surgery | TL and sacral fusion and fixation implant | TL pedicle screw - Shank, tulip | Highridge Medical | Cannulated Extended Tab Iliac Screw 10.0X30MM | 812M1030 | Standalone | DE0510347 | As per HSA registered indication(s) except for radiolucent implants which should be used as follows:  in patients with primary or metastatic spinal tumours who would benefit from post-operative high dose high precision beam therapy upon appropriate and stringent patient selection;  Patient selection should be done via standardised assessment such as the neurological-oncological-mechanical systemic (NOMS) framework; and  The assessment should be carried out by a multidisciplinary team (MDT), which may be inclusive of, but not limited to, radiation oncologists, spine surgeons and interventional radiologists, among others.
Orthopaedics | Spine - Thoracolumbar (TL) and sacral surgery | TL and sacral fusion and fixation implant | TL pedicle screw - Shank, tulip | Highridge Medical | Cannulated Extended Tab Iliac Screw 10.0X35MM | 812M1035 | Standalone | DE0510347 | As per HSA registered indication(s) except for radiolucent implants which should be used as follows:  in patients with primary or metastatic spinal tumours who would benefit from post-operative high dose high precision beam therapy upon appropriate and stringent patient selection;  Patient selection should be done via standardised assessment such as the neurological-oncological-mechanical systemic (NOMS) framework; and  The assessment should be carried out by a multidisciplinary team (MDT), which may be inclusive of, but not limited to, radiation oncologists, spine surgeons and interventional radiologists, among others.
Orthopaedics | Spine - Thoracolumbar (TL) and sacral surgery | TL and sacral fusion and fixation implant | TL pedicle screw - Shank, tulip | Highridge Medical | Cannulated Extended Tab Iliac Screw 10.0X40MM | 812M1040 | Standalone | DE0510347 | As per HSA registered indication(s) except for radiolucent implants which should be used as follows:  in patients with primary or metastatic spinal tumours who would benefit from post-operative high dose high precision beam therapy upon appropriate and stringent patient selection;  Patient selection should be done via standardised assessment such as the neurological-oncological-mechanical systemic (NOMS) framework; and  The assessment should be carried out by a multidisciplinary team (MDT), which may be inclusive of, but not limited to, radiation oncologists, spine surgeons and interventional radiologists, among others.
Orthopaedics | Spine - Thoracolumbar (TL) and sacral surgery | TL and sacral fusion and fixation implant | TL pedicle screw - Shank, tulip | Highridge Medical | Cannulated Extended Tab Iliac Screw 10.0X45MM | 812M1045 | Standalone | DE0510347 | As per HSA registered indication(s) except for radiolucent implants which should be used as follows:  in patients with primary or metastatic spinal tumours who would benefit from post-operative high dose high precision beam therapy upon appropriate and stringent patient selection;  Patient selection should be done via standardised assessment such as the neurological-oncological-mechanical systemic (NOMS) framework; and  The assessment should be carried out by a multidisciplinary team (MDT), which may be inclusive of, but not limited to, radiation oncologists, spine surgeons and interventional radiologists, among others.
Orthopaedics | Spine - Thoracolumbar (TL) and sacral surgery | TL and sacral fusion and fixation implant | TL pedicle screw - Shank, tulip | Highridge Medical | Cannulated Extended Tab Iliac Screw 10.0X50MM | 812M1050 | Standalone | DE0510347 | As per HSA registered indication(s) except for radiolucent implants which should be used as follows:  in patients with primary or metastatic spinal tumours who would benefit from post-operative high dose high precision beam therapy upon appropriate and stringent patient selection;  Patient selection should be done via standardised assessment such as the neurological-oncological-mechanical systemic (NOMS) framework; and  The assessment should be carried out by a multidisciplinary team (MDT), which may be inclusive of, but not limited to, radiation oncologists, spine surgeons and interventional radiologists, among others.
Orthopaedics | Spine - Thoracolumbar (TL) and sacral surgery | TL and sacral fusion and fixation implant | TL pedicle screw - Shank, tulip | Highridge Medical | Cannulated Extended Tab Iliac Screw 10.0X55MM | 812M1055 | Standalone | DE0510347 | As per HSA registered indication(s) except for radiolucent implants which should be used as follows:  in patients with primary or metastatic spinal tumours who would benefit from post-operative high dose high precision beam therapy upon appropriate and stringent patient selection;  Patient selection should be done via standardised assessment such as the neurological-oncological-mechanical systemic (NOMS) framework; and  The assessment should be carried out by a multidisciplinary team (MDT), which may be inclusive of, but not limited to, radiation oncologists, spine surgeons and interventional radiologists, among others.
Orthopaedics | Spine - Thoracolumbar (TL) and sacral surgery | TL and sacral fusion and fixation implant | TL pedicle screw - Shank, tulip | Highridge Medical | Cannulated Extended Tab Iliac Screw 10.0X60MM | 812M1060 | Standalone | DE0510347 | As per HSA registered indication(s) except for radiolucent implants which should be used as follows:  in patients with primary or metastatic spinal tumours who would benefit from post-operative high dose high precision beam therapy upon appropriate and stringent patient selection;  Patient selection should be done via standardised assessment such as the neurological-oncological-mechanical systemic (NOMS) framework; and  The assessment should be carried out by a multidisciplinary team (MDT), which may be inclusive of, but not limited to, radiation oncologists, spine surgeons and interventional radiologists, among others.
Orthopaedics | Spine - Thoracolumbar (TL) and sacral surgery | TL and sacral fusion and fixation implant | TL pedicle screw - Shank, tulip | Highridge Medical | Cannulated Extended Tab Iliac Screw 10.0X65MM | 812M1065 | Standalone | DE0510347 | As per HSA registered indication(s) except for radiolucent implants which should be used as follows:  in patients with primary or metastatic spinal tumours who would benefit from post-operative high dose high precision beam therapy upon appropriate and stringent patient selection;  Patient selection should be done via standardised assessment such as the neurological-oncological-mechanical systemic (NOMS) framework; and  The assessment should be carried out by a multidisciplinary team (MDT), which may be inclusive of, but not limited to, radiation oncologists, spine surgeons and interventional radiologists, among others.
Orthopaedics | Spine - Thoracolumbar (TL) and sacral surgery | TL and sacral fusion and fixation implant | TL pedicle screw - Shank, tulip | Highridge Medical | Cannulated Extended Tab Iliac Screw 10.0X70MM | 812M1070 | Standalone | DE0510347 | As per HSA registered indication(s) except for radiolucent implants which should be used as follows:  in patients with primary or metastatic spinal tumours who would benefit from post-operative high dose high precision beam therapy upon appropriate and stringent patient selection;  Patient selection should be done via standardised assessment such as the neurological-oncological-mechanical systemic (NOMS) framework; and  The assessment should be carried out by a multidisciplinary team (MDT), which may be inclusive of, but not limited to, radiation oncologists, spine surgeons and interventional radiologists, among others.
Orthopaedics | Spine - Thoracolumbar (TL) and sacral surgery | TL and sacral fusion and fixation implant | TL pedicle screw - Shank, tulip | Highridge Medical | Cannulated Extended Tab Iliac Screw 10.0X75MM | 812M1075 | Standalone | DE0510347 | As per HSA registered indication(s) except for radiolucent implants which should be used as follows:  in patients with primary or metastatic spinal tumours who would benefit from post-operative high dose high precision beam therapy upon appropriate and stringent patient selection;  Patient selection should be done via standardised assessment such as the neurological-oncological-mechanical systemic (NOMS) framework; and  The assessment should be carried out by a multidisciplinary team (MDT), which may be inclusive of, but not limited to, radiation oncologists, spine surgeons and interventional radiologists, among others.
Orthopaedics | Spine - Thoracolumbar (TL) and sacral surgery | TL and sacral fusion and fixation implant | TL pedicle screw - Shank, tulip | Highridge Medical | Cannulated Extended Tab Iliac Screw 10.0X80MM | 812M1080 | Standalone | DE0510347 | As per HSA registered indication(s) except for radiolucent implants which should be used as follows:  in patients with primary or metastatic spinal tumours who would benefit from post-operative high dose high precision beam therapy upon appropriate and stringent patient selection;  Patient selection should be done via standardised assessment such as the neurological-oncological-mechanical systemic (NOMS) framework; and  The assessment should be carried out by a multidisciplinary team (MDT), which may be inclusive of, but not limited to, radiation oncologists, spine surgeons and interventional radiologists, among others.
Orthopaedics | Spine - Thoracolumbar (TL) and sacral surgery | TL and sacral fusion and fixation implant | TL pedicle screw - Shank, tulip | Highridge Medical | Cannulated Extended Tab Iliac Screw 10.0X85MM | 812M1085 | Standalone | DE0510347 | As per HSA registered indication(s) except for radiolucent implants which should be used as follows:  in patients with primary or metastatic spinal tumours who would benefit from post-operative high dose high precision beam therapy upon appropriate and stringent patient selection;  Patient selection should be done via standardised assessment such as the neurological-oncological-mechanical systemic (NOMS) framework; and  The assessment should be carried out by a multidisciplinary team (MDT), which may be inclusive of, but not limited to, radiation oncologists, spine surgeons and interventional radiologists, among others.
Orthopaedics | Spine - Thoracolumbar (TL) and sacral surgery | TL and sacral fusion and fixation implant | TL pedicle screw - Shank, tulip | Highridge Medical | Cannulated Extended Tab Iliac Screw 10.0X90MM | 812M1090 | Standalone | DE0510347 | As per HSA registered indication(s) except for radiolucent implants which should be used as follows:  in patients with primary or metastatic spinal tumours who would benefit from post-operative high dose high precision beam therapy upon appropriate and stringent patient selection;  Patient selection should be done via standardised assessment such as the neurological-oncological-mechanical systemic (NOMS) framework; and  The assessment should be carried out by a multidisciplinary team (MDT), which may be inclusive of, but not limited to, radiation oncologists, spine surgeons and interventional radiologists, among others.
Orthopaedics | Spine - Thoracolumbar (TL) and sacral surgery | TL and sacral fusion and fixation implant | TL pedicle screw - Shank, tulip | Highridge Medical | Cannulated Extended Tab Iliac Screw 10.0X95MM | 812M1095 | Standalone | DE0510347 | As per HSA registered indication(s) except for radiolucent implants which should be used as follows:  in patients with primary or metastatic spinal tumours who would benefit from post-operative high dose high precision beam therapy upon appropriate and stringent patient selection;  Patient selection should be done via standardised assessment such as the neurological-oncological-mechanical systemic (NOMS) framework; and  The assessment should be carried out by a multidisciplinary team (MDT), which may be inclusive of, but not limited to, radiation oncologists, spine surgeons and interventional radiologists, among others.
Orthopaedics | Spine - Thoracolumbar (TL) and sacral surgery | TL and sacral fusion and fixation implant | TL pedicle screw - Shank, tulip | Highridge Medical | Cannulated Extended Tab Iliac Screw 11.0X100MM | 812M1100 | Standalone | DE0510347 | As per HSA registered indication(s) except for radiolucent implants which should be used as follows:  in patients with primary or metastatic spinal tumours who would benefit from post-operative high dose high precision beam therapy upon appropriate and stringent patient selection;  Patient selection should be done via standardised assessment such as the neurological-oncological-mechanical systemic (NOMS) framework; and  The assessment should be carried out by a multidisciplinary team (MDT), which may be inclusive of, but not limited to, radiation oncologists, spine surgeons and interventional radiologists, among others.
Orthopaedics | Spine - Thoracolumbar (TL) and sacral surgery | TL and sacral fusion and fixation implant | TL pedicle screw - Shank, tulip | Highridge Medical | Cannulated Extended Tab Iliac Screw 11.0X105MM | 812M1105 | Standalone | DE0510347 | As per HSA registered indication(s) except for radiolucent implants which should be used as follows:  in patients with primary or metastatic spinal tumours who would benefit from post-operative high dose high precision beam therapy upon appropriate and stringent patient selection;  Patient selection should be done via standardised assessment such as the neurological-oncological-mechanical systemic (NOMS) framework; and  The assessment should be carried out by a multidisciplinary team (MDT), which may be inclusive of, but not limited to, radiation oncologists, spine surgeons and interventional radiologists, among others.
Orthopaedics | Spine - Thoracolumbar (TL) and sacral surgery | TL and sacral fusion and fixation implant | TL pedicle screw - Shank, tulip | Highridge Medical | Cannulated Extended Tab Iliac Screw 11.0X110MM | 812M1110 | Standalone | DE0510347 | As per HSA registered indication(s) except for radiolucent implants which should be used as follows:  in patients with primary or metastatic spinal tumours who would benefit from post-operative high dose high precision beam therapy upon appropriate and stringent patient selection;  Patient selection should be done via standardised assessment such as the neurological-oncological-mechanical systemic (NOMS) framework; and  The assessment should be carried out by a multidisciplinary team (MDT), which may be inclusive of, but not limited to, radiation oncologists, spine surgeons and interventional radiologists, among others.
Orthopaedics | Spine - Thoracolumbar (TL) and sacral surgery | TL and sacral fusion and fixation implant | TL pedicle screw - Shank, tulip | Highridge Medical | Cannulated Extended Tab Iliac Screw 11.0X115MM | 812M1115 | Standalone | DE0510347 | As per HSA registered indication(s) except for radiolucent implants which should be used as follows:  in patients with primary or metastatic spinal tumours who would benefit from post-operative high dose high precision beam therapy upon appropriate and stringent patient selection;  Patient selection should be done via standardised assessment such as the neurological-oncological-mechanical systemic (NOMS) framework; and  The assessment should be carried out by a multidisciplinary team (MDT), which may be inclusive of, but not limited to, radiation oncologists, spine surgeons and interventional radiologists, among others.
Orthopaedics | Spine - Thoracolumbar (TL) and sacral surgery | TL and sacral fusion and fixation implant | TL pedicle screw - Shank, tulip | Highridge Medical | Cannulated Extended Tab Iliac Screw 11.0X120MM | 812M1121 | Standalone | DE0510347 | As per HSA registered indication(s) except for radiolucent implants which should be used as follows:  in patients with primary or metastatic spinal tumours who would benefit from post-operative high dose high precision beam therapy upon appropriate and stringent patient selection;  Patient selection should be done via standardised assessment such as the neurological-oncological-mechanical systemic (NOMS) framework; and  The assessment should be carried out by a multidisciplinary team (MDT), which may be inclusive of, but not limited to, radiation oncologists, spine surgeons and interventional radiologists, among others.
Orthopaedics | Spine - Thoracolumbar (TL) and sacral surgery | TL and sacral fusion and fixation implant | TL pedicle screw - Shank, tulip | Highridge Medical | Cannulated Extended Tab Iliac Screw 11.0X50MM | 812M1150 | Standalone | DE0510347 | As per HSA registered indication(s) except for radiolucent implants which should be used as follows:  in patients with primary or metastatic spinal tumours who would benefit from post-operative high dose high precision beam therapy upon appropriate and stringent patient selection;  Patient selection should be done via standardised assessment such as the neurological-oncological-mechanical systemic (NOMS) framework; and  The assessment should be carried out by a multidisciplinary team (MDT), which may be inclusive of, but not limited to, radiation oncologists, spine surgeons and interventional radiologists, among others.
Orthopaedics | Spine - Thoracolumbar (TL) and sacral surgery | TL and sacral fusion and fixation implant | TL pedicle screw - Shank, tulip | Highridge Medical | Cannulated Extended Tab Iliac Screw 11.0X55MM | 812M1155 | Standalone | DE0510347 | As per HSA registered indication(s) except for radiolucent implants which should be used as follows:  in patients with primary or metastatic spinal tumours who would benefit from post-operative high dose high precision beam therapy upon appropriate and stringent patient selection;  Patient selection should be done via standardised assessment such as the neurological-oncological-mechanical systemic (NOMS) framework; and  The assessment should be carried out by a multidisciplinary team (MDT), which may be inclusive of, but not limited to, radiation oncologists, spine surgeons and interventional radiologists, among others.
Orthopaedics | Spine - Thoracolumbar (TL) and sacral surgery | TL and sacral fusion and fixation implant | TL pedicle screw - Shank, tulip | Highridge Medical | Cannulated Extended Tab Iliac Screw 11.0X60MM | 812M1160 | Standalone | DE0510347 | As per HSA registered indication(s) except for radiolucent implants which should be used as follows:  in patients with primary or metastatic spinal tumours who would benefit from post-operative high dose high precision beam therapy upon appropriate and stringent patient selection;  Patient selection should be done via standardised assessment such as the neurological-oncological-mechanical systemic (NOMS) framework; and  The assessment should be carried out by a multidisciplinary team (MDT), which may be inclusive of, but not limited to, radiation oncologists, spine surgeons and interventional radiologists, among others.
Orthopaedics | Spine - Thoracolumbar (TL) and sacral surgery | TL and sacral fusion and fixation implant | TL pedicle screw - Shank, tulip | Highridge Medical | Cannulated Extended Tab Iliac Screw 11.0X65MM | 812M1165 | Standalone | DE0510347 | As per HSA registered indication(s) except for radiolucent implants which should be used as follows:  in patients with primary or metastatic spinal tumours who would benefit from post-operative high dose high precision beam therapy upon appropriate and stringent patient selection;  Patient selection should be done via standardised assessment such as the neurological-oncological-mechanical systemic (NOMS) framework; and  The assessment should be carried out by a multidisciplinary team (MDT), which may be inclusive of, but not limited to, radiation oncologists, spine surgeons and interventional radiologists, among others.
Orthopaedics | Spine - Thoracolumbar (TL) and sacral surgery | TL and sacral fusion and fixation implant | TL pedicle screw - Shank, tulip | Highridge Medical | Cannulated Extended Tab Iliac Screw 11.0X70MM | 812M1170 | Standalone | DE0510347 | As per HSA registered indication(s) except for radiolucent implants which should be used as follows:  in patients with primary or metastatic spinal tumours who would benefit from post-operative high dose high precision beam therapy upon appropriate and stringent patient selection;  Patient selection should be done via standardised assessment such as the neurological-oncological-mechanical systemic (NOMS) framework; and  The assessment should be carried out by a multidisciplinary team (MDT), which may be inclusive of, but not limited to, radiation oncologists, spine surgeons and interventional radiologists, among others.
Orthopaedics | Spine - Thoracolumbar (TL) and sacral surgery | TL and sacral fusion and fixation implant | TL pedicle screw - Shank, tulip | Highridge Medical | Cannulated Extended Tab Iliac Screw 11.0X75MM | 812M1175 | Standalone | DE0510347 | As per HSA registered indication(s) except for radiolucent implants which should be used as follows:  in patients with primary or metastatic spinal tumours who would benefit from post-operative high dose high precision beam therapy upon appropriate and stringent patient selection;  Patient selection should be done via standardised assessment such as the neurological-oncological-mechanical systemic (NOMS) framework; and  The assessment should be carried out by a multidisciplinary team (MDT), which may be inclusive of, but not limited to, radiation oncologists, spine surgeons and interventional radiologists, among others.
Orthopaedics | Spine - Thoracolumbar (TL) and sacral surgery | TL and sacral fusion and fixation implant | TL pedicle screw - Shank, tulip | Highridge Medical | Cannulated Extended Tab Iliac Screw 11.0X80MM | 812M1180 | Standalone | DE0510347 | As per HSA registered indication(s) except for radiolucent implants which should be used as follows:  in patients with primary or metastatic spinal tumours who would benefit from post-operative high dose high precision beam therapy upon appropriate and stringent patient selection;  Patient selection should be done via standardised assessment such as the neurological-oncological-mechanical systemic (NOMS) framework; and  The assessment should be carried out by a multidisciplinary team (MDT), which may be inclusive of, but not limited to, radiation oncologists, spine surgeons and interventional radiologists, among others.
Orthopaedics | Spine - Thoracolumbar (TL) and sacral surgery | TL and sacral fusion and fixation implant | TL pedicle screw - Shank, tulip | Highridge Medical | Cannulated Extended Tab Iliac Screw 11.0X85MM | 812M1185 | Standalone | DE0510347 | As per HSA registered indication(s) except for radiolucent implants which should be used as follows:  in patients with primary or metastatic spinal tumours who would benefit from post-operative high dose high precision beam therapy upon appropriate and stringent patient selection;  Patient selection should be done via standardised assessment such as the neurological-oncological-mechanical systemic (NOMS) framework; and  The assessment should be carried out by a multidisciplinary team (MDT), which may be inclusive of, but not limited to, radiation oncologists, spine surgeons and interventional radiologists, among others.
Orthopaedics | Spine - Thoracolumbar (TL) and sacral surgery | TL and sacral fusion and fixation implant | TL pedicle screw - Shank, tulip | Highridge Medical | Cannulated Extended Tab Iliac Screw 11.0X90MM | 812M1190 | Standalone | DE0510347 | As per HSA registered indication(s) except for radiolucent implants which should be used as follows:  in patients with primary or metastatic spinal tumours who would benefit from post-operative high dose high precision beam therapy upon appropriate and stringent patient selection;  Patient selection should be done via standardised assessment such as the neurological-oncological-mechanical systemic (NOMS) framework; and  The assessment should be carried out by a multidisciplinary team (MDT), which may be inclusive of, but not limited to, radiation oncologists, spine surgeons and interventional radiologists, among others.
Orthopaedics | Spine - Thoracolumbar (TL) and sacral surgery | TL and sacral fusion and fixation implant | TL pedicle screw - Shank, tulip | Highridge Medical | Cannulated Extended Tab Iliac Screw 11.0X95MM | 812M1195 | Standalone | DE0510347 | As per HSA registered indication(s) except for radiolucent implants which should be used as follows:  in patients with primary or metastatic spinal tumours who would benefit from post-operative high dose high precision beam therapy upon appropriate and stringent patient selection;  Patient selection should be done via standardised assessment such as the neurological-oncological-mechanical systemic (NOMS) framework; and  The assessment should be carried out by a multidisciplinary team (MDT), which may be inclusive of, but not limited to, radiation oncologists, spine surgeons and interventional radiologists, among others.
Orthopaedics | Spine - Thoracolumbar (TL) and sacral surgery | TL and sacral fusion and fixation implant | TL pedicle screw - Shank, tulip | Highridge Medical | Cannulated Extended Tab Iliac Screw 11.5X100MM | 812M1200 | Standalone | DE0510347 | As per HSA registered indication(s) except for radiolucent implants which should be used as follows:  in patients with primary or metastatic spinal tumours who would benefit from post-operative high dose high precision beam therapy upon appropriate and stringent patient selection;  Patient selection should be done via standardised assessment such as the neurological-oncological-mechanical systemic (NOMS) framework; and  The assessment should be carried out by a multidisciplinary team (MDT), which may be inclusive of, but not limited to, radiation oncologists, spine surgeons and interventional radiologists, among others.
Orthopaedics | Spine - Thoracolumbar (TL) and sacral surgery | TL and sacral fusion and fixation implant | TL pedicle screw - Shank, tulip | Highridge Medical | Cannulated Extended Tab Iliac Screw 11.5X105MM | 812M1205 | Standalone | DE0510347 | As per HSA registered indication(s) except for radiolucent implants which should be used as follows:  in patients with primary or metastatic spinal tumours who would benefit from post-operative high dose high precision beam therapy upon appropriate and stringent patient selection;  Patient selection should be done via standardised assessment such as the neurological-oncological-mechanical systemic (NOMS) framework; and  The assessment should be carried out by a multidisciplinary team (MDT), which may be inclusive of, but not limited to, radiation oncologists, spine surgeons and interventional radiologists, among others.
Orthopaedics | Spine - Thoracolumbar (TL) and sacral surgery | TL and sacral fusion and fixation implant | TL pedicle screw - Shank, tulip | Highridge Medical | Cannulated Extended Tab Iliac Screw 11.5X110MM | 812M1210 | Standalone | DE0510347 | As per HSA registered indication(s) except for radiolucent implants which should be used as follows:  in patients with primary or metastatic spinal tumours who would benefit from post-operative high dose high precision beam therapy upon appropriate and stringent patient selection;  Patient selection should be done via standardised assessment such as the neurological-oncological-mechanical systemic (NOMS) framework; and  The assessment should be carried out by a multidisciplinary team (MDT), which may be inclusive of, but not limited to, radiation oncologists, spine surgeons and interventional radiologists, among others.
Orthopaedics | Spine - Thoracolumbar (TL) and sacral surgery | TL and sacral fusion and fixation implant | TL pedicle screw - Shank, tulip | Highridge Medical | Cannulated Extended Tab Iliac Screw 11.5X115MM | 812M1215 | Standalone | DE0510347 | As per HSA registered indication(s) except for radiolucent implants which should be used as follows:  in patients with primary or metastatic spinal tumours who would benefit from post-operative high dose high precision beam therapy upon appropriate and stringent patient selection;  Patient selection should be done via standardised assessment such as the neurological-oncological-mechanical systemic (NOMS) framework; and  The assessment should be carried out by a multidisciplinary team (MDT), which may be inclusive of, but not limited to, radiation oncologists, spine surgeons and interventional radiologists, among others.
Orthopaedics | Spine - Thoracolumbar (TL) and sacral surgery | TL and sacral fusion and fixation implant | TL pedicle screw - Shank, tulip | Highridge Medical | Cannulated Extended Tab Iliac Screw 11.5X120MM | 812M1221 | Standalone | DE0510347 | As per HSA registered indication(s) except for radiolucent implants which should be used as follows:  in patients with primary or metastatic spinal tumours who would benefit from post-operative high dose high precision beam therapy upon appropriate and stringent patient selection;  Patient selection should be done via standardised assessment such as the neurological-oncological-mechanical systemic (NOMS) framework; and  The assessment should be carried out by a multidisciplinary team (MDT), which may be inclusive of, but not limited to, radiation oncologists, spine surgeons and interventional radiologists, among others.
Orthopaedics | Spine - Thoracolumbar (TL) and sacral surgery | TL and sacral fusion and fixation implant | TL pedicle screw - Shank, tulip | Highridge Medical | Cannulated Extended Tab Iliac Screw 11.5X50MM | 812M1250 | Standalone | DE0510347 | As per HSA registered indication(s) except for radiolucent implants which should be used as follows:  in patients with primary or metastatic spinal tumours who would benefit from post-operative high dose high precision beam therapy upon appropriate and stringent patient selection;  Patient selection should be done via standardised assessment such as the neurological-oncological-mechanical systemic (NOMS) framework; and  The assessment should be carried out by a multidisciplinary team (MDT), which may be inclusive of, but not limited to, radiation oncologists, spine surgeons and interventional radiologists, among others.
Orthopaedics | Spine - Thoracolumbar (TL) and sacral surgery | TL and sacral fusion and fixation implant | TL pedicle screw - Shank, tulip | Highridge Medical | Cannulated Extended Tab Iliac Screw 11.5X55MM | 812M1255 | Standalone | DE0510347 | As per HSA registered indication(s) except for radiolucent implants which should be used as follows:  in patients with primary or metastatic spinal tumours who would benefit from post-operative high dose high precision beam therapy upon appropriate and stringent patient selection;  Patient selection should be done via standardised assessment such as the neurological-oncological-mechanical systemic (NOMS) framework; and  The assessment should be carried out by a multidisciplinary team (MDT), which may be inclusive of, but not limited to, radiation oncologists, spine surgeons and interventional radiologists, among others.
Orthopaedics | Spine - Thoracolumbar (TL) and sacral surgery | TL and sacral fusion and fixation implant | TL pedicle screw - Shank, tulip | Highridge Medical | Cannulated Extended Tab Iliac Screw 11.5X60MM | 812M1260 | Standalone | DE0510347 | As per HSA registered indication(s) except for radiolucent implants which should be used as follows:  in patients with primary or metastatic spinal tumours who would benefit from post-operative high dose high precision beam therapy upon appropriate and stringent patient selection;  Patient selection should be done via standardised assessment such as the neurological-oncological-mechanical systemic (NOMS) framework; and  The assessment should be carried out by a multidisciplinary team (MDT), which may be inclusive of, but not limited to, radiation oncologists, spine surgeons and interventional radiologists, among others.
Orthopaedics | Spine - Thoracolumbar (TL) and sacral surgery | TL and sacral fusion and fixation implant | TL pedicle screw - Shank, tulip | Highridge Medical | Cannulated Extended Tab Iliac Screw 11.5X65MM | 812M1265 | Standalone | DE0510347 | As per HSA registered indication(s) except for radiolucent implants which should be used as follows:  in patients with primary or metastatic spinal tumours who would benefit from post-operative high dose high precision beam therapy upon appropriate and stringent patient selection;  Patient selection should be done via standardised assessment such as the neurological-oncological-mechanical systemic (NOMS) framework; and  The assessment should be carried out by a multidisciplinary team (MDT), which may be inclusive of, but not limited to, radiation oncologists, spine surgeons and interventional radiologists, among others.
Orthopaedics | Spine - Thoracolumbar (TL) and sacral surgery | TL and sacral fusion and fixation implant | TL pedicle screw - Shank, tulip | Highridge Medical | Cannulated Extended Tab Iliac Screw 11.5X70MM | 812M1270 | Standalone | DE0510347 | As per HSA registered indication(s) except for radiolucent implants which should be used as follows:  in patients with primary or metastatic spinal tumours who would benefit from post-operative high dose high precision beam therapy upon appropriate and stringent patient selection;  Patient selection should be done via standardised assessment such as the neurological-oncological-mechanical systemic (NOMS) framework; and  The assessment should be carried out by a multidisciplinary team (MDT), which may be inclusive of, but not limited to, radiation oncologists, spine surgeons and interventional radiologists, among others.
Orthopaedics | Spine - Thoracolumbar (TL) and sacral surgery | TL and sacral fusion and fixation implant | TL pedicle screw - Shank, tulip | Highridge Medical | Cannulated Extended Tab Iliac Screw 11.5X75MM | 812M1275 | Standalone | DE0510347 | As per HSA registered indication(s) except for radiolucent implants which should be used as follows:  in patients with primary or metastatic spinal tumours who would benefit from post-operative high dose high precision beam therapy upon appropriate and stringent patient selection;  Patient selection should be done via standardised assessment such as the neurological-oncological-mechanical systemic (NOMS) framework; and  The assessment should be carried out by a multidisciplinary team (MDT), which may be inclusive of, but not limited to, radiation oncologists, spine surgeons and interventional radiologists, among others.
Orthopaedics | Spine - Thoracolumbar (TL) and sacral surgery | TL and sacral fusion and fixation implant | TL pedicle screw - Shank, tulip | Highridge Medical | Cannulated Extended Tab Iliac Screw 11.5X80MM | 812M1280 | Standalone | DE0510347 | As per HSA registered indication(s) except for radiolucent implants which should be used as follows:  in patients with primary or metastatic spinal tumours who would benefit from post-operative high dose high precision beam therapy upon appropriate and stringent patient selection;  Patient selection should be done via standardised assessment such as the neurological-oncological-mechanical systemic (NOMS) framework; and  The assessment should be carried out by a multidisciplinary team (MDT), which may be inclusive of, but not limited to, radiation oncologists, spine surgeons and interventional radiologists, among others.
Orthopaedics | Spine - Thoracolumbar (TL) and sacral surgery | TL and sacral fusion and fixation implant | TL pedicle screw - Shank, tulip | Highridge Medical | Cannulated Extended Tab Iliac Screw 11.5X85MM | 812M1285 | Standalone | DE0510347 | As per HSA registered indication(s) except for radiolucent implants which should be used as follows:  in patients with primary or metastatic spinal tumours who would benefit from post-operative high dose high precision beam therapy upon appropriate and stringent patient selection;  Patient selection should be done via standardised assessment such as the neurological-oncological-mechanical systemic (NOMS) framework; and  The assessment should be carried out by a multidisciplinary team (MDT), which may be inclusive of, but not limited to, radiation oncologists, spine surgeons and interventional radiologists, among others.
Orthopaedics | Spine - Thoracolumbar (TL) and sacral surgery | TL and sacral fusion and fixation implant | TL pedicle screw - Shank, tulip | Highridge Medical | Cannulated Extended Tab Iliac Screw 11.5X90MM | 812M1290 | Standalone | DE0510347 | As per HSA registered indication(s) except for radiolucent implants which should be used as follows:  in patients with primary or metastatic spinal tumours who would benefit from post-operative high dose high precision beam therapy upon appropriate and stringent patient selection;  Patient selection should be done via standardised assessment such as the neurological-oncological-mechanical systemic (NOMS) framework; and  The assessment should be carried out by a multidisciplinary team (MDT), which may be inclusive of, but not limited to, radiation oncologists, spine surgeons and interventional radiologists, among others.
Orthopaedics | Spine - Thoracolumbar (TL) and sacral surgery | TL and sacral fusion and fixation implant | TL pedicle screw - Shank, tulip | Highridge Medical | Cannulated Extended Tab Iliac Screw 11.5X95MM | 812M1295 | Standalone | DE0510347 | As per HSA registered indication(s) except for radiolucent implants which should be used as follows:  in patients with primary or metastatic spinal tumours who would benefit from post-operative high dose high precision beam therapy upon appropriate and stringent patient selection;  Patient selection should be done via standardised assessment such as the neurological-oncological-mechanical systemic (NOMS) framework; and  The assessment should be carried out by a multidisciplinary team (MDT), which may be inclusive of, but not limited to, radiation oncologists, spine surgeons and interventional radiologists, among others.
Orthopaedics | Spine - Thoracolumbar (TL) and sacral surgery | TL and sacral fusion and fixation implant | TL pedicle screw - Shank, tulip | Highridge Medical | Cannulated Extended Tab Iliac Screw 10.5X100MM | 812M1500 | Standalone | DE0510347 | As per HSA registered indication(s) except for radiolucent implants which should be used as follows:  in patients with primary or metastatic spinal tumours who would benefit from post-operative high dose high precision beam therapy upon appropriate and stringent patient selection;  Patient selection should be done via standardised assessment such as the neurological-oncological-mechanical systemic (NOMS) framework; and  The assessment should be carried out by a multidisciplinary team (MDT), which may be inclusive of, but not limited to, radiation oncologists, spine surgeons and interventional radiologists, among others.
Orthopaedics | Spine - Thoracolumbar (TL) and sacral surgery | TL and sacral fusion and fixation implant | TL pedicle screw - Shank, tulip | Highridge Medical | Cannulated Extended Tab Iliac Screw 10.5X105MM | 812M1505 | Standalone | DE0510347 | As per HSA registered indication(s) except for radiolucent implants which should be used as follows:  in patients with primary or metastatic spinal tumours who would benefit from post-operative high dose high precision beam therapy upon appropriate and stringent patient selection;  Patient selection should be done via standardised assessment such as the neurological-oncological-mechanical systemic (NOMS) framework; and  The assessment should be carried out by a multidisciplinary team (MDT), which may be inclusive of, but not limited to, radiation oncologists, spine surgeons and interventional radiologists, among others.
Orthopaedics | Spine - Thoracolumbar (TL) and sacral surgery | TL and sacral fusion and fixation implant | TL pedicle screw - Shank, tulip | Highridge Medical | Cannulated Extended Tab Iliac Screw 10.5X110MM | 812M1510 | Standalone | DE0510347 | As per HSA registered indication(s) except for radiolucent implants which should be used as follows:  in patients with primary or metastatic spinal tumours who would benefit from post-operative high dose high precision beam therapy upon appropriate and stringent patient selection;  Patient selection should be done via standardised assessment such as the neurological-oncological-mechanical systemic (NOMS) framework; and  The assessment should be carried out by a multidisciplinary team (MDT), which may be inclusive of, but not limited to, radiation oncologists, spine surgeons and interventional radiologists, among others.
Orthopaedics | Spine - Thoracolumbar (TL) and sacral surgery | TL and sacral fusion and fixation implant | TL pedicle screw - Shank, tulip | Highridge Medical | Cannulated Extended Tab Iliac Screw 10.5X115MM | 812M1515 | Standalone | DE0510347 | As per HSA registered indication(s) except for radiolucent implants which should be used as follows:  in patients with primary or metastatic spinal tumours who would benefit from post-operative high dose high precision beam therapy upon appropriate and stringent patient selection;  Patient selection should be done via standardised assessment such as the neurological-oncological-mechanical systemic (NOMS) framework; and  The assessment should be carried out by a multidisciplinary team (MDT), which may be inclusive of, but not limited to, radiation oncologists, spine surgeons and interventional radiologists, among others.
Orthopaedics | Spine - Thoracolumbar (TL) and sacral surgery | TL and sacral fusion and fixation implant | TL pedicle screw - Shank, tulip | Highridge Medical | Cannulated Extended Tab Iliac Screw 10.5X20MM | 812M1520 | Standalone | DE0510347 | As per HSA registered indication(s) except for radiolucent implants which should be used as follows:  in patients with primary or metastatic spinal tumours who would benefit from post-operative high dose high precision beam therapy upon appropriate and stringent patient selection;  Patient selection should be done via standardised assessment such as the neurological-oncological-mechanical systemic (NOMS) framework; and  The assessment should be carried out by a multidisciplinary team (MDT), which may be inclusive of, but not limited to, radiation oncologists, spine surgeons and interventional radiologists, among others.
Orthopaedics | Spine - Thoracolumbar (TL) and sacral surgery | TL and sacral fusion and fixation implant | TL pedicle screw - Shank, tulip | Highridge Medical | Cannulated Extended Tab Iliac Screw 10.5X120MM | 812M1521 | Standalone | DE0510347 | As per HSA registered indication(s) except for radiolucent implants which should be used as follows:  in patients with primary or metastatic spinal tumours who would benefit from post-operative high dose high precision beam therapy upon appropriate and stringent patient selection;  Patient selection should be done via standardised assessment such as the neurological-oncological-mechanical systemic (NOMS) framework; and  The assessment should be carried out by a multidisciplinary team (MDT), which may be inclusive of, but not limited to, radiation oncologists, spine surgeons and interventional radiologists, among others.
Orthopaedics | Spine - Thoracolumbar (TL) and sacral surgery | TL and sacral fusion and fixation implant | TL pedicle screw - Shank, tulip | Highridge Medical | Cannulated Extended Tab Iliac Screw 10.5X25MM | 812M1525 | Standalone | DE0510347 | As per HSA registered indication(s) except for radiolucent implants which should be used as follows:  in patients with primary or metastatic spinal tumours who would benefit from post-operative high dose high precision beam therapy upon appropriate and stringent patient selection;  Patient selection should be done via standardised assessment such as the neurological-oncological-mechanical systemic (NOMS) framework; and  The assessment should be carried out by a multidisciplinary team (MDT), which may be inclusive of, but not limited to, radiation oncologists, spine surgeons and interventional radiologists, among others.
Orthopaedics | Spine - Thoracolumbar (TL) and sacral surgery | TL and sacral fusion and fixation implant | TL pedicle screw - Shank, tulip | Highridge Medical | Cannulated Extended Tab Iliac Screw 10.5X30MM | 812M1530 | Standalone | DE0510347 | As per HSA registered indication(s) except for radiolucent implants which should be used as follows:  in patients with primary or metastatic spinal tumours who would benefit from post-operative high dose high precision beam therapy upon appropriate and stringent patient selection;  Patient selection should be done via standardised assessment such as the neurological-oncological-mechanical systemic (NOMS) framework; and  The assessment should be carried out by a multidisciplinary team (MDT), which may be inclusive of, but not limited to, radiation oncologists, spine surgeons and interventional radiologists, among others.
Orthopaedics | Spine - Thoracolumbar (TL) and sacral surgery | TL and sacral fusion and fixation implant | TL pedicle screw - Shank, tulip | Highridge Medical | Cannulated Extended Tab Iliac Screw 10.5X35MM | 812M1535 | Standalone | DE0510347 | As per HSA registered indication(s) except for radiolucent implants which should be used as follows:  in patients with primary or metastatic spinal tumours who would benefit from post-operative high dose high precision beam therapy upon appropriate and stringent patient selection;  Patient selection should be done via standardised assessment such as the neurological-oncological-mechanical systemic (NOMS) framework; and  The assessment should be carried out by a multidisciplinary team (MDT), which may be inclusive of, but not limited to, radiation oncologists, spine surgeons and interventional radiologists, among others.
Orthopaedics | Spine - Thoracolumbar (TL) and sacral surgery | TL and sacral fusion and fixation implant | TL pedicle screw - Shank, tulip | Highridge Medical | Cannulated Extended Tab Iliac Screw 10.5X40MM | 812M1540 | Standalone | DE0510347 | As per HSA registered indication(s) except for radiolucent implants which should be used as follows:  in patients with primary or metastatic spinal tumours who would benefit from post-operative high dose high precision beam therapy upon appropriate and stringent patient selection;  Patient selection should be done via standardised assessment such as the neurological-oncological-mechanical systemic (NOMS) framework; and  The assessment should be carried out by a multidisciplinary team (MDT), which may be inclusive of, but not limited to, radiation oncologists, spine surgeons and interventional radiologists, among others.
Orthopaedics | Spine - Thoracolumbar (TL) and sacral surgery | TL and sacral fusion and fixation implant | TL pedicle screw - Shank, tulip | Highridge Medical | Cannulated Extended Tab Iliac Screw 10.5X45MM | 812M1545 | Standalone | DE0510347 | As per HSA registered indication(s) except for radiolucent implants which should be used as follows:  in patients with primary or metastatic spinal tumours who would benefit from post-operative high dose high precision beam therapy upon appropriate and stringent patient selection;  Patient selection should be done via standardised assessment such as the neurological-oncological-mechanical systemic (NOMS) framework; and  The assessment should be carried out by a multidisciplinary team (MDT), which may be inclusive of, but not limited to, radiation oncologists, spine surgeons and interventional radiologists, among others.
Orthopaedics | Spine - Thoracolumbar (TL) and sacral surgery | TL and sacral fusion and fixation implant | TL pedicle screw - Shank, tulip | Highridge Medical | Cannulated Extended Tab Iliac Screw 10.5X50MM | 812M1550 | Standalone | DE0510347 | As per HSA registered indication(s) except for radiolucent implants which should be used as follows:  in patients with primary or metastatic spinal tumours who would benefit from post-operative high dose high precision beam therapy upon appropriate and stringent patient selection;  Patient selection should be done via standardised assessment such as the neurological-oncological-mechanical systemic (NOMS) framework; and  The assessment should be carried out by a multidisciplinary team (MDT), which may be inclusive of, but not limited to, radiation oncologists, spine surgeons and interventional radiologists, among others.
Orthopaedics | Spine - Thoracolumbar (TL) and sacral surgery | TL and sacral fusion and fixation implant | TL pedicle screw - Shank, tulip | Highridge Medical | Cannulated Extended Tab Iliac Screw 10.5X55MM | 812M1555 | Standalone | DE0510347 | As per HSA registered indication(s) except for radiolucent implants which should be used as follows:  in patients with primary or metastatic spinal tumours who would benefit from post-operative high dose high precision beam therapy upon appropriate and stringent patient selection;  Patient selection should be done via standardised assessment such as the neurological-oncological-mechanical systemic (NOMS) framework; and  The assessment should be carried out by a multidisciplinary team (MDT), which may be inclusive of, but not limited to, radiation oncologists, spine surgeons and interventional radiologists, among others.
Orthopaedics | Spine - Thoracolumbar (TL) and sacral surgery | TL and sacral fusion and fixation implant | TL pedicle screw - Shank, tulip | Highridge Medical | Cannulated Extended Tab Iliac Screw 10.5X60MM | 812M1560 | Standalone | DE0510347 | As per HSA registered indication(s) except for radiolucent implants which should be used as follows:  in patients with primary or metastatic spinal tumours who would benefit from post-operative high dose high precision beam therapy upon appropriate and stringent patient selection;  Patient selection should be done via standardised assessment such as the neurological-oncological-mechanical systemic (NOMS) framework; and  The assessment should be carried out by a multidisciplinary team (MDT), which may be inclusive of, but not limited to, radiation oncologists, spine surgeons and interventional radiologists, among others.
Orthopaedics | Spine - Thoracolumbar (TL) and sacral surgery | TL and sacral fusion and fixation implant | TL pedicle screw - Shank, tulip | Highridge Medical | Cannulated Extended Tab Iliac Screw 10.5X65MM | 812M1565 | Standalone | DE0510347 | As per HSA registered indication(s) except for radiolucent implants which should be used as follows:  in patients with primary or metastatic spinal tumours who would benefit from post-operative high dose high precision beam therapy upon appropriate and stringent patient selection;  Patient selection should be done via standardised assessment such as the neurological-oncological-mechanical systemic (NOMS) framework; and  The assessment should be carried out by a multidisciplinary team (MDT), which may be inclusive of, but not limited to, radiation oncologists, spine surgeons and interventional radiologists, among others.
Orthopaedics | Spine - Thoracolumbar (TL) and sacral surgery | TL and sacral fusion and fixation implant | TL pedicle screw - Shank, tulip | Highridge Medical | Cannulated Extended Tab Iliac Screw 10.5X70MM | 812M1570 | Standalone | DE0510347 | As per HSA registered indication(s) except for radiolucent implants which should be used as follows:  in patients with primary or metastatic spinal tumours who would benefit from post-operative high dose high precision beam therapy upon appropriate and stringent patient selection;  Patient selection should be done via standardised assessment such as the neurological-oncological-mechanical systemic (NOMS) framework; and  The assessment should be carried out by a multidisciplinary team (MDT), which may be inclusive of, but not limited to, radiation oncologists, spine surgeons and interventional radiologists, among others.
Orthopaedics | Spine - Thoracolumbar (TL) and sacral surgery | TL and sacral fusion and fixation implant | TL pedicle screw - Shank, tulip | Highridge Medical | Cannulated Extended Tab Iliac Screw 10.5X75MM | 812M1575 | Standalone | DE0510347 | As per HSA registered indication(s) except for radiolucent implants which should be used as follows:  in patients with primary or metastatic spinal tumours who would benefit from post-operative high dose high precision beam therapy upon appropriate and stringent patient selection;  Patient selection should be done via standardised assessment such as the neurological-oncological-mechanical systemic (NOMS) framework; and  The assessment should be carried out by a multidisciplinary team (MDT), which may be inclusive of, but not limited to, radiation oncologists, spine surgeons and interventional radiologists, among others.
Orthopaedics | Spine - Thoracolumbar (TL) and sacral surgery | TL and sacral fusion and fixation implant | TL pedicle screw - Shank, tulip | Highridge Medical | Cannulated Extended Tab Iliac Screw 10.5X80MM | 812M1580 | Standalone | DE0510347 | As per HSA registered indication(s) except for radiolucent implants which should be used as follows:  in patients with primary or metastatic spinal tumours who would benefit from post-operative high dose high precision beam therapy upon appropriate and stringent patient selection;  Patient selection should be done via standardised assessment such as the neurological-oncological-mechanical systemic (NOMS) framework; and  The assessment should be carried out by a multidisciplinary team (MDT), which may be inclusive of, but not limited to, radiation oncologists, spine surgeons and interventional radiologists, among others.
Orthopaedics | Spine - Thoracolumbar (TL) and sacral surgery | TL and sacral fusion and fixation implant | TL pedicle screw - Shank, tulip | Highridge Medical | Cannulated Extended Tab Iliac Screw 10.5X85MM | 812M1585 | Standalone | DE0510347 | As per HSA registered indication(s) except for radiolucent implants which should be used as follows:  in patients with primary or metastatic spinal tumours who would benefit from post-operative high dose high precision beam therapy upon appropriate and stringent patient selection;  Patient selection should be done via standardised assessment such as the neurological-oncological-mechanical systemic (NOMS) framework; and  The assessment should be carried out by a multidisciplinary team (MDT), which may be inclusive of, but not limited to, radiation oncologists, spine surgeons and interventional radiologists, among others.
Orthopaedics | Spine - Thoracolumbar (TL) and sacral surgery | TL and sacral fusion and fixation implant | TL pedicle screw - Shank, tulip | Highridge Medical | Cannulated Extended Tab Iliac Screw 10.5X90MM | 812M1590 | Standalone | DE0510347 | As per HSA registered indication(s) except for radiolucent implants which should be used as follows:  in patients with primary or metastatic spinal tumours who would benefit from post-operative high dose high precision beam therapy upon appropriate and stringent patient selection;  Patient selection should be done via standardised assessment such as the neurological-oncological-mechanical systemic (NOMS) framework; and  The assessment should be carried out by a multidisciplinary team (MDT), which may be inclusive of, but not limited to, radiation oncologists, spine surgeons and interventional radiologists, among others.
Orthopaedics | Spine - Thoracolumbar (TL) and sacral surgery | TL and sacral fusion and fixation implant | TL pedicle screw - Shank, tulip | Highridge Medical | Cannulated Extended Tab Iliac Screw 10.5X95MM | 812M1595 | Standalone | DE0510347 | As per HSA registered indication(s) except for radiolucent implants which should be used as follows:  in patients with primary or metastatic spinal tumours who would benefit from post-operative high dose high precision beam therapy upon appropriate and stringent patient selection;  Patient selection should be done via standardised assessment such as the neurological-oncological-mechanical systemic (NOMS) framework; and  The assessment should be carried out by a multidisciplinary team (MDT), which may be inclusive of, but not limited to, radiation oncologists, spine surgeons and interventional radiologists, among others.
Orthopaedics | Spine - Thoracolumbar (TL) and sacral surgery | TL and sacral fusion and fixation implant | TL pedicle screw - Shank, tulip | Highridge Medical | Cannulated Extended Tab Iliac Screw 6.5X100MM | 812M6500 | Standalone | DE0510347 | As per HSA registered indication(s) except for radiolucent implants which should be used as follows:  in patients with primary or metastatic spinal tumours who would benefit from post-operative high dose high precision beam therapy upon appropriate and stringent patient selection;  Patient selection should be done via standardised assessment such as the neurological-oncological-mechanical systemic (NOMS) framework; and  The assessment should be carried out by a multidisciplinary team (MDT), which may be inclusive of, but not limited to, radiation oncologists, spine surgeons and interventional radiologists, among others.
Orthopaedics | Spine - Thoracolumbar (TL) and sacral surgery | TL and sacral fusion and fixation implant | TL pedicle screw - Shank, tulip | Highridge Medical | Cannulated Extended Tab Iliac Screw 6.5X105MM | 812M6505 | Standalone | DE0510347 | As per HSA registered indication(s) except for radiolucent implants which should be used as follows:  in patients with primary or metastatic spinal tumours who would benefit from post-operative high dose high precision beam therapy upon appropriate and stringent patient selection;  Patient selection should be done via standardised assessment such as the neurological-oncological-mechanical systemic (NOMS) framework; and  The assessment should be carried out by a multidisciplinary team (MDT), which may be inclusive of, but not limited to, radiation oncologists, spine surgeons and interventional radiologists, among others.
Orthopaedics | Spine - Thoracolumbar (TL) and sacral surgery | TL and sacral fusion and fixation implant | TL pedicle screw - Shank, tulip | Highridge Medical | Cannulated Extended Tab Iliac Screw 6.5X110MM | 812M6510 | Standalone | DE0510347 | As per HSA registered indication(s) except for radiolucent implants which should be used as follows:  in patients with primary or metastatic spinal tumours who would benefit from post-operative high dose high precision beam therapy upon appropriate and stringent patient selection;  Patient selection should be done via standardised assessment such as the neurological-oncological-mechanical systemic (NOMS) framework; and  The assessment should be carried out by a multidisciplinary team (MDT), which may be inclusive of, but not limited to, radiation oncologists, spine surgeons and interventional radiologists, among others.
Orthopaedics | Spine - Thoracolumbar (TL) and sacral surgery | TL and sacral fusion and fixation implant | TL pedicle screw - Shank, tulip | Highridge Medical | Cannulated Extended Tab Iliac Screw 6.5X115MM | 812M6515 | Standalone | DE0510347 | As per HSA registered indication(s) except for radiolucent implants which should be used as follows:  in patients with primary or metastatic spinal tumours who would benefit from post-operative high dose high precision beam therapy upon appropriate and stringent patient selection;  Patient selection should be done via standardised assessment such as the neurological-oncological-mechanical systemic (NOMS) framework; and  The assessment should be carried out by a multidisciplinary team (MDT), which may be inclusive of, but not limited to, radiation oncologists, spine surgeons and interventional radiologists, among others.
Orthopaedics | Spine - Thoracolumbar (TL) and sacral surgery | TL and sacral fusion and fixation implant | TL pedicle screw - Shank, tulip | Highridge Medical | Cannulated Extended Tab Iliac Screw 6.5X20MM | 812M6520 | Standalone | DE0510347 | As per HSA registered indication(s) except for radiolucent implants which should be used as follows:  in patients with primary or metastatic spinal tumours who would benefit from post-operative high dose high precision beam therapy upon appropriate and stringent patient selection;  Patient selection should be done via standardised assessment such as the neurological-oncological-mechanical systemic (NOMS) framework; and  The assessment should be carried out by a multidisciplinary team (MDT), which may be inclusive of, but not limited to, radiation oncologists, spine surgeons and interventional radiologists, among others.
Orthopaedics | Spine - Thoracolumbar (TL) and sacral surgery | TL and sacral fusion and fixation implant | TL pedicle screw - Shank, tulip | Highridge Medical | Cannulated Extended Tab Iliac Screw 6.5X120MM | 812M6521 | Standalone | DE0510347 | As per HSA registered indication(s) except for radiolucent implants which should be used as follows:  in patients with primary or metastatic spinal tumours who would benefit from post-operative high dose high precision beam therapy upon appropriate and stringent patient selection;  Patient selection should be done via standardised assessment such as the neurological-oncological-mechanical systemic (NOMS) framework; and  The assessment should be carried out by a multidisciplinary team (MDT), which may be inclusive of, but not limited to, radiation oncologists, spine surgeons and interventional radiologists, among others.
Orthopaedics | Spine - Thoracolumbar (TL) and sacral surgery | TL and sacral fusion and fixation implant | TL pedicle screw - Shank, tulip | Highridge Medical | Cannulated Extended Tab Iliac Screw 6.5X25MM | 812M6525 | Standalone | DE0510347 | As per HSA registered indication(s) except for radiolucent implants which should be used as follows:  in patients with primary or metastatic spinal tumours who would benefit from post-operative high dose high precision beam therapy upon appropriate and stringent patient selection;  Patient selection should be done via standardised assessment such as the neurological-oncological-mechanical systemic (NOMS) framework; and  The assessment should be carried out by a multidisciplinary team (MDT), which may be inclusive of, but not limited to, radiation oncologists, spine surgeons and interventional radiologists, among others.
Orthopaedics | Spine - Thoracolumbar (TL) and sacral surgery | TL and sacral fusion and fixation implant | TL pedicle screw - Shank, tulip | Highridge Medical | Cannulated Extended Tab Iliac Screw 6.5X30MM | 812M6530 | Standalone | DE0510347 | As per HSA registered indication(s) except for radiolucent implants which should be used as follows:  in patients with primary or metastatic spinal tumours who would benefit from post-operative high dose high precision beam therapy upon appropriate and stringent patient selection;  Patient selection should be done via standardised assessment such as the neurological-oncological-mechanical systemic (NOMS) framework; and  The assessment should be carried out by a multidisciplinary team (MDT), which may be inclusive of, but not limited to, radiation oncologists, spine surgeons and interventional radiologists, among others.
Orthopaedics | Spine - Thoracolumbar (TL) and sacral surgery | TL and sacral fusion and fixation implant | TL pedicle screw - Shank, tulip | Highridge Medical | Cannulated Extended Tab Iliac Screw 6.5X35MM | 812M6535 | Standalone | DE0510347 | As per HSA registered indication(s) except for radiolucent implants which should be used as follows:  in patients with primary or metastatic spinal tumours who would benefit from post-operative high dose high precision beam therapy upon appropriate and stringent patient selection;  Patient selection should be done via standardised assessment such as the neurological-oncological-mechanical systemic (NOMS) framework; and  The assessment should be carried out by a multidisciplinary team (MDT), which may be inclusive of, but not limited to, radiation oncologists, spine surgeons and interventional radiologists, among others.
Orthopaedics | Spine - Thoracolumbar (TL) and sacral surgery | TL and sacral fusion and fixation implant | TL pedicle screw - Shank, tulip | Highridge Medical | Cannulated Extended Tab Iliac Screw 6.5X40MM | 812M6540 | Standalone | DE0510347 | As per HSA registered indication(s) except for radiolucent implants which should be used as follows:  in patients with primary or metastatic spinal tumours who would benefit from post-operative high dose high precision beam therapy upon appropriate and stringent patient selection;  Patient selection should be done via standardised assessment such as the neurological-oncological-mechanical systemic (NOMS) framework; and  The assessment should be carried out by a multidisciplinary team (MDT), which may be inclusive of, but not limited to, radiation oncologists, spine surgeons and interventional radiologists, among others.
Orthopaedics | Spine - Thoracolumbar (TL) and sacral surgery | TL and sacral fusion and fixation implant | TL pedicle screw - Shank, tulip | Highridge Medical | Cannulated Extended Tab Iliac Screw 6.5X45MM | 812M6545 | Standalone | DE0510347 | As per HSA registered indication(s) except for radiolucent implants which should be used as follows:  in patients with primary or metastatic spinal tumours who would benefit from post-operative high dose high precision beam therapy upon appropriate and stringent patient selection;  Patient selection should be done via standardised assessment such as the neurological-oncological-mechanical systemic (NOMS) framework; and  The assessment should be carried out by a multidisciplinary team (MDT), which may be inclusive of, but not limited to, radiation oncologists, spine surgeons and interventional radiologists, among others.
Orthopaedics | Spine - Thoracolumbar (TL) and sacral surgery | TL and sacral fusion and fixation implant | TL pedicle screw - Shank, tulip | Highridge Medical | Cannulated Extended Tab Iliac Screw 6.5X50MM | 812M6550 | Standalone | DE0510347 | As per HSA registered indication(s) except for radiolucent implants which should be used as follows:  in patients with primary or metastatic spinal tumours who would benefit from post-operative high dose high precision beam therapy upon appropriate and stringent patient selection;  Patient selection should be done via standardised assessment such as the neurological-oncological-mechanical systemic (NOMS) framework; and  The assessment should be carried out by a multidisciplinary team (MDT), which may be inclusive of, but not limited to, radiation oncologists, spine surgeons and interventional radiologists, among others.
Orthopaedics | Spine - Thoracolumbar (TL) and sacral surgery | TL and sacral fusion and fixation implant | TL pedicle screw - Shank, tulip | Highridge Medical | Cannulated Extended Tab Iliac Screw 6.5X55MM | 812M6555 | Standalone | DE0510347 | As per HSA registered indication(s) except for radiolucent implants which should be used as follows:  in patients with primary or metastatic spinal tumours who would benefit from post-operative high dose high precision beam therapy upon appropriate and stringent patient selection;  Patient selection should be done via standardised assessment such as the neurological-oncological-mechanical systemic (NOMS) framework; and  The assessment should be carried out by a multidisciplinary team (MDT), which may be inclusive of, but not limited to, radiation oncologists, spine surgeons and interventional radiologists, among others.
Orthopaedics | Spine - Thoracolumbar (TL) and sacral surgery | TL and sacral fusion and fixation implant | TL pedicle screw - Shank, tulip | Highridge Medical | Cannulated Extended Tab Iliac Screw 6.5X60MM | 812M6560 | Standalone | DE0510347 | As per HSA registered indication(s) except for radiolucent implants which should be used as follows:  in patients with primary or metastatic spinal tumours who would benefit from post-operative high dose high precision beam therapy upon appropriate and stringent patient selection;  Patient selection should be done via standardised assessment such as the neurological-oncological-mechanical systemic (NOMS) framework; and  The assessment should be carried out by a multidisciplinary team (MDT), which may be inclusive of, but not limited to, radiation oncologists, spine surgeons and interventional radiologists, among others.
Orthopaedics | Spine - Thoracolumbar (TL) and sacral surgery | TL and sacral fusion and fixation implant | TL pedicle screw - Shank, tulip | Highridge Medical | Cannulated Extended Tab Iliac Screw 6.5X65MM | 812M6565 | Standalone | DE0510347 | As per HSA registered indication(s) except for radiolucent implants which should be used as follows:  in patients with primary or metastatic spinal tumours who would benefit from post-operative high dose high precision beam therapy upon appropriate and stringent patient selection;  Patient selection should be done via standardised assessment such as the neurological-oncological-mechanical systemic (NOMS) framework; and  The assessment should be carried out by a multidisciplinary team (MDT), which may be inclusive of, but not limited to, radiation oncologists, spine surgeons and interventional radiologists, among others.
Orthopaedics | Spine - Thoracolumbar (TL) and sacral surgery | TL and sacral fusion and fixation implant | TL pedicle screw - Shank, tulip | Highridge Medical | Cannulated Extended Tab Iliac Screw 6.5X70MM | 812M6570 | Standalone | DE0510347 | As per HSA registered indication(s) except for radiolucent implants which should be used as follows:  in patients with primary or metastatic spinal tumours who would benefit from post-operative high dose high precision beam therapy upon appropriate and stringent patient selection;  Patient selection should be done via standardised assessment such as the neurological-oncological-mechanical systemic (NOMS) framework; and  The assessment should be carried out by a multidisciplinary team (MDT), which may be inclusive of, but not limited to, radiation oncologists, spine surgeons and interventional radiologists, among others.
Orthopaedics | Spine - Thoracolumbar (TL) and sacral surgery | TL and sacral fusion and fixation implant | TL pedicle screw - Shank, tulip | Highridge Medical | Cannulated Extended Tab Iliac Screw 6.5X75MM | 812M6575 | Standalone | DE0510347 | As per HSA registered indication(s) except for radiolucent implants which should be used as follows:  in patients with primary or metastatic spinal tumours who would benefit from post-operative high dose high precision beam therapy upon appropriate and stringent patient selection;  Patient selection should be done via standardised assessment such as the neurological-oncological-mechanical systemic (NOMS) framework; and  The assessment should be carried out by a multidisciplinary team (MDT), which may be inclusive of, but not limited to, radiation oncologists, spine surgeons and interventional radiologists, among others.
Orthopaedics | Spine - Thoracolumbar (TL) and sacral surgery | TL and sacral fusion and fixation implant | TL pedicle screw - Shank, tulip | Highridge Medical | Cannulated Extended Tab Iliac Screw 6.5X80MM | 812M6580 | Standalone | DE0510347 | As per HSA registered indication(s) except for radiolucent implants which should be used as follows:  in patients with primary or metastatic spinal tumours who would benefit from post-operative high dose high precision beam therapy upon appropriate and stringent patient selection;  Patient selection should be done via standardised assessment such as the neurological-oncological-mechanical systemic (NOMS) framework; and  The assessment should be carried out by a multidisciplinary team (MDT), which may be inclusive of, but not limited to, radiation oncologists, spine surgeons and interventional radiologists, among others.
Orthopaedics | Spine - Thoracolumbar (TL) and sacral surgery | TL and sacral fusion and fixation implant | TL pedicle screw - Shank, tulip | Highridge Medical | Cannulated Extended Tab Iliac Screw 6.5X85MM | 812M6585 | Standalone | DE0510347 | As per HSA registered indication(s) except for radiolucent implants which should be used as follows:  in patients with primary or metastatic spinal tumours who would benefit from post-operative high dose high precision beam therapy upon appropriate and stringent patient selection;  Patient selection should be done via standardised assessment such as the neurological-oncological-mechanical systemic (NOMS) framework; and  The assessment should be carried out by a multidisciplinary team (MDT), which may be inclusive of, but not limited to, radiation oncologists, spine surgeons and interventional radiologists, among others.
Orthopaedics | Spine - Thoracolumbar (TL) and sacral surgery | TL and sacral fusion and fixation implant | TL pedicle screw - Shank, tulip | Highridge Medical | Cannulated Extended Tab Iliac Screw 6.5X90MM | 812M6590 | Standalone | DE0510347 | As per HSA registered indication(s) except for radiolucent implants which should be used as follows:  in patients with primary or metastatic spinal tumours who would benefit from post-operative high dose high precision beam therapy upon appropriate and stringent patient selection;  Patient selection should be done via standardised assessment such as the neurological-oncological-mechanical systemic (NOMS) framework; and  The assessment should be carried out by a multidisciplinary team (MDT), which may be inclusive of, but not limited to, radiation oncologists, spine surgeons and interventional radiologists, among others.
Orthopaedics | Spine - Thoracolumbar (TL) and sacral surgery | TL and sacral fusion and fixation implant | TL pedicle screw - Shank, tulip | Highridge Medical | Cannulated Extended Tab Iliac Screw 6.5X95MM | 812M6595 | Standalone | DE0510347 | As per HSA registered indication(s) except for radiolucent implants which should be used as follows:  in patients with primary or metastatic spinal tumours who would benefit from post-operative high dose high precision beam therapy upon appropriate and stringent patient selection;  Patient selection should be done via standardised assessment such as the neurological-oncological-mechanical systemic (NOMS) framework; and  The assessment should be carried out by a multidisciplinary team (MDT), which may be inclusive of, but not limited to, radiation oncologists, spine surgeons and interventional radiologists, among others.
Orthopaedics | Spine - Thoracolumbar (TL) and sacral surgery | TL and sacral fusion and fixation implant | TL pedicle screw - Shank, tulip | Highridge Medical | Cannulated Extended Tab Iliac Screw 7.0X100MM | 812M7000 | Standalone | DE0510347 | As per HSA registered indication(s) except for radiolucent implants which should be used as follows:  in patients with primary or metastatic spinal tumours who would benefit from post-operative high dose high precision beam therapy upon appropriate and stringent patient selection;  Patient selection should be done via standardised assessment such as the neurological-oncological-mechanical systemic (NOMS) framework; and  The assessment should be carried out by a multidisciplinary team (MDT), which may be inclusive of, but not limited to, radiation oncologists, spine surgeons and interventional radiologists, among others.
Orthopaedics | Spine - Thoracolumbar (TL) and sacral surgery | TL and sacral fusion and fixation implant | TL pedicle screw - Shank, tulip | Highridge Medical | Cannulated Extended Tab Iliac Screw 7.0X105MM | 812M7005 | Standalone | DE0510347 | As per HSA registered indication(s) except for radiolucent implants which should be used as follows:  in patients with primary or metastatic spinal tumours who would benefit from post-operative high dose high precision beam therapy upon appropriate and stringent patient selection;  Patient selection should be done via standardised assessment such as the neurological-oncological-mechanical systemic (NOMS) framework; and  The assessment should be carried out by a multidisciplinary team (MDT), which may be inclusive of, but not limited to, radiation oncologists, spine surgeons and interventional radiologists, among others.
Orthopaedics | Spine - Thoracolumbar (TL) and sacral surgery | TL and sacral fusion and fixation implant | TL pedicle screw - Shank, tulip | Highridge Medical | Cannulated Extended Tab Iliac Screw 7.0X110MM | 812M7010 | Standalone | DE0510347 | As per HSA registered indication(s) except for radiolucent implants which should be used as follows:  in patients with primary or metastatic spinal tumours who would benefit from post-operative high dose high precision beam therapy upon appropriate and stringent patient selection;  Patient selection should be done via standardised assessment such as the neurological-oncological-mechanical systemic (NOMS) framework; and  The assessment should be carried out by a multidisciplinary team (MDT), which may be inclusive of, but not limited to, radiation oncologists, spine surgeons and interventional radiologists, among others.
Orthopaedics | Spine - Thoracolumbar (TL) and sacral surgery | TL and sacral fusion and fixation implant | TL pedicle screw - Shank, tulip | Highridge Medical | Cannulated Extended Tab Iliac Screw 7.0X115MM | 812M7015 | Standalone | DE0510347 | As per HSA registered indication(s) except for radiolucent implants which should be used as follows:  in patients with primary or metastatic spinal tumours who would benefit from post-operative high dose high precision beam therapy upon appropriate and stringent patient selection;  Patient selection should be done via standardised assessment such as the neurological-oncological-mechanical systemic (NOMS) framework; and  The assessment should be carried out by a multidisciplinary team (MDT), which may be inclusive of, but not limited to, radiation oncologists, spine surgeons and interventional radiologists, among others.
Orthopaedics | Spine - Thoracolumbar (TL) and sacral surgery | TL and sacral fusion and fixation implant | TL pedicle screw - Shank, tulip | Highridge Medical | Cannulated Extended Tab Iliac Screw 7.0X20MM | 812M7020 | Standalone | DE0510347 | As per HSA registered indication(s) except for radiolucent implants which should be used as follows:  in patients with primary or metastatic spinal tumours who would benefit from post-operative high dose high precision beam therapy upon appropriate and stringent patient selection;  Patient selection should be done via standardised assessment such as the neurological-oncological-mechanical systemic (NOMS) framework; and  The assessment should be carried out by a multidisciplinary team (MDT), which may be inclusive of, but not limited to, radiation oncologists, spine surgeons and interventional radiologists, among others.
Orthopaedics | Spine - Thoracolumbar (TL) and sacral surgery | TL and sacral fusion and fixation implant | TL pedicle screw - Shank, tulip | Highridge Medical | Cannulated Extended Tab Iliac Screw 7.0X120MM | 812M7021 | Standalone | DE0510347 | As per HSA registered indication(s) except for radiolucent implants which should be used as follows:  in patients with primary or metastatic spinal tumours who would benefit from post-operative high dose high precision beam therapy upon appropriate and stringent patient selection;  Patient selection should be done via standardised assessment such as the neurological-oncological-mechanical systemic (NOMS) framework; and  The assessment should be carried out by a multidisciplinary team (MDT), which may be inclusive of, but not limited to, radiation oncologists, spine surgeons and interventional radiologists, among others.
Orthopaedics | Spine - Thoracolumbar (TL) and sacral surgery | TL and sacral fusion and fixation implant | TL pedicle screw - Shank, tulip | Highridge Medical | Cannulated Extended Tab Iliac Screw 7.0X25MM | 812M7025 | Standalone | DE0510347 | As per HSA registered indication(s) except for radiolucent implants which should be used as follows:  in patients with primary or metastatic spinal tumours who would benefit from post-operative high dose high precision beam therapy upon appropriate and stringent patient selection;  Patient selection should be done via standardised assessment such as the neurological-oncological-mechanical systemic (NOMS) framework; and  The assessment should be carried out by a multidisciplinary team (MDT), which may be inclusive of, but not limited to, radiation oncologists, spine surgeons and interventional radiologists, among others.
Orthopaedics | Spine - Thoracolumbar (TL) and sacral surgery | TL and sacral fusion and fixation implant | TL pedicle screw - Shank, tulip | Highridge Medical | Cannulated Extended Tab Iliac Screw 7.0X30MM | 812M7030 | Standalone | DE0510347 | As per HSA registered indication(s) except for radiolucent implants which should be used as follows:  in patients with primary or metastatic spinal tumours who would benefit from post-operative high dose high precision beam therapy upon appropriate and stringent patient selection;  Patient selection should be done via standardised assessment such as the neurological-oncological-mechanical systemic (NOMS) framework; and  The assessment should be carried out by a multidisciplinary team (MDT), which may be inclusive of, but not limited to, radiation oncologists, spine surgeons and interventional radiologists, among others.
Orthopaedics | Spine - Thoracolumbar (TL) and sacral surgery | TL and sacral fusion and fixation implant | TL pedicle screw - Shank, tulip | Highridge Medical | Cannulated Extended Tab Iliac Screw 7.0X35MM | 812M7035 | Standalone | DE0510347 | As per HSA registered indication(s) except for radiolucent implants which should be used as follows:  in patients with primary or metastatic spinal tumours who would benefit from post-operative high dose high precision beam therapy upon appropriate and stringent patient selection;  Patient selection should be done via standardised assessment such as the neurological-oncological-mechanical systemic (NOMS) framework; and  The assessment should be carried out by a multidisciplinary team (MDT), which may be inclusive of, but not limited to, radiation oncologists, spine surgeons and interventional radiologists, among others.
Orthopaedics | Spine - Thoracolumbar (TL) and sacral surgery | TL and sacral fusion and fixation implant | TL pedicle screw - Shank, tulip | Highridge Medical | Cannulated Extended Tab Iliac Screw 7.0X40MM | 812M7040 | Standalone | DE0510347 | As per HSA registered indication(s) except for radiolucent implants which should be used as follows:  in patients with primary or metastatic spinal tumours who would benefit from post-operative high dose high precision beam therapy upon appropriate and stringent patient selection;  Patient selection should be done via standardised assessment such as the neurological-oncological-mechanical systemic (NOMS) framework; and  The assessment should be carried out by a multidisciplinary team (MDT), which may be inclusive of, but not limited to, radiation oncologists, spine surgeons and interventional radiologists, among others.
Orthopaedics | Spine - Thoracolumbar (TL) and sacral surgery | TL and sacral fusion and fixation implant | TL pedicle screw - Shank, tulip | Highridge Medical | Cannulated Extended Tab Iliac Screw 7.0X45MM | 812M7045 | Standalone | DE0510347 | As per HSA registered indication(s) except for radiolucent implants which should be used as follows:  in patients with primary or metastatic spinal tumours who would benefit from post-operative high dose high precision beam therapy upon appropriate and stringent patient selection;  Patient selection should be done via standardised assessment such as the neurological-oncological-mechanical systemic (NOMS) framework; and  The assessment should be carried out by a multidisciplinary team (MDT), which may be inclusive of, but not limited to, radiation oncologists, spine surgeons and interventional radiologists, among others.
Orthopaedics | Spine - Thoracolumbar (TL) and sacral surgery | TL and sacral fusion and fixation implant | TL pedicle screw - Shank, tulip | Highridge Medical | Cannulated Extended Tab Iliac Screw 7.0X50MM | 812M7050 | Standalone | DE0510347 | As per HSA registered indication(s) except for radiolucent implants which should be used as follows:  in patients with primary or metastatic spinal tumours who would benefit from post-operative high dose high precision beam therapy upon appropriate and stringent patient selection;  Patient selection should be done via standardised assessment such as the neurological-oncological-mechanical systemic (NOMS) framework; and  The assessment should be carried out by a multidisciplinary team (MDT), which may be inclusive of, but not limited to, radiation oncologists, spine surgeons and interventional radiologists, among others.
Orthopaedics | Spine - Thoracolumbar (TL) and sacral surgery | TL and sacral fusion and fixation implant | TL pedicle screw - Shank, tulip | Highridge Medical | Cannulated Extended Tab Iliac Screw 7.0X55MM | 812M7055 | Standalone | DE0510347 | As per HSA registered indication(s) except for radiolucent implants which should be used as follows:  in patients with primary or metastatic spinal tumours who would benefit from post-operative high dose high precision beam therapy upon appropriate and stringent patient selection;  Patient selection should be done via standardised assessment such as the neurological-oncological-mechanical systemic (NOMS) framework; and  The assessment should be carried out by a multidisciplinary team (MDT), which may be inclusive of, but not limited to, radiation oncologists, spine surgeons and interventional radiologists, among others.
Orthopaedics | Spine - Thoracolumbar (TL) and sacral surgery | TL and sacral fusion and fixation implant | TL pedicle screw - Shank, tulip | Highridge Medical | Cannulated Extended Tab Iliac Screw 7.0X60MM | 812M7060 | Standalone | DE0510347 | As per HSA registered indication(s) except for radiolucent implants which should be used as follows:  in patients with primary or metastatic spinal tumours who would benefit from post-operative high dose high precision beam therapy upon appropriate and stringent patient selection;  Patient selection should be done via standardised assessment such as the neurological-oncological-mechanical systemic (NOMS) framework; and  The assessment should be carried out by a multidisciplinary team (MDT), which may be inclusive of, but not limited to, radiation oncologists, spine surgeons and interventional radiologists, among others.
Orthopaedics | Spine - Thoracolumbar (TL) and sacral surgery | TL and sacral fusion and fixation implant | TL pedicle screw - Shank, tulip | Highridge Medical | Cannulated Extended Tab Iliac Screw 7.0X65MM | 812M7065 | Standalone | DE0510347 | As per HSA registered indication(s) except for radiolucent implants which should be used as follows:  in patients with primary or metastatic spinal tumours who would benefit from post-operative high dose high precision beam therapy upon appropriate and stringent patient selection;  Patient selection should be done via standardised assessment such as the neurological-oncological-mechanical systemic (NOMS) framework; and  The assessment should be carried out by a multidisciplinary team (MDT), which may be inclusive of, but not limited to, radiation oncologists, spine surgeons and interventional radiologists, among others.
Orthopaedics | Spine - Thoracolumbar (TL) and sacral surgery | TL and sacral fusion and fixation implant | TL pedicle screw - Shank, tulip | Highridge Medical | Cannulated Extended Tab Iliac Screw 7.0X70MM | 812M7070 | Standalone | DE0510347 | As per HSA registered indication(s) except for radiolucent implants which should be used as follows:  in patients with primary or metastatic spinal tumours who would benefit from post-operative high dose high precision beam therapy upon appropriate and stringent patient selection;  Patient selection should be done via standardised assessment such as the neurological-oncological-mechanical systemic (NOMS) framework; and  The assessment should be carried out by a multidisciplinary team (MDT), which may be inclusive of, but not limited to, radiation oncologists, spine surgeons and interventional radiologists, among others.
Orthopaedics | Spine - Thoracolumbar (TL) and sacral surgery | TL and sacral fusion and fixation implant | TL pedicle screw - Shank, tulip | Highridge Medical | Cannulated Extended Tab Iliac Screw 7.0X75MM | 812M7075 | Standalone | DE0510347 | As per HSA registered indication(s) except for radiolucent implants which should be used as follows:  in patients with primary or metastatic spinal tumours who would benefit from post-operative high dose high precision beam therapy upon appropriate and stringent patient selection;  Patient selection should be done via standardised assessment such as the neurological-oncological-mechanical systemic (NOMS) framework; and  The assessment should be carried out by a multidisciplinary team (MDT), which may be inclusive of, but not limited to, radiation oncologists, spine surgeons and interventional radiologists, among others.
Orthopaedics | Spine - Thoracolumbar (TL) and sacral surgery | TL and sacral fusion and fixation implant | TL pedicle screw - Shank, tulip | Highridge Medical | Cannulated Extended Tab Iliac Screw 7.0X80MM | 812M7080 | Standalone | DE0510347 | As per HSA registered indication(s) except for radiolucent implants which should be used as follows:  in patients with primary or metastatic spinal tumours who would benefit from post-operative high dose high precision beam therapy upon appropriate and stringent patient selection;  Patient selection should be done via standardised assessment such as the neurological-oncological-mechanical systemic (NOMS) framework; and  The assessment should be carried out by a multidisciplinary team (MDT), which may be inclusive of, but not limited to, radiation oncologists, spine surgeons and interventional radiologists, among others.
Orthopaedics | Spine - Thoracolumbar (TL) and sacral surgery | TL and sacral fusion and fixation implant | TL pedicle screw - Shank, tulip | Highridge Medical | Cannulated Extended Tab Iliac Screw 7.0X85MM | 812M7085 | Standalone | DE0510347 | As per HSA registered indication(s) except for radiolucent implants which should be used as follows:  in patients with primary or metastatic spinal tumours who would benefit from post-operative high dose high precision beam therapy upon appropriate and stringent patient selection;  Patient selection should be done via standardised assessment such as the neurological-oncological-mechanical systemic (NOMS) framework; and  The assessment should be carried out by a multidisciplinary team (MDT), which may be inclusive of, but not limited to, radiation oncologists, spine surgeons and interventional radiologists, among others.
Orthopaedics | Spine - Thoracolumbar (TL) and sacral surgery | TL and sacral fusion and fixation implant | TL pedicle screw - Shank, tulip | Highridge Medical | Cannulated Extended Tab Iliac Screw 7.0X90MM | 812M7090 | Standalone | DE0510347 | As per HSA registered indication(s) except for radiolucent implants which should be used as follows:  in patients with primary or metastatic spinal tumours who would benefit from post-operative high dose high precision beam therapy upon appropriate and stringent patient selection;  Patient selection should be done via standardised assessment such as the neurological-oncological-mechanical systemic (NOMS) framework; and  The assessment should be carried out by a multidisciplinary team (MDT), which may be inclusive of, but not limited to, radiation oncologists, spine surgeons and interventional radiologists, among others.
Orthopaedics | Spine - Thoracolumbar (TL) and sacral surgery | TL and sacral fusion and fixation implant | TL pedicle screw - Shank, tulip | Highridge Medical | Cannulated Extended Tab Iliac Screw 7.0X95MM | 812M7095 | Standalone | DE0510347 | As per HSA registered indication(s) except for radiolucent implants which should be used as follows:  in patients with primary or metastatic spinal tumours who would benefit from post-operative high dose high precision beam therapy upon appropriate and stringent patient selection;  Patient selection should be done via standardised assessment such as the neurological-oncological-mechanical systemic (NOMS) framework; and  The assessment should be carried out by a multidisciplinary team (MDT), which may be inclusive of, but not limited to, radiation oncologists, spine surgeons and interventional radiologists, among others.
Orthopaedics | Spine - Thoracolumbar (TL) and sacral surgery | TL and sacral fusion and fixation implant | TL pedicle screw - Shank, tulip | Highridge Medical | Cannulated Extended Tab Iliac Screw 7.5X100MM | 812M7500 | Standalone | DE0510347 | As per HSA registered indication(s) except for radiolucent implants which should be used as follows:  in patients with primary or metastatic spinal tumours who would benefit from post-operative high dose high precision beam therapy upon appropriate and stringent patient selection;  Patient selection should be done via standardised assessment such as the neurological-oncological-mechanical systemic (NOMS) framework; and  The assessment should be carried out by a multidisciplinary team (MDT), which may be inclusive of, but not limited to, radiation oncologists, spine surgeons and interventional radiologists, among others.
Orthopaedics | Spine - Thoracolumbar (TL) and sacral surgery | TL and sacral fusion and fixation implant | TL pedicle screw - Shank, tulip | Highridge Medical | Cannulated Extended Tab Iliac Screw 7.5X105MM | 812M7505 | Standalone | DE0510347 | As per HSA registered indication(s) except for radiolucent implants which should be used as follows:  in patients with primary or metastatic spinal tumours who would benefit from post-operative high dose high precision beam therapy upon appropriate and stringent patient selection;  Patient selection should be done via standardised assessment such as the neurological-oncological-mechanical systemic (NOMS) framework; and  The assessment should be carried out by a multidisciplinary team (MDT), which may be inclusive of, but not limited to, radiation oncologists, spine surgeons and interventional radiologists, among others.
Orthopaedics | Spine - Thoracolumbar (TL) and sacral surgery | TL and sacral fusion and fixation implant | TL pedicle screw - Shank, tulip | Highridge Medical | Cannulated Extended Tab Iliac Screw 7.5X110MM | 812M7510 | Standalone | DE0510347 | As per HSA registered indication(s) except for radiolucent implants which should be used as follows:  in patients with primary or metastatic spinal tumours who would benefit from post-operative high dose high precision beam therapy upon appropriate and stringent patient selection;  Patient selection should be done via standardised assessment such as the neurological-oncological-mechanical systemic (NOMS) framework; and  The assessment should be carried out by a multidisciplinary team (MDT), which may be inclusive of, but not limited to, radiation oncologists, spine surgeons and interventional radiologists, among others.
Orthopaedics | Spine - Thoracolumbar (TL) and sacral surgery | TL and sacral fusion and fixation implant | TL pedicle screw - Shank, tulip | Highridge Medical | Cannulated Extended Tab Iliac Screw 7.5X115MM | 812M7515 | Standalone | DE0510347 | As per HSA registered indication(s) except for radiolucent implants which should be used as follows:  in patients with primary or metastatic spinal tumours who would benefit from post-operative high dose high precision beam therapy upon appropriate and stringent patient selection;  Patient selection should be done via standardised assessment such as the neurological-oncological-mechanical systemic (NOMS) framework; and  The assessment should be carried out by a multidisciplinary team (MDT), which may be inclusive of, but not limited to, radiation oncologists, spine surgeons and interventional radiologists, among others.
Orthopaedics | Spine - Thoracolumbar (TL) and sacral surgery | TL and sacral fusion and fixation implant | TL pedicle screw - Shank, tulip | Highridge Medical | Cannulated Extended Tab Iliac Screw 7.5X20MM | 812M7520 | Standalone | DE0510347 | As per HSA registered indication(s) except for radiolucent implants which should be used as follows:  in patients with primary or metastatic spinal tumours who would benefit from post-operative high dose high precision beam therapy upon appropriate and stringent patient selection;  Patient selection should be done via standardised assessment such as the neurological-oncological-mechanical systemic (NOMS) framework; and  The assessment should be carried out by a multidisciplinary team (MDT), which may be inclusive of, but not limited to, radiation oncologists, spine surgeons and interventional radiologists, among others.
Orthopaedics | Spine - Thoracolumbar (TL) and sacral surgery | TL and sacral fusion and fixation implant | TL pedicle screw - Shank, tulip | Highridge Medical | Cannulated Extended Tab Iliac Screw 7.5X120MM | 812M7521 | Standalone | DE0510347 | As per HSA registered indication(s) except for radiolucent implants which should be used as follows:  in patients with primary or metastatic spinal tumours who would benefit from post-operative high dose high precision beam therapy upon appropriate and stringent patient selection;  Patient selection should be done via standardised assessment such as the neurological-oncological-mechanical systemic (NOMS) framework; and  The assessment should be carried out by a multidisciplinary team (MDT), which may be inclusive of, but not limited to, radiation oncologists, spine surgeons and interventional radiologists, among others.
Orthopaedics | Spine - Thoracolumbar (TL) and sacral surgery | TL and sacral fusion and fixation implant | TL pedicle screw - Shank, tulip | Highridge Medical | Cannulated Extended Tab Iliac Screw 7.5X25MM | 812M7525 | Standalone | DE0510347 | As per HSA registered indication(s) except for radiolucent implants which should be used as follows:  in patients with primary or metastatic spinal tumours who would benefit from post-operative high dose high precision beam therapy upon appropriate and stringent patient selection;  Patient selection should be done via standardised assessment such as the neurological-oncological-mechanical systemic (NOMS) framework; and  The assessment should be carried out by a multidisciplinary team (MDT), which may be inclusive of, but not limited to, radiation oncologists, spine surgeons and interventional radiologists, among others.
Orthopaedics | Spine - Thoracolumbar (TL) and sacral surgery | TL and sacral fusion and fixation implant | TL pedicle screw - Shank, tulip | Highridge Medical | Cannulated Extended Tab Iliac Screw 7.5X30MM | 812M7530 | Standalone | DE0510347 | As per HSA registered indication(s) except for radiolucent implants which should be used as follows:  in patients with primary or metastatic spinal tumours who would benefit from post-operative high dose high precision beam therapy upon appropriate and stringent patient selection;  Patient selection should be done via standardised assessment such as the neurological-oncological-mechanical systemic (NOMS) framework; and  The assessment should be carried out by a multidisciplinary team (MDT), which may be inclusive of, but not limited to, radiation oncologists, spine surgeons and interventional radiologists, among others.
Orthopaedics | Spine - Thoracolumbar (TL) and sacral surgery | TL and sacral fusion and fixation implant | TL pedicle screw - Shank, tulip | Highridge Medical | Cannulated Extended Tab Iliac Screw 7.5X35MM | 812M7535 | Standalone | DE0510347 | As per HSA registered indication(s) except for radiolucent implants which should be used as follows:  in patients with primary or metastatic spinal tumours who would benefit from post-operative high dose high precision beam therapy upon appropriate and stringent patient selection;  Patient selection should be done via standardised assessment such as the neurological-oncological-mechanical systemic (NOMS) framework; and  The assessment should be carried out by a multidisciplinary team (MDT), which may be inclusive of, but not limited to, radiation oncologists, spine surgeons and interventional radiologists, among others.
Orthopaedics | Spine - Thoracolumbar (TL) and sacral surgery | TL and sacral fusion and fixation implant | TL pedicle screw - Shank, tulip | Highridge Medical | Cannulated Extended Tab Iliac Screw 7.5X40MM | 812M7540 | Standalone | DE0510347 | As per HSA registered indication(s) except for radiolucent implants which should be used as follows:  in patients with primary or metastatic spinal tumours who would benefit from post-operative high dose high precision beam therapy upon appropriate and stringent patient selection;  Patient selection should be done via standardised assessment such as the neurological-oncological-mechanical systemic (NOMS) framework; and  The assessment should be carried out by a multidisciplinary team (MDT), which may be inclusive of, but not limited to, radiation oncologists, spine surgeons and interventional radiologists, among others.
Orthopaedics | Spine - Thoracolumbar (TL) and sacral surgery | TL and sacral fusion and fixation implant | TL pedicle screw - Shank, tulip | Highridge Medical | Cannulated Extended Tab Iliac Screw 7.5X45MM | 812M7545 | Standalone | DE0510347 | As per HSA registered indication(s) except for radiolucent implants which should be used as follows:  in patients with primary or metastatic spinal tumours who would benefit from post-operative high dose high precision beam therapy upon appropriate and stringent patient selection;  Patient selection should be done via standardised assessment such as the neurological-oncological-mechanical systemic (NOMS) framework; and  The assessment should be carried out by a multidisciplinary team (MDT), which may be inclusive of, but not limited to, radiation oncologists, spine surgeons and interventional radiologists, among others.
Orthopaedics | Spine - Thoracolumbar (TL) and sacral surgery | TL and sacral fusion and fixation implant | TL pedicle screw - Shank, tulip | Highridge Medical | Cannulated Extended Tab Iliac Screw 7.5X50MM | 812M7550 | Standalone | DE0510347 | As per HSA registered indication(s) except for radiolucent implants which should be used as follows:  in patients with primary or metastatic spinal tumours who would benefit from post-operative high dose high precision beam therapy upon appropriate and stringent patient selection;  Patient selection should be done via standardised assessment such as the neurological-oncological-mechanical systemic (NOMS) framework; and  The assessment should be carried out by a multidisciplinary team (MDT), which may be inclusive of, but not limited to, radiation oncologists, spine surgeons and interventional radiologists, among others.
Orthopaedics | Spine - Thoracolumbar (TL) and sacral surgery | TL and sacral fusion and fixation implant | TL pedicle screw - Shank, tulip | Highridge Medical | Cannulated Extended Tab Iliac Screw 7.5X55MM | 812M7555 | Standalone | DE0510347 | As per HSA registered indication(s) except for radiolucent implants which should be used as follows:  in patients with primary or metastatic spinal tumours who would benefit from post-operative high dose high precision beam therapy upon appropriate and stringent patient selection;  Patient selection should be done via standardised assessment such as the neurological-oncological-mechanical systemic (NOMS) framework; and  The assessment should be carried out by a multidisciplinary team (MDT), which may be inclusive of, but not limited to, radiation oncologists, spine surgeons and interventional radiologists, among others.
Orthopaedics | Spine - Thoracolumbar (TL) and sacral surgery | TL and sacral fusion and fixation implant | TL pedicle screw - Shank, tulip | Highridge Medical | Cannulated Extended Tab Iliac Screw 7.5X60MM | 812M7560 | Standalone | DE0510347 | As per HSA registered indication(s) except for radiolucent implants which should be used as follows:  in patients with primary or metastatic spinal tumours who would benefit from post-operative high dose high precision beam therapy upon appropriate and stringent patient selection;  Patient selection should be done via standardised assessment such as the neurological-oncological-mechanical systemic (NOMS) framework; and  The assessment should be carried out by a multidisciplinary team (MDT), which may be inclusive of, but not limited to, radiation oncologists, spine surgeons and interventional radiologists, among others.
Orthopaedics | Spine - Thoracolumbar (TL) and sacral surgery | TL and sacral fusion and fixation implant | TL pedicle screw - Shank, tulip | Highridge Medical | Cannulated Extended Tab Iliac Screw 7.5X65MM | 812M7565 | Standalone | DE0510347 | As per HSA registered indication(s) except for radiolucent implants which should be used as follows:  in patients with primary or metastatic spinal tumours who would benefit from post-operative high dose high precision beam therapy upon appropriate and stringent patient selection;  Patient selection should be done via standardised assessment such as the neurological-oncological-mechanical systemic (NOMS) framework; and  The assessment should be carried out by a multidisciplinary team (MDT), which may be inclusive of, but not limited to, radiation oncologists, spine surgeons and interventional radiologists, among others.
Orthopaedics | Spine - Thoracolumbar (TL) and sacral surgery | TL and sacral fusion and fixation implant | TL pedicle screw - Shank, tulip | Highridge Medical | Cannulated Extended Tab Iliac Screw 7.5X70MM | 812M7570 | Standalone | DE0510347 | As per HSA registered indication(s) except for radiolucent implants which should be used as follows:  in patients with primary or metastatic spinal tumours who would benefit from post-operative high dose high precision beam therapy upon appropriate and stringent patient selection;  Patient selection should be done via standardised assessment such as the neurological-oncological-mechanical systemic (NOMS) framework; and  The assessment should be carried out by a multidisciplinary team (MDT), which may be inclusive of, but not limited to, radiation oncologists, spine surgeons and interventional radiologists, among others.
Orthopaedics | Spine - Thoracolumbar (TL) and sacral surgery | TL and sacral fusion and fixation implant | TL pedicle screw - Shank, tulip | Highridge Medical | Cannulated Extended Tab Iliac Screw 7.5X75MM | 812M7575 | Standalone | DE0510347 | As per HSA registered indication(s) except for radiolucent implants which should be used as follows:  in patients with primary or metastatic spinal tumours who would benefit from post-operative high dose high precision beam therapy upon appropriate and stringent patient selection;  Patient selection should be done via standardised assessment such as the neurological-oncological-mechanical systemic (NOMS) framework; and  The assessment should be carried out by a multidisciplinary team (MDT), which may be inclusive of, but not limited to, radiation oncologists, spine surgeons and interventional radiologists, among others.
Orthopaedics | Spine - Thoracolumbar (TL) and sacral surgery | TL and sacral fusion and fixation implant | TL pedicle screw - Shank, tulip | Highridge Medical | Cannulated Extended Tab Iliac Screw 7.5X80MM | 812M7580 | Standalone | DE0510347 | As per HSA registered indication(s) except for radiolucent implants which should be used as follows:  in patients with primary or metastatic spinal tumours who would benefit from post-operative high dose high precision beam therapy upon appropriate and stringent patient selection;  Patient selection should be done via standardised assessment such as the neurological-oncological-mechanical systemic (NOMS) framework; and  The assessment should be carried out by a multidisciplinary team (MDT), which may be inclusive of, but not limited to, radiation oncologists, spine surgeons and interventional radiologists, among others.
Orthopaedics | Spine - Thoracolumbar (TL) and sacral surgery | TL and sacral fusion and fixation implant | TL pedicle screw - Shank, tulip | Highridge Medical | Cannulated Extended Tab Iliac Screw 7.5X85MM | 812M7585 | Standalone | DE0510347 | As per HSA registered indication(s) except for radiolucent implants which should be used as follows:  in patients with primary or metastatic spinal tumours who would benefit from post-operative high dose high precision beam therapy upon appropriate and stringent patient selection;  Patient selection should be done via standardised assessment such as the neurological-oncological-mechanical systemic (NOMS) framework; and  The assessment should be carried out by a multidisciplinary team (MDT), which may be inclusive of, but not limited to, radiation oncologists, spine surgeons and interventional radiologists, among others.
Orthopaedics | Spine - Thoracolumbar (TL) and sacral surgery | TL and sacral fusion and fixation implant | TL pedicle screw - Shank, tulip | Highridge Medical | Cannulated Extended Tab Iliac Screw 7.5X90MM | 812M7590 | Standalone | DE0510347 | As per HSA registered indication(s) except for radiolucent implants which should be used as follows:  in patients with primary or metastatic spinal tumours who would benefit from post-operative high dose high precision beam therapy upon appropriate and stringent patient selection;  Patient selection should be done via standardised assessment such as the neurological-oncological-mechanical systemic (NOMS) framework; and  The assessment should be carried out by a multidisciplinary team (MDT), which may be inclusive of, but not limited to, radiation oncologists, spine surgeons and interventional radiologists, among others.
Orthopaedics | Spine - Thoracolumbar (TL) and sacral surgery | TL and sacral fusion and fixation implant | TL pedicle screw - Shank, tulip | Highridge Medical | Cannulated Extended Tab Iliac Screw 7.5X95MM | 812M7595 | Standalone | DE0510347 | As per HSA registered indication(s) except for radiolucent implants which should be used as follows:  in patients with primary or metastatic spinal tumours who would benefit from post-operative high dose high precision beam therapy upon appropriate and stringent patient selection;  Patient selection should be done via standardised assessment such as the neurological-oncological-mechanical systemic (NOMS) framework; and  The assessment should be carried out by a multidisciplinary team (MDT), which may be inclusive of, but not limited to, radiation oncologists, spine surgeons and interventional radiologists, among others.
Orthopaedics | Spine - Thoracolumbar (TL) and sacral surgery | TL and sacral fusion and fixation implant | TL pedicle screw - Shank, tulip | Highridge Medical | Cannulated Extended Tab Iliac Screw 8.0X100MM | 812M8000 | Standalone | DE0510347 | As per HSA registered indication(s) except for radiolucent implants which should be used as follows:  in patients with primary or metastatic spinal tumours who would benefit from post-operative high dose high precision beam therapy upon appropriate and stringent patient selection;  Patient selection should be done via standardised assessment such as the neurological-oncological-mechanical systemic (NOMS) framework; and  The assessment should be carried out by a multidisciplinary team (MDT), which may be inclusive of, but not limited to, radiation oncologists, spine surgeons and interventional radiologists, among others.
Orthopaedics | Spine - Thoracolumbar (TL) and sacral surgery | TL and sacral fusion and fixation implant | TL pedicle screw - Shank, tulip | Highridge Medical | Cannulated Extended Tab Iliac Screw 8.0X105MM | 812M8005 | Standalone | DE0510347 | As per HSA registered indication(s) except for radiolucent implants which should be used as follows:  in patients with primary or metastatic spinal tumours who would benefit from post-operative high dose high precision beam therapy upon appropriate and stringent patient selection;  Patient selection should be done via standardised assessment such as the neurological-oncological-mechanical systemic (NOMS) framework; and  The assessment should be carried out by a multidisciplinary team (MDT), which may be inclusive of, but not limited to, radiation oncologists, spine surgeons and interventional radiologists, among others.
Orthopaedics | Spine - Thoracolumbar (TL) and sacral surgery | TL and sacral fusion and fixation implant | TL pedicle screw - Shank, tulip | Highridge Medical | Cannulated Extended Tab Iliac Screw 8.0X110MM | 812M8010 | Standalone | DE0510347 | As per HSA registered indication(s) except for radiolucent implants which should be used as follows:  in patients with primary or metastatic spinal tumours who would benefit from post-operative high dose high precision beam therapy upon appropriate and stringent patient selection;  Patient selection should be done via standardised assessment such as the neurological-oncological-mechanical systemic (NOMS) framework; and  The assessment should be carried out by a multidisciplinary team (MDT), which may be inclusive of, but not limited to, radiation oncologists, spine surgeons and interventional radiologists, among others.
Orthopaedics | Spine - Thoracolumbar (TL) and sacral surgery | TL and sacral fusion and fixation implant | TL pedicle screw - Shank, tulip | Highridge Medical | Cannulated Extended Tab Iliac Screw 8.0X115MM | 812M8015 | Standalone | DE0510347 | As per HSA registered indication(s) except for radiolucent implants which should be used as follows:  in patients with primary or metastatic spinal tumours who would benefit from post-operative high dose high precision beam therapy upon appropriate and stringent patient selection;  Patient selection should be done via standardised assessment such as the neurological-oncological-mechanical systemic (NOMS) framework; and  The assessment should be carried out by a multidisciplinary team (MDT), which may be inclusive of, but not limited to, radiation oncologists, spine surgeons and interventional radiologists, among others.
Orthopaedics | Spine - Thoracolumbar (TL) and sacral surgery | TL and sacral fusion and fixation implant | TL pedicle screw - Shank, tulip | Highridge Medical | Cannulated Extended Tab Iliac Screw 8.0X20MM | 812M8020 | Standalone | DE0510347 | As per HSA registered indication(s) except for radiolucent implants which should be used as follows:  in patients with primary or metastatic spinal tumours who would benefit from post-operative high dose high precision beam therapy upon appropriate and stringent patient selection;  Patient selection should be done via standardised assessment such as the neurological-oncological-mechanical systemic (NOMS) framework; and  The assessment should be carried out by a multidisciplinary team (MDT), which may be inclusive of, but not limited to, radiation oncologists, spine surgeons and interventional radiologists, among others.
Orthopaedics | Spine - Thoracolumbar (TL) and sacral surgery | TL and sacral fusion and fixation implant | TL pedicle screw - Shank, tulip | Highridge Medical | Cannulated Extended Tab Iliac Screw 8.0X120MM | 812M8021 | Standalone | DE0510347 | As per HSA registered indication(s) except for radiolucent implants which should be used as follows:  in patients with primary or metastatic spinal tumours who would benefit from post-operative high dose high precision beam therapy upon appropriate and stringent patient selection;  Patient selection should be done via standardised assessment such as the neurological-oncological-mechanical systemic (NOMS) framework; and  The assessment should be carried out by a multidisciplinary team (MDT), which may be inclusive of, but not limited to, radiation oncologists, spine surgeons and interventional radiologists, among others.
Orthopaedics | Spine - Thoracolumbar (TL) and sacral surgery | TL and sacral fusion and fixation implant | TL pedicle screw - Shank, tulip | Highridge Medical | Cannulated Extended Tab Iliac Screw 8.0X25MM | 812M8025 | Standalone | DE0510347 | As per HSA registered indication(s) except for radiolucent implants which should be used as follows:  in patients with primary or metastatic spinal tumours who would benefit from post-operative high dose high precision beam therapy upon appropriate and stringent patient selection;  Patient selection should be done via standardised assessment such as the neurological-oncological-mechanical systemic (NOMS) framework; and  The assessment should be carried out by a multidisciplinary team (MDT), which may be inclusive of, but not limited to, radiation oncologists, spine surgeons and interventional radiologists, among others.
Orthopaedics | Spine - Thoracolumbar (TL) and sacral surgery | TL and sacral fusion and fixation implant | TL pedicle screw - Shank, tulip | Highridge Medical | Cannulated Extended Tab Iliac Screw 8.0X30MM | 812M8030 | Standalone | DE0510347 | As per HSA registered indication(s) except for radiolucent implants which should be used as follows:  in patients with primary or metastatic spinal tumours who would benefit from post-operative high dose high precision beam therapy upon appropriate and stringent patient selection;  Patient selection should be done via standardised assessment such as the neurological-oncological-mechanical systemic (NOMS) framework; and  The assessment should be carried out by a multidisciplinary team (MDT), which may be inclusive of, but not limited to, radiation oncologists, spine surgeons and interventional radiologists, among others.
Orthopaedics | Spine - Thoracolumbar (TL) and sacral surgery | TL and sacral fusion and fixation implant | TL pedicle screw - Shank, tulip | Highridge Medical | Cannulated Extended Tab Iliac Screw 8.0X35MM | 812M8035 | Standalone | DE0510347 | As per HSA registered indication(s) except for radiolucent implants which should be used as follows:  in patients with primary or metastatic spinal tumours who would benefit from post-operative high dose high precision beam therapy upon appropriate and stringent patient selection;  Patient selection should be done via standardised assessment such as the neurological-oncological-mechanical systemic (NOMS) framework; and  The assessment should be carried out by a multidisciplinary team (MDT), which may be inclusive of, but not limited to, radiation oncologists, spine surgeons and interventional radiologists, among others.
Orthopaedics | Spine - Thoracolumbar (TL) and sacral surgery | TL and sacral fusion and fixation implant | TL pedicle screw - Shank, tulip | Highridge Medical | Cannulated Extended Tab Iliac Screw 8.0X40MM | 812M8040 | Standalone | DE0510347 | As per HSA registered indication(s) except for radiolucent implants which should be used as follows:  in patients with primary or metastatic spinal tumours who would benefit from post-operative high dose high precision beam therapy upon appropriate and stringent patient selection;  Patient selection should be done via standardised assessment such as the neurological-oncological-mechanical systemic (NOMS) framework; and  The assessment should be carried out by a multidisciplinary team (MDT), which may be inclusive of, but not limited to, radiation oncologists, spine surgeons and interventional radiologists, among others.
Orthopaedics | Spine - Thoracolumbar (TL) and sacral surgery | TL and sacral fusion and fixation implant | TL pedicle screw - Shank, tulip | Highridge Medical | Cannulated Extended Tab Iliac Screw 8.0X45MM | 812M8045 | Standalone | DE0510347 | As per HSA registered indication(s) except for radiolucent implants which should be used as follows:  in patients with primary or metastatic spinal tumours who would benefit from post-operative high dose high precision beam therapy upon appropriate and stringent patient selection;  Patient selection should be done via standardised assessment such as the neurological-oncological-mechanical systemic (NOMS) framework; and  The assessment should be carried out by a multidisciplinary team (MDT), which may be inclusive of, but not limited to, radiation oncologists, spine surgeons and interventional radiologists, among others.
Orthopaedics | Spine - Thoracolumbar (TL) and sacral surgery | TL and sacral fusion and fixation implant | TL pedicle screw - Shank, tulip | Highridge Medical | Cannulated Extended Tab Iliac Screw 8.0X50MM | 812M8050 | Standalone | DE0510347 | As per HSA registered indication(s) except for radiolucent implants which should be used as follows:  in patients with primary or metastatic spinal tumours who would benefit from post-operative high dose high precision beam therapy upon appropriate and stringent patient selection;  Patient selection should be done via standardised assessment such as the neurological-oncological-mechanical systemic (NOMS) framework; and  The assessment should be carried out by a multidisciplinary team (MDT), which may be inclusive of, but not limited to, radiation oncologists, spine surgeons and interventional radiologists, among others.
Orthopaedics | Spine - Thoracolumbar (TL) and sacral surgery | TL and sacral fusion and fixation implant | TL pedicle screw - Shank, tulip | Highridge Medical | Cannulated Extended Tab Iliac Screw 8.0X55MM | 812M8055 | Standalone | DE0510347 | As per HSA registered indication(s) except for radiolucent implants which should be used as follows:  in patients with primary or metastatic spinal tumours who would benefit from post-operative high dose high precision beam therapy upon appropriate and stringent patient selection;  Patient selection should be done via standardised assessment such as the neurological-oncological-mechanical systemic (NOMS) framework; and  The assessment should be carried out by a multidisciplinary team (MDT), which may be inclusive of, but not limited to, radiation oncologists, spine surgeons and interventional radiologists, among others.
Orthopaedics | Spine - Thoracolumbar (TL) and sacral surgery | TL and sacral fusion and fixation implant | TL pedicle screw - Shank, tulip | Highridge Medical | Cannulated Extended Tab Iliac Screw 8.0X60MM | 812M8060 | Standalone | DE0510347 | As per HSA registered indication(s) except for radiolucent implants which should be used as follows:  in patients with primary or metastatic spinal tumours who would benefit from post-operative high dose high precision beam therapy upon appropriate and stringent patient selection;  Patient selection should be done via standardised assessment such as the neurological-oncological-mechanical systemic (NOMS) framework; and  The assessment should be carried out by a multidisciplinary team (MDT), which may be inclusive of, but not limited to, radiation oncologists, spine surgeons and interventional radiologists, among others.
Orthopaedics | Spine - Thoracolumbar (TL) and sacral surgery | TL and sacral fusion and fixation implant | TL pedicle screw - Shank, tulip | Highridge Medical | Cannulated Extended Tab Iliac Screw 8.0X65MM | 812M8065 | Standalone | DE0510347 | As per HSA registered indication(s) except for radiolucent implants which should be used as follows:  in patients with primary or metastatic spinal tumours who would benefit from post-operative high dose high precision beam therapy upon appropriate and stringent patient selection;  Patient selection should be done via standardised assessment such as the neurological-oncological-mechanical systemic (NOMS) framework; and  The assessment should be carried out by a multidisciplinary team (MDT), which may be inclusive of, but not limited to, radiation oncologists, spine surgeons and interventional radiologists, among others.
Orthopaedics | Spine - Thoracolumbar (TL) and sacral surgery | TL and sacral fusion and fixation implant | TL pedicle screw - Shank, tulip | Highridge Medical | Cannulated Extended Tab Iliac Screw 8.0X70MM | 812M8070 | Standalone | DE0510347 | As per HSA registered indication(s) except for radiolucent implants which should be used as follows:  in patients with primary or metastatic spinal tumours who would benefit from post-operative high dose high precision beam therapy upon appropriate and stringent patient selection;  Patient selection should be done via standardised assessment such as the neurological-oncological-mechanical systemic (NOMS) framework; and  The assessment should be carried out by a multidisciplinary team (MDT), which may be inclusive of, but not limited to, radiation oncologists, spine surgeons and interventional radiologists, among others.
Orthopaedics | Spine - Thoracolumbar (TL) and sacral surgery | TL and sacral fusion and fixation implant | TL pedicle screw - Shank, tulip | Highridge Medical | Cannulated Extended Tab Iliac Screw 8.0X75MM | 812M8075 | Standalone | DE0510347 | As per HSA registered indication(s) except for radiolucent implants which should be used as follows:  in patients with primary or metastatic spinal tumours who would benefit from post-operative high dose high precision beam therapy upon appropriate and stringent patient selection;  Patient selection should be done via standardised assessment such as the neurological-oncological-mechanical systemic (NOMS) framework; and  The assessment should be carried out by a multidisciplinary team (MDT), which may be inclusive of, but not limited to, radiation oncologists, spine surgeons and interventional radiologists, among others.
Orthopaedics | Spine - Thoracolumbar (TL) and sacral surgery | TL and sacral fusion and fixation implant | TL pedicle screw - Shank, tulip | Highridge Medical | Cannulated Extended Tab Iliac Screw 8.0X80MM | 812M8080 | Standalone | DE0510347 | As per HSA registered indication(s) except for radiolucent implants which should be used as follows:  in patients with primary or metastatic spinal tumours who would benefit from post-operative high dose high precision beam therapy upon appropriate and stringent patient selection;  Patient selection should be done via standardised assessment such as the neurological-oncological-mechanical systemic (NOMS) framework; and  The assessment should be carried out by a multidisciplinary team (MDT), which may be inclusive of, but not limited to, radiation oncologists, spine surgeons and interventional radiologists, among others.
Orthopaedics | Spine - Thoracolumbar (TL) and sacral surgery | TL and sacral fusion and fixation implant | TL pedicle screw - Shank, tulip | Highridge Medical | Cannulated Extended Tab Iliac Screw 8.0X85MM | 812M8085 | Standalone | DE0510347 | As per HSA registered indication(s) except for radiolucent implants which should be used as follows:  in patients with primary or metastatic spinal tumours who would benefit from post-operative high dose high precision beam therapy upon appropriate and stringent patient selection;  Patient selection should be done via standardised assessment such as the neurological-oncological-mechanical systemic (NOMS) framework; and  The assessment should be carried out by a multidisciplinary team (MDT), which may be inclusive of, but not limited to, radiation oncologists, spine surgeons and interventional radiologists, among others.
Orthopaedics | Spine - Thoracolumbar (TL) and sacral surgery | TL and sacral fusion and fixation implant | TL pedicle screw - Shank, tulip | Highridge Medical | Cannulated Extended Tab Iliac Screw 8.0X90MM | 812M8090 | Standalone | DE0510347 | As per HSA registered indication(s) except for radiolucent implants which should be used as follows:  in patients with primary or metastatic spinal tumours who would benefit from post-operative high dose high precision beam therapy upon appropriate and stringent patient selection;  Patient selection should be done via standardised assessment such as the neurological-oncological-mechanical systemic (NOMS) framework; and  The assessment should be carried out by a multidisciplinary team (MDT), which may be inclusive of, but not limited to, radiation oncologists, spine surgeons and interventional radiologists, among others.
Orthopaedics | Spine - Thoracolumbar (TL) and sacral surgery | TL and sacral fusion and fixation implant | TL pedicle screw - Shank, tulip | Highridge Medical | Cannulated Extended Tab Iliac Screw 8.0X95MM | 812M8095 | Standalone | DE0510347 | As per HSA registered indication(s) except for radiolucent implants which should be used as follows:  in patients with primary or metastatic spinal tumours who would benefit from post-operative high dose high precision beam therapy upon appropriate and stringent patient selection;  Patient selection should be done via standardised assessment such as the neurological-oncological-mechanical systemic (NOMS) framework; and  The assessment should be carried out by a multidisciplinary team (MDT), which may be inclusive of, but not limited to, radiation oncologists, spine surgeons and interventional radiologists, among others.
Orthopaedics | Spine - Thoracolumbar (TL) and sacral surgery | TL and sacral fusion and fixation implant | TL pedicle screw - Shank, tulip | Highridge Medical | Cannulated Extended Tab Iliac Screw 8.5X100MM | 812M8500 | Standalone | DE0510347 | As per HSA registered indication(s) except for radiolucent implants which should be used as follows:  in patients with primary or metastatic spinal tumours who would benefit from post-operative high dose high precision beam therapy upon appropriate and stringent patient selection;  Patient selection should be done via standardised assessment such as the neurological-oncological-mechanical systemic (NOMS) framework; and  The assessment should be carried out by a multidisciplinary team (MDT), which may be inclusive of, but not limited to, radiation oncologists, spine surgeons and interventional radiologists, among others.
Orthopaedics | Spine - Thoracolumbar (TL) and sacral surgery | TL and sacral fusion and fixation implant | TL pedicle screw - Shank, tulip | Highridge Medical | Cannulated Extended Tab Iliac Screw 8.5X105MM | 812M8505 | Standalone | DE0510347 | As per HSA registered indication(s) except for radiolucent implants which should be used as follows:  in patients with primary or metastatic spinal tumours who would benefit from post-operative high dose high precision beam therapy upon appropriate and stringent patient selection;  Patient selection should be done via standardised assessment such as the neurological-oncological-mechanical systemic (NOMS) framework; and  The assessment should be carried out by a multidisciplinary team (MDT), which may be inclusive of, but not limited to, radiation oncologists, spine surgeons and interventional radiologists, among others.
Orthopaedics | Spine - Thoracolumbar (TL) and sacral surgery | TL and sacral fusion and fixation implant | TL pedicle screw - Shank, tulip | Highridge Medical | Cannulated Extended Tab Iliac Screw 8.5X110MM | 812M8510 | Standalone | DE0510347 | As per HSA registered indication(s) except for radiolucent implants which should be used as follows:  in patients with primary or metastatic spinal tumours who would benefit from post-operative high dose high precision beam therapy upon appropriate and stringent patient selection;  Patient selection should be done via standardised assessment such as the neurological-oncological-mechanical systemic (NOMS) framework; and  The assessment should be carried out by a multidisciplinary team (MDT), which may be inclusive of, but not limited to, radiation oncologists, spine surgeons and interventional radiologists, among others.
Orthopaedics | Spine - Thoracolumbar (TL) and sacral surgery | TL and sacral fusion and fixation implant | TL pedicle screw - Shank, tulip | Highridge Medical | Cannulated Extended Tab Iliac Screw 8.5X115MM | 812M8515 | Standalone | DE0510347 | As per HSA registered indication(s) except for radiolucent implants which should be used as follows:  in patients with primary or metastatic spinal tumours who would benefit from post-operative high dose high precision beam therapy upon appropriate and stringent patient selection;  Patient selection should be done via standardised assessment such as the neurological-oncological-mechanical systemic (NOMS) framework; and  The assessment should be carried out by a multidisciplinary team (MDT), which may be inclusive of, but not limited to, radiation oncologists, spine surgeons and interventional radiologists, among others.
Orthopaedics | Spine - Thoracolumbar (TL) and sacral surgery | TL and sacral fusion and fixation implant | TL pedicle screw - Shank, tulip | Highridge Medical | Cannulated Extended Tab Iliac Screw 8.5X20MM | 812M8520 | Standalone | DE0510347 | As per HSA registered indication(s) except for radiolucent implants which should be used as follows:  in patients with primary or metastatic spinal tumours who would benefit from post-operative high dose high precision beam therapy upon appropriate and stringent patient selection;  Patient selection should be done via standardised assessment such as the neurological-oncological-mechanical systemic (NOMS) framework; and  The assessment should be carried out by a multidisciplinary team (MDT), which may be inclusive of, but not limited to, radiation oncologists, spine surgeons and interventional radiologists, among others.
Orthopaedics | Spine - Thoracolumbar (TL) and sacral surgery | TL and sacral fusion and fixation implant | TL pedicle screw - Shank, tulip | Highridge Medical | Cannulated Extended Tab Iliac Screw 8.5X120MM | 812M8521 | Standalone | DE0510347 | As per HSA registered indication(s) except for radiolucent implants which should be used as follows:  in patients with primary or metastatic spinal tumours who would benefit from post-operative high dose high precision beam therapy upon appropriate and stringent patient selection;  Patient selection should be done via standardised assessment such as the neurological-oncological-mechanical systemic (NOMS) framework; and  The assessment should be carried out by a multidisciplinary team (MDT), which may be inclusive of, but not limited to, radiation oncologists, spine surgeons and interventional radiologists, among others.
Orthopaedics | Spine - Thoracolumbar (TL) and sacral surgery | TL and sacral fusion and fixation implant | TL pedicle screw - Shank, tulip | Highridge Medical | Cannulated Extended Tab Iliac Screw 8.5X25MM | 812M8525 | Standalone | DE0510347 | As per HSA registered indication(s) except for radiolucent implants which should be used as follows:  in patients with primary or metastatic spinal tumours who would benefit from post-operative high dose high precision beam therapy upon appropriate and stringent patient selection;  Patient selection should be done via standardised assessment such as the neurological-oncological-mechanical systemic (NOMS) framework; and  The assessment should be carried out by a multidisciplinary team (MDT), which may be inclusive of, but not limited to, radiation oncologists, spine surgeons and interventional radiologists, among others.
Orthopaedics | Spine - Thoracolumbar (TL) and sacral surgery | TL and sacral fusion and fixation implant | TL pedicle screw - Shank, tulip | Highridge Medical | Cannulated Extended Tab Iliac Screw 8.5X30MM | 812M8530 | Standalone | DE0510347 | As per HSA registered indication(s) except for radiolucent implants which should be used as follows:  in patients with primary or metastatic spinal tumours who would benefit from post-operative high dose high precision beam therapy upon appropriate and stringent patient selection;  Patient selection should be done via standardised assessment such as the neurological-oncological-mechanical systemic (NOMS) framework; and  The assessment should be carried out by a multidisciplinary team (MDT), which may be inclusive of, but not limited to, radiation oncologists, spine surgeons and interventional radiologists, among others.
Orthopaedics | Spine - Thoracolumbar (TL) and sacral surgery | TL and sacral fusion and fixation implant | TL pedicle screw - Shank, tulip | Highridge Medical | Cannulated Extended Tab Iliac Screw 8.5X35MM | 812M8535 | Standalone | DE0510347 | As per HSA registered indication(s) except for radiolucent implants which should be used as follows:  in patients with primary or metastatic spinal tumours who would benefit from post-operative high dose high precision beam therapy upon appropriate and stringent patient selection;  Patient selection should be done via standardised assessment such as the neurological-oncological-mechanical systemic (NOMS) framework; and  The assessment should be carried out by a multidisciplinary team (MDT), which may be inclusive of, but not limited to, radiation oncologists, spine surgeons and interventional radiologists, among others.
Orthopaedics | Spine - Thoracolumbar (TL) and sacral surgery | TL and sacral fusion and fixation implant | TL pedicle screw - Shank, tulip | Highridge Medical | Cannulated Extended Tab Iliac Screw 8.5X40MM | 812M8540 | Standalone | DE0510347 | As per HSA registered indication(s) except for radiolucent implants which should be used as follows:  in patients with primary or metastatic spinal tumours who would benefit from post-operative high dose high precision beam therapy upon appropriate and stringent patient selection;  Patient selection should be done via standardised assessment such as the neurological-oncological-mechanical systemic (NOMS) framework; and  The assessment should be carried out by a multidisciplinary team (MDT), which may be inclusive of, but not limited to, radiation oncologists, spine surgeons and interventional radiologists, among others.
Orthopaedics | Spine - Thoracolumbar (TL) and sacral surgery | TL and sacral fusion and fixation implant | TL pedicle screw - Shank, tulip | Highridge Medical | Cannulated Extended Tab Iliac Screw 8.5X45MM | 812M8545 | Standalone | DE0510347 | As per HSA registered indication(s) except for radiolucent implants which should be used as follows:  in patients with primary or metastatic spinal tumours who would benefit from post-operative high dose high precision beam therapy upon appropriate and stringent patient selection;  Patient selection should be done via standardised assessment such as the neurological-oncological-mechanical systemic (NOMS) framework; and  The assessment should be carried out by a multidisciplinary team (MDT), which may be inclusive of, but not limited to, radiation oncologists, spine surgeons and interventional radiologists, among others.
Orthopaedics | Spine - Thoracolumbar (TL) and sacral surgery | TL and sacral fusion and fixation implant | TL pedicle screw - Shank, tulip | Highridge Medical | Cannulated Extended Tab Iliac Screw 8.5X50MM | 812M8550 | Standalone | DE0510347 | As per HSA registered indication(s) except for radiolucent implants which should be used as follows:  in patients with primary or metastatic spinal tumours who would benefit from post-operative high dose high precision beam therapy upon appropriate and stringent patient selection;  Patient selection should be done via standardised assessment such as the neurological-oncological-mechanical systemic (NOMS) framework; and  The assessment should be carried out by a multidisciplinary team (MDT), which may be inclusive of, but not limited to, radiation oncologists, spine surgeons and interventional radiologists, among others.
Orthopaedics | Spine - Thoracolumbar (TL) and sacral surgery | TL and sacral fusion and fixation implant | TL pedicle screw - Shank, tulip | Highridge Medical | Cannulated Extended Tab Iliac Screw 8.5X55MM | 812M8555 | Standalone | DE0510347 | As per HSA registered indication(s) except for radiolucent implants which should be used as follows:  in patients with primary or metastatic spinal tumours who would benefit from post-operative high dose high precision beam therapy upon appropriate and stringent patient selection;  Patient selection should be done via standardised assessment such as the neurological-oncological-mechanical systemic (NOMS) framework; and  The assessment should be carried out by a multidisciplinary team (MDT), which may be inclusive of, but not limited to, radiation oncologists, spine surgeons and interventional radiologists, among others.
Orthopaedics | Spine - Thoracolumbar (TL) and sacral surgery | TL and sacral fusion and fixation implant | TL pedicle screw - Shank, tulip | Highridge Medical | Cannulated Extended Tab Iliac Screw 8.5X60MM | 812M8560 | Standalone | DE0510347 | As per HSA registered indication(s) except for radiolucent implants which should be used as follows:  in patients with primary or metastatic spinal tumours who would benefit from post-operative high dose high precision beam therapy upon appropriate and stringent patient selection;  Patient selection should be done via standardised assessment such as the neurological-oncological-mechanical systemic (NOMS) framework; and  The assessment should be carried out by a multidisciplinary team (MDT), which may be inclusive of, but not limited to, radiation oncologists, spine surgeons and interventional radiologists, among others.
Orthopaedics | Spine - Thoracolumbar (TL) and sacral surgery | TL and sacral fusion and fixation implant | TL pedicle screw - Shank, tulip | Highridge Medical | Cannulated Extended Tab Iliac Screw 8.5X65MM | 812M8565 | Standalone | DE0510347 | As per HSA registered indication(s) except for radiolucent implants which should be used as follows:  in patients with primary or metastatic spinal tumours who would benefit from post-operative high dose high precision beam therapy upon appropriate and stringent patient selection;  Patient selection should be done via standardised assessment such as the neurological-oncological-mechanical systemic (NOMS) framework; and  The assessment should be carried out by a multidisciplinary team (MDT), which may be inclusive of, but not limited to, radiation oncologists, spine surgeons and interventional radiologists, among others.
Orthopaedics | Spine - Thoracolumbar (TL) and sacral surgery | TL and sacral fusion and fixation implant | TL pedicle screw - Shank, tulip | Highridge Medical | Cannulated Extended Tab Iliac Screw 8.5X70MM | 812M8570 | Standalone | DE0510347 | As per HSA registered indication(s) except for radiolucent implants which should be used as follows:  in patients with primary or metastatic spinal tumours who would benefit from post-operative high dose high precision beam therapy upon appropriate and stringent patient selection;  Patient selection should be done via standardised assessment such as the neurological-oncological-mechanical systemic (NOMS) framework; and  The assessment should be carried out by a multidisciplinary team (MDT), which may be inclusive of, but not limited to, radiation oncologists, spine surgeons and interventional radiologists, among others.
Orthopaedics | Spine - Thoracolumbar (TL) and sacral surgery | TL and sacral fusion and fixation implant | TL pedicle screw - Shank, tulip | Highridge Medical | Cannulated Extended Tab Iliac Screw 8.5X75MM | 812M8575 | Standalone | DE0510347 | As per HSA registered indication(s) except for radiolucent implants which should be used as follows:  in patients with primary or metastatic spinal tumours who would benefit from post-operative high dose high precision beam therapy upon appropriate and stringent patient selection;  Patient selection should be done via standardised assessment such as the neurological-oncological-mechanical systemic (NOMS) framework; and  The assessment should be carried out by a multidisciplinary team (MDT), which may be inclusive of, but not limited to, radiation oncologists, spine surgeons and interventional radiologists, among others.
Orthopaedics | Spine - Thoracolumbar (TL) and sacral surgery | TL and sacral fusion and fixation implant | TL pedicle screw - Shank, tulip | Highridge Medical | Cannulated Extended Tab Iliac Screw 8.5X80MM | 812M8580 | Standalone | DE0510347 | As per HSA registered indication(s) except for radiolucent implants which should be used as follows:  in patients with primary or metastatic spinal tumours who would benefit from post-operative high dose high precision beam therapy upon appropriate and stringent patient selection;  Patient selection should be done via standardised assessment such as the neurological-oncological-mechanical systemic (NOMS) framework; and  The assessment should be carried out by a multidisciplinary team (MDT), which may be inclusive of, but not limited to, radiation oncologists, spine surgeons and interventional radiologists, among others.
Orthopaedics | Spine - Thoracolumbar (TL) and sacral surgery | TL and sacral fusion and fixation implant | TL pedicle screw - Shank, tulip | Highridge Medical | Cannulated Extended Tab Iliac Screw 8.5X85MM | 812M8585 | Standalone | DE0510347 | As per HSA registered indication(s) except for radiolucent implants which should be used as follows:  in patients with primary or metastatic spinal tumours who would benefit from post-operative high dose high precision beam therapy upon appropriate and stringent patient selection;  Patient selection should be done via standardised assessment such as the neurological-oncological-mechanical systemic (NOMS) framework; and  The assessment should be carried out by a multidisciplinary team (MDT), which may be inclusive of, but not limited to, radiation oncologists, spine surgeons and interventional radiologists, among others.
Orthopaedics | Spine - Thoracolumbar (TL) and sacral surgery | TL and sacral fusion and fixation implant | TL pedicle screw - Shank, tulip | Highridge Medical | Cannulated Extended Tab Iliac Screw 8.5X90MM | 812M8590 | Standalone | DE0510347 | As per HSA registered indication(s) except for radiolucent implants which should be used as follows:  in patients with primary or metastatic spinal tumours who would benefit from post-operative high dose high precision beam therapy upon appropriate and stringent patient selection;  Patient selection should be done via standardised assessment such as the neurological-oncological-mechanical systemic (NOMS) framework; and  The assessment should be carried out by a multidisciplinary team (MDT), which may be inclusive of, but not limited to, radiation oncologists, spine surgeons and interventional radiologists, among others.
Orthopaedics | Spine - Thoracolumbar (TL) and sacral surgery | TL and sacral fusion and fixation implant | TL pedicle screw - Shank, tulip | Highridge Medical | Cannulated Extended Tab Iliac Screw 8.5X95MM | 812M8595 | Standalone | DE0510347 | As per HSA registered indication(s) except for radiolucent implants which should be used as follows:  in patients with primary or metastatic spinal tumours who would benefit from post-operative high dose high precision beam therapy upon appropriate and stringent patient selection;  Patient selection should be done via standardised assessment such as the neurological-oncological-mechanical systemic (NOMS) framework; and  The assessment should be carried out by a multidisciplinary team (MDT), which may be inclusive of, but not limited to, radiation oncologists, spine surgeons and interventional radiologists, among others.
Orthopaedics | Spine - Thoracolumbar (TL) and sacral surgery | TL and sacral fusion and fixation implant | TL pedicle screw - Shank, tulip | Highridge Medical | Cannulated Extended Tab Iliac Screw 9.0X100MM | 812M9000 | Standalone | DE0510347 | As per HSA registered indication(s) except for radiolucent implants which should be used as follows:  in patients with primary or metastatic spinal tumours who would benefit from post-operative high dose high precision beam therapy upon appropriate and stringent patient selection;  Patient selection should be done via standardised assessment such as the neurological-oncological-mechanical systemic (NOMS) framework; and  The assessment should be carried out by a multidisciplinary team (MDT), which may be inclusive of, but not limited to, radiation oncologists, spine surgeons and interventional radiologists, among others.
Orthopaedics | Spine - Thoracolumbar (TL) and sacral surgery | TL and sacral fusion and fixation implant | TL pedicle screw - Shank, tulip | Highridge Medical | Cannulated Extended Tab Iliac Screw 9.0X105MM | 812M9005 | Standalone | DE0510347 | As per HSA registered indication(s) except for radiolucent implants which should be used as follows:  in patients with primary or metastatic spinal tumours who would benefit from post-operative high dose high precision beam therapy upon appropriate and stringent patient selection;  Patient selection should be done via standardised assessment such as the neurological-oncological-mechanical systemic (NOMS) framework; and  The assessment should be carried out by a multidisciplinary team (MDT), which may be inclusive of, but not limited to, radiation oncologists, spine surgeons and interventional radiologists, among others.
Orthopaedics | Spine - Thoracolumbar (TL) and sacral surgery | TL and sacral fusion and fixation implant | TL pedicle screw - Shank, tulip | Highridge Medical | Cannulated Extended Tab Iliac Screw 9.0X110MM | 812M9010 | Standalone | DE0510347 | As per HSA registered indication(s) except for radiolucent implants which should be used as follows:  in patients with primary or metastatic spinal tumours who would benefit from post-operative high dose high precision beam therapy upon appropriate and stringent patient selection;  Patient selection should be done via standardised assessment such as the neurological-oncological-mechanical systemic (NOMS) framework; and  The assessment should be carried out by a multidisciplinary team (MDT), which may be inclusive of, but not limited to, radiation oncologists, spine surgeons and interventional radiologists, among others.
Orthopaedics | Spine - Thoracolumbar (TL) and sacral surgery | TL and sacral fusion and fixation implant | TL pedicle screw - Shank, tulip | Highridge Medical | Cannulated Extended Tab Iliac Screw 9.0X115MM | 812M9015 | Standalone | DE0510347 | As per HSA registered indication(s) except for radiolucent implants which should be used as follows:  in patients with primary or metastatic spinal tumours who would benefit from post-operative high dose high precision beam therapy upon appropriate and stringent patient selection;  Patient selection should be done via standardised assessment such as the neurological-oncological-mechanical systemic (NOMS) framework; and  The assessment should be carried out by a multidisciplinary team (MDT), which may be inclusive of, but not limited to, radiation oncologists, spine surgeons and interventional radiologists, among others.
Orthopaedics | Spine - Thoracolumbar (TL) and sacral surgery | TL and sacral fusion and fixation implant | TL pedicle screw - Shank, tulip | Highridge Medical | Cannulated Extended Tab Iliac Screw 9.0X20MM | 812M9020 | Standalone | DE0510347 | As per HSA registered indication(s) except for radiolucent implants which should be used as follows:  in patients with primary or metastatic spinal tumours who would benefit from post-operative high dose high precision beam therapy upon appropriate and stringent patient selection;  Patient selection should be done via standardised assessment such as the neurological-oncological-mechanical systemic (NOMS) framework; and  The assessment should be carried out by a multidisciplinary team (MDT), which may be inclusive of, but not limited to, radiation oncologists, spine surgeons and interventional radiologists, among others.
Orthopaedics | Spine - Thoracolumbar (TL) and sacral surgery | TL and sacral fusion and fixation implant | TL pedicle screw - Shank, tulip | Highridge Medical | Cannulated Extended Tab Iliac Screw 9.0X120MM | 812M9021 | Standalone | DE0510347 | As per HSA registered indication(s) except for radiolucent implants which should be used as follows:  in patients with primary or metastatic spinal tumours who would benefit from post-operative high dose high precision beam therapy upon appropriate and stringent patient selection;  Patient selection should be done via standardised assessment such as the neurological-oncological-mechanical systemic (NOMS) framework; and  The assessment should be carried out by a multidisciplinary team (MDT), which may be inclusive of, but not limited to, radiation oncologists, spine surgeons and interventional radiologists, among others.
Orthopaedics | Spine - Thoracolumbar (TL) and sacral surgery | TL and sacral fusion and fixation implant | TL pedicle screw - Shank, tulip | Highridge Medical | Cannulated Extended Tab Iliac Screw 9.0X25MM | 812M9025 | Standalone | DE0510347 | As per HSA registered indication(s) except for radiolucent implants which should be used as follows:  in patients with primary or metastatic spinal tumours who would benefit from post-operative high dose high precision beam therapy upon appropriate and stringent patient selection;  Patient selection should be done via standardised assessment such as the neurological-oncological-mechanical systemic (NOMS) framework; and  The assessment should be carried out by a multidisciplinary team (MDT), which may be inclusive of, but not limited to, radiation oncologists, spine surgeons and interventional radiologists, among others.
Orthopaedics | Spine - Thoracolumbar (TL) and sacral surgery | TL and sacral fusion and fixation implant | TL pedicle screw - Shank, tulip | Highridge Medical | Cannulated Extended Tab Iliac Screw 9.0X30MM | 812M9030 | Standalone | DE0510347 | As per HSA registered indication(s) except for radiolucent implants which should be used as follows:  in patients with primary or metastatic spinal tumours who would benefit from post-operative high dose high precision beam therapy upon appropriate and stringent patient selection;  Patient selection should be done via standardised assessment such as the neurological-oncological-mechanical systemic (NOMS) framework; and  The assessment should be carried out by a multidisciplinary team (MDT), which may be inclusive of, but not limited to, radiation oncologists, spine surgeons and interventional radiologists, among others.
Orthopaedics | Spine - Thoracolumbar (TL) and sacral surgery | TL and sacral fusion and fixation implant | TL pedicle screw - Shank, tulip | Highridge Medical | Cannulated Extended Tab Iliac Screw 9.0X35MM | 812M9035 | Standalone | DE0510347 | As per HSA registered indication(s) except for radiolucent implants which should be used as follows:  in patients with primary or metastatic spinal tumours who would benefit from post-operative high dose high precision beam therapy upon appropriate and stringent patient selection;  Patient selection should be done via standardised assessment such as the neurological-oncological-mechanical systemic (NOMS) framework; and  The assessment should be carried out by a multidisciplinary team (MDT), which may be inclusive of, but not limited to, radiation oncologists, spine surgeons and interventional radiologists, among others.
Orthopaedics | Spine - Thoracolumbar (TL) and sacral surgery | TL and sacral fusion and fixation implant | TL pedicle screw - Shank, tulip | Highridge Medical | Cannulated Extended Tab Iliac Screw 9.0X40MM | 812M9040 | Standalone | DE0510347 | As per HSA registered indication(s) except for radiolucent implants which should be used as follows:  in patients with primary or metastatic spinal tumours who would benefit from post-operative high dose high precision beam therapy upon appropriate and stringent patient selection;  Patient selection should be done via standardised assessment such as the neurological-oncological-mechanical systemic (NOMS) framework; and  The assessment should be carried out by a multidisciplinary team (MDT), which may be inclusive of, but not limited to, radiation oncologists, spine surgeons and interventional radiologists, among others.
Orthopaedics | Spine - Thoracolumbar (TL) and sacral surgery | TL and sacral fusion and fixation implant | TL pedicle screw - Shank, tulip | Highridge Medical | Cannulated Extended Tab Iliac Screw 9.0X45MM | 812M9045 | Standalone | DE0510347 | As per HSA registered indication(s) except for radiolucent implants which should be used as follows:  in patients with primary or metastatic spinal tumours who would benefit from post-operative high dose high precision beam therapy upon appropriate and stringent patient selection;  Patient selection should be done via standardised assessment such as the neurological-oncological-mechanical systemic (NOMS) framework; and  The assessment should be carried out by a multidisciplinary team (MDT), which may be inclusive of, but not limited to, radiation oncologists, spine surgeons and interventional radiologists, among others.
Orthopaedics | Spine - Thoracolumbar (TL) and sacral surgery | TL and sacral fusion and fixation implant | TL pedicle screw - Shank, tulip | Highridge Medical | Cannulated Extended Tab Iliac Screw 9.0X50MM | 812M9050 | Standalone | DE0510347 | As per HSA registered indication(s) except for radiolucent implants which should be used as follows:  in patients with primary or metastatic spinal tumours who would benefit from post-operative high dose high precision beam therapy upon appropriate and stringent patient selection;  Patient selection should be done via standardised assessment such as the neurological-oncological-mechanical systemic (NOMS) framework; and  The assessment should be carried out by a multidisciplinary team (MDT), which may be inclusive of, but not limited to, radiation oncologists, spine surgeons and interventional radiologists, among others.
Orthopaedics | Spine - Thoracolumbar (TL) and sacral surgery | TL and sacral fusion and fixation implant | TL pedicle screw - Shank, tulip | Highridge Medical | Cannulated Extended Tab Iliac Screw 9.0X55MM | 812M9055 | Standalone | DE0510347 | As per HSA registered indication(s) except for radiolucent implants which should be used as follows:  in patients with primary or metastatic spinal tumours who would benefit from post-operative high dose high precision beam therapy upon appropriate and stringent patient selection;  Patient selection should be done via standardised assessment such as the neurological-oncological-mechanical systemic (NOMS) framework; and  The assessment should be carried out by a multidisciplinary team (MDT), which may be inclusive of, but not limited to, radiation oncologists, spine surgeons and interventional radiologists, among others.
Orthopaedics | Spine - Thoracolumbar (TL) and sacral surgery | TL and sacral fusion and fixation implant | TL pedicle screw - Shank, tulip | Highridge Medical | Cannulated Extended Tab Iliac Screw 9.0X60MM | 812M9060 | Standalone | DE0510347 | As per HSA registered indication(s) except for radiolucent implants which should be used as follows:  in patients with primary or metastatic spinal tumours who would benefit from post-operative high dose high precision beam therapy upon appropriate and stringent patient selection;  Patient selection should be done via standardised assessment such as the neurological-oncological-mechanical systemic (NOMS) framework; and  The assessment should be carried out by a multidisciplinary team (MDT), which may be inclusive of, but not limited to, radiation oncologists, spine surgeons and interventional radiologists, among others.
Orthopaedics | Spine - Thoracolumbar (TL) and sacral surgery | TL and sacral fusion and fixation implant | TL pedicle screw - Shank, tulip | Highridge Medical | Cannulated Extended Tab Iliac Screw 9.0X65MM | 812M9065 | Standalone | DE0510347 | As per HSA registered indication(s) except for radiolucent implants which should be used as follows:  in patients with primary or metastatic spinal tumours who would benefit from post-operative high dose high precision beam therapy upon appropriate and stringent patient selection;  Patient selection should be done via standardised assessment such as the neurological-oncological-mechanical systemic (NOMS) framework; and  The assessment should be carried out by a multidisciplinary team (MDT), which may be inclusive of, but not limited to, radiation oncologists, spine surgeons and interventional radiologists, among others.
Orthopaedics | Spine - Thoracolumbar (TL) and sacral surgery | TL and sacral fusion and fixation implant | TL pedicle screw - Shank, tulip | Highridge Medical | Cannulated Extended Tab Iliac Screw 9.0X70MM | 812M9070 | Standalone | DE0510347 | As per HSA registered indication(s) except for radiolucent implants which should be used as follows:  in patients with primary or metastatic spinal tumours who would benefit from post-operative high dose high precision beam therapy upon appropriate and stringent patient selection;  Patient selection should be done via standardised assessment such as the neurological-oncological-mechanical systemic (NOMS) framework; and  The assessment should be carried out by a multidisciplinary team (MDT), which may be inclusive of, but not limited to, radiation oncologists, spine surgeons and interventional radiologists, among others.
Orthopaedics | Spine - Thoracolumbar (TL) and sacral surgery | TL and sacral fusion and fixation implant | TL pedicle screw - Shank, tulip | Highridge Medical | Cannulated Extended Tab Iliac Screw 9.0X75MM | 812M9075 | Standalone | DE0510347 | As per HSA registered indication(s) except for radiolucent implants which should be used as follows:  in patients with primary or metastatic spinal tumours who would benefit from post-operative high dose high precision beam therapy upon appropriate and stringent patient selection;  Patient selection should be done via standardised assessment such as the neurological-oncological-mechanical systemic (NOMS) framework; and  The assessment should be carried out by a multidisciplinary team (MDT), which may be inclusive of, but not limited to, radiation oncologists, spine surgeons and interventional radiologists, among others.
Orthopaedics | Spine - Thoracolumbar (TL) and sacral surgery | TL and sacral fusion and fixation implant | TL pedicle screw - Shank, tulip | Highridge Medical | Cannulated Extended Tab Iliac Screw 9.0X80MM | 812M9080 | Standalone | DE0510347 | As per HSA registered indication(s) except for radiolucent implants which should be used as follows:  in patients with primary or metastatic spinal tumours who would benefit from post-operative high dose high precision beam therapy upon appropriate and stringent patient selection;  Patient selection should be done via standardised assessment such as the neurological-oncological-mechanical systemic (NOMS) framework; and  The assessment should be carried out by a multidisciplinary team (MDT), which may be inclusive of, but not limited to, radiation oncologists, spine surgeons and interventional radiologists, among others.
Orthopaedics | Spine - Thoracolumbar (TL) and sacral surgery | TL and sacral fusion and fixation implant | TL pedicle screw - Shank, tulip | Highridge Medical | Cannulated Extended Tab Iliac Screw 9.0X85MM | 812M9085 | Standalone | DE0510347 | As per HSA registered indication(s) except for radiolucent implants which should be used as follows:  in patients with primary or metastatic spinal tumours who would benefit from post-operative high dose high precision beam therapy upon appropriate and stringent patient selection;  Patient selection should be done via standardised assessment such as the neurological-oncological-mechanical systemic (NOMS) framework; and  The assessment should be carried out by a multidisciplinary team (MDT), which may be inclusive of, but not limited to, radiation oncologists, spine surgeons and interventional radiologists, among others.
Orthopaedics | Spine - Thoracolumbar (TL) and sacral surgery | TL and sacral fusion and fixation implant | TL pedicle screw - Shank, tulip | Highridge Medical | Cannulated Extended Tab Iliac Screw 9.0X90MM | 812M9090 | Standalone | DE0510347 | As per HSA registered indication(s) except for radiolucent implants which should be used as follows:  in patients with primary or metastatic spinal tumours who would benefit from post-operative high dose high precision beam therapy upon appropriate and stringent patient selection;  Patient selection should be done via standardised assessment such as the neurological-oncological-mechanical systemic (NOMS) framework; and  The assessment should be carried out by a multidisciplinary team (MDT), which may be inclusive of, but not limited to, radiation oncologists, spine surgeons and interventional radiologists, among others.
Orthopaedics | Spine - Thoracolumbar (TL) and sacral surgery | TL and sacral fusion and fixation implant | TL pedicle screw - Shank, tulip | Highridge Medical | Cannulated Extended Tab Iliac Screw 9.0X95MM | 812M9095 | Standalone | DE0510347 | As per HSA registered indication(s) except for radiolucent implants which should be used as follows:  in patients with primary or metastatic spinal tumours who would benefit from post-operative high dose high precision beam therapy upon appropriate and stringent patient selection;  Patient selection should be done via standardised assessment such as the neurological-oncological-mechanical systemic (NOMS) framework; and  The assessment should be carried out by a multidisciplinary team (MDT), which may be inclusive of, but not limited to, radiation oncologists, spine surgeons and interventional radiologists, among others.
Orthopaedics | Spine - Thoracolumbar (TL) and sacral surgery | TL and sacral fusion and fixation implant | TL pedicle screw - Shank, tulip | Highridge Medical | Cannulated Extended Tab Iliac Screw 9.5X100MM | 812M9500 | Standalone | DE0510347 | As per HSA registered indication(s) except for radiolucent implants which should be used as follows:  in patients with primary or metastatic spinal tumours who would benefit from post-operative high dose high precision beam therapy upon appropriate and stringent patient selection;  Patient selection should be done via standardised assessment such as the neurological-oncological-mechanical systemic (NOMS) framework; and  The assessment should be carried out by a multidisciplinary team (MDT), which may be inclusive of, but not limited to, radiation oncologists, spine surgeons and interventional radiologists, among others.
Orthopaedics | Spine - Thoracolumbar (TL) and sacral surgery | TL and sacral fusion and fixation implant | TL pedicle screw - Shank, tulip | Highridge Medical | Cannulated Extended Tab Iliac Screw 9.5X105MM | 812M9505 | Standalone | DE0510347 | As per HSA registered indication(s) except for radiolucent implants which should be used as follows:  in patients with primary or metastatic spinal tumours who would benefit from post-operative high dose high precision beam therapy upon appropriate and stringent patient selection;  Patient selection should be done via standardised assessment such as the neurological-oncological-mechanical systemic (NOMS) framework; and  The assessment should be carried out by a multidisciplinary team (MDT), which may be inclusive of, but not limited to, radiation oncologists, spine surgeons and interventional radiologists, among others.
Orthopaedics | Spine - Thoracolumbar (TL) and sacral surgery | TL and sacral fusion and fixation implant | TL pedicle screw - Shank, tulip | Highridge Medical | Cannulated Extended Tab Iliac Screw 9.5X110MM | 812M9510 | Standalone | DE0510347 | As per HSA registered indication(s) except for radiolucent implants which should be used as follows:  in patients with primary or metastatic spinal tumours who would benefit from post-operative high dose high precision beam therapy upon appropriate and stringent patient selection;  Patient selection should be done via standardised assessment such as the neurological-oncological-mechanical systemic (NOMS) framework; and  The assessment should be carried out by a multidisciplinary team (MDT), which may be inclusive of, but not limited to, radiation oncologists, spine surgeons and interventional radiologists, among others.
Orthopaedics | Spine - Thoracolumbar (TL) and sacral surgery | TL and sacral fusion and fixation implant | TL pedicle screw - Shank, tulip | Highridge Medical | Cannulated Extended Tab Iliac Screw 9.5X115MM | 812M9515 | Standalone | DE0510347 | As per HSA registered indication(s) except for radiolucent implants which should be used as follows:  in patients with primary or metastatic spinal tumours who would benefit from post-operative high dose high precision beam therapy upon appropriate and stringent patient selection;  Patient selection should be done via standardised assessment such as the neurological-oncological-mechanical systemic (NOMS) framework; and  The assessment should be carried out by a multidisciplinary team (MDT), which may be inclusive of, but not limited to, radiation oncologists, spine surgeons and interventional radiologists, among others.
Orthopaedics | Spine - Thoracolumbar (TL) and sacral surgery | TL and sacral fusion and fixation implant | TL pedicle screw - Shank, tulip | Highridge Medical | Cannulated Extended Tab Iliac Screw 9.5X20MM | 812M9520 | Standalone | DE0510347 | As per HSA registered indication(s) except for radiolucent implants which should be used as follows:  in patients with primary or metastatic spinal tumours who would benefit from post-operative high dose high precision beam therapy upon appropriate and stringent patient selection;  Patient selection should be done via standardised assessment such as the neurological-oncological-mechanical systemic (NOMS) framework; and  The assessment should be carried out by a multidisciplinary team (MDT), which may be inclusive of, but not limited to, radiation oncologists, spine surgeons and interventional radiologists, among others.
Orthopaedics | Spine - Thoracolumbar (TL) and sacral surgery | TL and sacral fusion and fixation implant | TL pedicle screw - Shank, tulip | Highridge Medical | Cannulated Extended Tab Iliac Screw 9.5X120MM | 812M9521 | Standalone | DE0510347 | As per HSA registered indication(s) except for radiolucent implants which should be used as follows:  in patients with primary or metastatic spinal tumours who would benefit from post-operative high dose high precision beam therapy upon appropriate and stringent patient selection;  Patient selection should be done via standardised assessment such as the neurological-oncological-mechanical systemic (NOMS) framework; and  The assessment should be carried out by a multidisciplinary team (MDT), which may be inclusive of, but not limited to, radiation oncologists, spine surgeons and interventional radiologists, among others.
Orthopaedics | Spine - Thoracolumbar (TL) and sacral surgery | TL and sacral fusion and fixation implant | TL pedicle screw - Shank, tulip | Highridge Medical | Cannulated Extended Tab Iliac Screw 9.5X25MM | 812M9525 | Standalone | DE0510347 | As per HSA registered indication(s) except for radiolucent implants which should be used as follows:  in patients with primary or metastatic spinal tumours who would benefit from post-operative high dose high precision beam therapy upon appropriate and stringent patient selection;  Patient selection should be done via standardised assessment such as the neurological-oncological-mechanical systemic (NOMS) framework; and  The assessment should be carried out by a multidisciplinary team (MDT), which may be inclusive of, but not limited to, radiation oncologists, spine surgeons and interventional radiologists, among others.
Orthopaedics | Spine - Thoracolumbar (TL) and sacral surgery | TL and sacral fusion and fixation implant | TL pedicle screw - Shank, tulip | Highridge Medical | Cannulated Extended Tab Iliac Screw 9.5X30MM | 812M9530 | Standalone | DE0510347 | As per HSA registered indication(s) except for radiolucent implants which should be used as follows:  in patients with primary or metastatic spinal tumours who would benefit from post-operative high dose high precision beam therapy upon appropriate and stringent patient selection;  Patient selection should be done via standardised assessment such as the neurological-oncological-mechanical systemic (NOMS) framework; and  The assessment should be carried out by a multidisciplinary team (MDT), which may be inclusive of, but not limited to, radiation oncologists, spine surgeons and interventional radiologists, among others.
Orthopaedics | Spine - Thoracolumbar (TL) and sacral surgery | TL and sacral fusion and fixation implant | TL pedicle screw - Shank, tulip | Highridge Medical | Cannulated Extended Tab Iliac Screw 9.5X35MM | 812M9535 | Standalone | DE0510347 | As per HSA registered indication(s) except for radiolucent implants which should be used as follows:  in patients with primary or metastatic spinal tumours who would benefit from post-operative high dose high precision beam therapy upon appropriate and stringent patient selection;  Patient selection should be done via standardised assessment such as the neurological-oncological-mechanical systemic (NOMS) framework; and  The assessment should be carried out by a multidisciplinary team (MDT), which may be inclusive of, but not limited to, radiation oncologists, spine surgeons and interventional radiologists, among others.
Orthopaedics | Spine - Thoracolumbar (TL) and sacral surgery | TL and sacral fusion and fixation implant | TL pedicle screw - Shank, tulip | Highridge Medical | Cannulated Extended Tab Iliac Screw 9.5X40MM | 812M9540 | Standalone | DE0510347 | As per HSA registered indication(s) except for radiolucent implants which should be used as follows:  in patients with primary or metastatic spinal tumours who would benefit from post-operative high dose high precision beam therapy upon appropriate and stringent patient selection;  Patient selection should be done via standardised assessment such as the neurological-oncological-mechanical systemic (NOMS) framework; and  The assessment should be carried out by a multidisciplinary team (MDT), which may be inclusive of, but not limited to, radiation oncologists, spine surgeons and interventional radiologists, among others.
Orthopaedics | Spine - Thoracolumbar (TL) and sacral surgery | TL and sacral fusion and fixation implant | TL pedicle screw - Shank, tulip | Highridge Medical | Cannulated Extended Tab Iliac Screw 9.5X45MM | 812M9545 | Standalone | DE0510347 | As per HSA registered indication(s) except for radiolucent implants which should be used as follows:  in patients with primary or metastatic spinal tumours who would benefit from post-operative high dose high precision beam therapy upon appropriate and stringent patient selection;  Patient selection should be done via standardised assessment such as the neurological-oncological-mechanical systemic (NOMS) framework; and  The assessment should be carried out by a multidisciplinary team (MDT), which may be inclusive of, but not limited to, radiation oncologists, spine surgeons and interventional radiologists, among others.
Orthopaedics | Spine - Thoracolumbar (TL) and sacral surgery | TL and sacral fusion and fixation implant | TL pedicle screw - Shank, tulip | Highridge Medical | Cannulated Extended Tab Iliac Screw 9.5X50MM | 812M9550 | Standalone | DE0510347 | As per HSA registered indication(s) except for radiolucent implants which should be used as follows:  in patients with primary or metastatic spinal tumours who would benefit from post-operative high dose high precision beam therapy upon appropriate and stringent patient selection;  Patient selection should be done via standardised assessment such as the neurological-oncological-mechanical systemic (NOMS) framework; and  The assessment should be carried out by a multidisciplinary team (MDT), which may be inclusive of, but not limited to, radiation oncologists, spine surgeons and interventional radiologists, among others.
Orthopaedics | Spine - Thoracolumbar (TL) and sacral surgery | TL and sacral fusion and fixation implant | TL pedicle screw - Shank, tulip | Highridge Medical | Cannulated Extended Tab Iliac Screw 9.5X55MM | 812M9555 | Standalone | DE0510347 | As per HSA registered indication(s) except for radiolucent implants which should be used as follows:  in patients with primary or metastatic spinal tumours who would benefit from post-operative high dose high precision beam therapy upon appropriate and stringent patient selection;  Patient selection should be done via standardised assessment such as the neurological-oncological-mechanical systemic (NOMS) framework; and  The assessment should be carried out by a multidisciplinary team (MDT), which may be inclusive of, but not limited to, radiation oncologists, spine surgeons and interventional radiologists, among others.
Orthopaedics | Spine - Thoracolumbar (TL) and sacral surgery | TL and sacral fusion and fixation implant | TL pedicle screw - Shank, tulip | Highridge Medical | Cannulated Extended Tab Iliac Screw 9.5X60MM | 812M9560 | Standalone | DE0510347 | As per HSA registered indication(s) except for radiolucent implants which should be used as follows:  in patients with primary or metastatic spinal tumours who would benefit from post-operative high dose high precision beam therapy upon appropriate and stringent patient selection;  Patient selection should be done via standardised assessment such as the neurological-oncological-mechanical systemic (NOMS) framework; and  The assessment should be carried out by a multidisciplinary team (MDT), which may be inclusive of, but not limited to, radiation oncologists, spine surgeons and interventional radiologists, among others.
Orthopaedics | Spine - Thoracolumbar (TL) and sacral surgery | TL and sacral fusion and fixation implant | TL pedicle screw - Shank, tulip | Highridge Medical | Cannulated Extended Tab Iliac Screw 9.5X65MM | 812M9565 | Standalone | DE0510347 | As per HSA registered indication(s) except for radiolucent implants which should be used as follows:  in patients with primary or metastatic spinal tumours who would benefit from post-operative high dose high precision beam therapy upon appropriate and stringent patient selection;  Patient selection should be done via standardised assessment such as the neurological-oncological-mechanical systemic (NOMS) framework; and  The assessment should be carried out by a multidisciplinary team (MDT), which may be inclusive of, but not limited to, radiation oncologists, spine surgeons and interventional radiologists, among others.
Orthopaedics | Spine - Thoracolumbar (TL) and sacral surgery | TL and sacral fusion and fixation implant | TL pedicle screw - Shank, tulip | Highridge Medical | Cannulated Extended Tab Iliac Screw 9.5X70MM | 812M9570 | Standalone | DE0510347 | As per HSA registered indication(s) except for radiolucent implants which should be used as follows:  in patients with primary or metastatic spinal tumours who would benefit from post-operative high dose high precision beam therapy upon appropriate and stringent patient selection;  Patient selection should be done via standardised assessment such as the neurological-oncological-mechanical systemic (NOMS) framework; and  The assessment should be carried out by a multidisciplinary team (MDT), which may be inclusive of, but not limited to, radiation oncologists, spine surgeons and interventional radiologists, among others.
Orthopaedics | Spine - Thoracolumbar (TL) and sacral surgery | TL and sacral fusion and fixation implant | TL pedicle screw - Shank, tulip | Highridge Medical | Cannulated Extended Tab Iliac Screw 9.5X75MM | 812M9575 | Standalone | DE0510347 | As per HSA registered indication(s) except for radiolucent implants which should be used as follows:  in patients with primary or metastatic spinal tumours who would benefit from post-operative high dose high precision beam therapy upon appropriate and stringent patient selection;  Patient selection should be done via standardised assessment such as the neurological-oncological-mechanical systemic (NOMS) framework; and  The assessment should be carried out by a multidisciplinary team (MDT), which may be inclusive of, but not limited to, radiation oncologists, spine surgeons and interventional radiologists, among others.
Orthopaedics | Spine - Thoracolumbar (TL) and sacral surgery | TL and sacral fusion and fixation implant | TL pedicle screw - Shank, tulip | Highridge Medical | Cannulated Extended Tab Iliac Screw 9.5X80MM | 812M9580 | Standalone | DE0510347 | As per HSA registered indication(s) except for radiolucent implants which should be used as follows:  in patients with primary or metastatic spinal tumours who would benefit from post-operative high dose high precision beam therapy upon appropriate and stringent patient selection;  Patient selection should be done via standardised assessment such as the neurological-oncological-mechanical systemic (NOMS) framework; and  The assessment should be carried out by a multidisciplinary team (MDT), which may be inclusive of, but not limited to, radiation oncologists, spine surgeons and interventional radiologists, among others.
Orthopaedics | Spine - Thoracolumbar (TL) and sacral surgery | TL and sacral fusion and fixation implant | TL pedicle screw - Shank, tulip | Highridge Medical | Cannulated Extended Tab Iliac Screw 9.5X85MM | 812M9585 | Standalone | DE0510347 | As per HSA registered indication(s) except for radiolucent implants which should be used as follows:  in patients with primary or metastatic spinal tumours who would benefit from post-operative high dose high precision beam therapy upon appropriate and stringent patient selection;  Patient selection should be done via standardised assessment such as the neurological-oncological-mechanical systemic (NOMS) framework; and  The assessment should be carried out by a multidisciplinary team (MDT), which may be inclusive of, but not limited to, radiation oncologists, spine surgeons and interventional radiologists, among others.
Orthopaedics | Spine - Thoracolumbar (TL) and sacral surgery | TL and sacral fusion and fixation implant | TL pedicle screw - Shank, tulip | Highridge Medical | Cannulated Extended Tab Iliac Screw 9.5X90MM | 812M9590 | Standalone | DE0510347 | As per HSA registered indication(s) except for radiolucent implants which should be used as follows:  in patients with primary or metastatic spinal tumours who would benefit from post-operative high dose high precision beam therapy upon appropriate and stringent patient selection;  Patient selection should be done via standardised assessment such as the neurological-oncological-mechanical systemic (NOMS) framework; and  The assessment should be carried out by a multidisciplinary team (MDT), which may be inclusive of, but not limited to, radiation oncologists, spine surgeons and interventional radiologists, among others.
Orthopaedics | Spine - Thoracolumbar (TL) and sacral surgery | TL and sacral fusion and fixation implant | TL pedicle screw - Shank, tulip | Highridge Medical | Cannulated Extended Tab Iliac Screw 9.5X95MM | 812M9595 | Standalone | DE0510347 | As per HSA registered indication(s) except for radiolucent implants which should be used as follows:  in patients with primary or metastatic spinal tumours who would benefit from post-operative high dose high precision beam therapy upon appropriate and stringent patient selection;  Patient selection should be done via standardised assessment such as the neurological-oncological-mechanical systemic (NOMS) framework; and  The assessment should be carried out by a multidisciplinary team (MDT), which may be inclusive of, but not limited to, radiation oncologists, spine surgeons and interventional radiologists, among others.
Orthopaedics | Spine - Thoracolumbar (TL) and sacral surgery | TL and sacral fusion and fixation implant | TL pedicle screw - Shank, tulip | Highridge Medical | Cannulated Extended Tab Uniplanar Screw 4.5x20MM | 813M4520 | Standalone | DE0510347 | As per HSA registered indication(s) except for radiolucent implants which should be used as follows:  in patients with primary or metastatic spinal tumours who would benefit from post-operative high dose high precision beam therapy upon appropriate and stringent patient selection;  Patient selection should be done via standardised assessment such as the neurological-oncological-mechanical systemic (NOMS) framework; and  The assessment should be carried out by a multidisciplinary team (MDT), which may be inclusive of, but not limited to, radiation oncologists, spine surgeons and interventional radiologists, among others.
Orthopaedics | Spine - Thoracolumbar (TL) and sacral surgery | TL and sacral fusion and fixation implant | TL pedicle screw - Shank, tulip | Highridge Medical | Cannulated Extended Tab Uniplanar Screw 4.5x25MM | 813M4525 | Standalone | DE0510347 | As per HSA registered indication(s) except for radiolucent implants which should be used as follows:  in patients with primary or metastatic spinal tumours who would benefit from post-operative high dose high precision beam therapy upon appropriate and stringent patient selection;  Patient selection should be done via standardised assessment such as the neurological-oncological-mechanical systemic (NOMS) framework; and  The assessment should be carried out by a multidisciplinary team (MDT), which may be inclusive of, but not limited to, radiation oncologists, spine surgeons and interventional radiologists, among others.
Orthopaedics | Spine - Thoracolumbar (TL) and sacral surgery | TL and sacral fusion and fixation implant | TL pedicle screw - Shank, tulip | Highridge Medical | Cannulated Extended Tab Uniplanar Screw 4.5x30MM | 813M4530 | Standalone | DE0510347 | As per HSA registered indication(s) except for radiolucent implants which should be used as follows:  in patients with primary or metastatic spinal tumours who would benefit from post-operative high dose high precision beam therapy upon appropriate and stringent patient selection;  Patient selection should be done via standardised assessment such as the neurological-oncological-mechanical systemic (NOMS) framework; and  The assessment should be carried out by a multidisciplinary team (MDT), which may be inclusive of, but not limited to, radiation oncologists, spine surgeons and interventional radiologists, among others.
Orthopaedics | Spine - Thoracolumbar (TL) and sacral surgery | TL and sacral fusion and fixation implant | TL pedicle screw - Shank, tulip | Highridge Medical | Cannulated Extended Tab Uniplanar Screw 4.5x35MM | 813M4535 | Standalone | DE0510347 | As per HSA registered indication(s) except for radiolucent implants which should be used as follows:  in patients with primary or metastatic spinal tumours who would benefit from post-operative high dose high precision beam therapy upon appropriate and stringent patient selection;  Patient selection should be done via standardised assessment such as the neurological-oncological-mechanical systemic (NOMS) framework; and  The assessment should be carried out by a multidisciplinary team (MDT), which may be inclusive of, but not limited to, radiation oncologists, spine surgeons and interventional radiologists, among others.
Orthopaedics | Spine - Thoracolumbar (TL) and sacral surgery | TL and sacral fusion and fixation implant | TL pedicle screw - Shank, tulip | Highridge Medical | Cannulated Extended Tab Uniplanar Screw 4.5x40MM | 813M4540 | Standalone | DE0510347 | As per HSA registered indication(s) except for radiolucent implants which should be used as follows:  in patients with primary or metastatic spinal tumours who would benefit from post-operative high dose high precision beam therapy upon appropriate and stringent patient selection;  Patient selection should be done via standardised assessment such as the neurological-oncological-mechanical systemic (NOMS) framework; and  The assessment should be carried out by a multidisciplinary team (MDT), which may be inclusive of, but not limited to, radiation oncologists, spine surgeons and interventional radiologists, among others.
Orthopaedics | Spine - Thoracolumbar (TL) and sacral surgery | TL and sacral fusion and fixation implant | TL pedicle screw - Shank, tulip | Highridge Medical | Cannulated Extended Tab Uniplanar Screw 4.5x45MM | 813M4545 | Standalone | DE0510347 | As per HSA registered indication(s) except for radiolucent implants which should be used as follows:  in patients with primary or metastatic spinal tumours who would benefit from post-operative high dose high precision beam therapy upon appropriate and stringent patient selection;  Patient selection should be done via standardised assessment such as the neurological-oncological-mechanical systemic (NOMS) framework; and  The assessment should be carried out by a multidisciplinary team (MDT), which may be inclusive of, but not limited to, radiation oncologists, spine surgeons and interventional radiologists, among others.
Orthopaedics | Spine - Thoracolumbar (TL) and sacral surgery | TL and sacral fusion and fixation implant | TL pedicle screw - Shank, tulip | Highridge Medical | Cannulated Extended Tab Uniplanar Screw 4.5x50MM | 813M4550 | Standalone | DE0510347 | As per HSA registered indication(s) except for radiolucent implants which should be used as follows:  in patients with primary or metastatic spinal tumours who would benefit from post-operative high dose high precision beam therapy upon appropriate and stringent patient selection;  Patient selection should be done via standardised assessment such as the neurological-oncological-mechanical systemic (NOMS) framework; and  The assessment should be carried out by a multidisciplinary team (MDT), which may be inclusive of, but not limited to, radiation oncologists, spine surgeons and interventional radiologists, among others.
Orthopaedics | Spine - Thoracolumbar (TL) and sacral surgery | TL and sacral fusion and fixation implant | TL pedicle screw - Shank, tulip | Highridge Medical | Cannulated Extended Tab Uniplanar Screw 4.5x55MM | 813M4555 | Standalone | DE0510347 | As per HSA registered indication(s) except for radiolucent implants which should be used as follows:  in patients with primary or metastatic spinal tumours who would benefit from post-operative high dose high precision beam therapy upon appropriate and stringent patient selection;  Patient selection should be done via standardised assessment such as the neurological-oncological-mechanical systemic (NOMS) framework; and  The assessment should be carried out by a multidisciplinary team (MDT), which may be inclusive of, but not limited to, radiation oncologists, spine surgeons and interventional radiologists, among others.
Orthopaedics | Spine - Thoracolumbar (TL) and sacral surgery | TL and sacral fusion and fixation implant | TL pedicle screw - Shank, tulip | Highridge Medical | Cannulated Extended Tab Uniplanar Screw 4.5x60MM | 813M4560 | Standalone | DE0510347 | As per HSA registered indication(s) except for radiolucent implants which should be used as follows:  in patients with primary or metastatic spinal tumours who would benefit from post-operative high dose high precision beam therapy upon appropriate and stringent patient selection;  Patient selection should be done via standardised assessment such as the neurological-oncological-mechanical systemic (NOMS) framework; and  The assessment should be carried out by a multidisciplinary team (MDT), which may be inclusive of, but not limited to, radiation oncologists, spine surgeons and interventional radiologists, among others.
Orthopaedics | Spine - Thoracolumbar (TL) and sacral surgery | TL and sacral fusion and fixation implant | TL pedicle screw - Shank, tulip | Highridge Medical | Cannulated Extended Tab Uniplanar Screw 5.0x20MM | 813M5020 | Standalone | DE0510347 | As per HSA registered indication(s) except for radiolucent implants which should be used as follows:  in patients with primary or metastatic spinal tumours who would benefit from post-operative high dose high precision beam therapy upon appropriate and stringent patient selection;  Patient selection should be done via standardised assessment such as the neurological-oncological-mechanical systemic (NOMS) framework; and  The assessment should be carried out by a multidisciplinary team (MDT), which may be inclusive of, but not limited to, radiation oncologists, spine surgeons and interventional radiologists, among others.
Orthopaedics | Spine - Thoracolumbar (TL) and sacral surgery | TL and sacral fusion and fixation implant | TL pedicle screw - Shank, tulip | Highridge Medical | Cannulated Extended Tab Uniplanar Screw 5.0x25MM | 813M5025 | Standalone | DE0510347 | As per HSA registered indication(s) except for radiolucent implants which should be used as follows:  in patients with primary or metastatic spinal tumours who would benefit from post-operative high dose high precision beam therapy upon appropriate and stringent patient selection;  Patient selection should be done via standardised assessment such as the neurological-oncological-mechanical systemic (NOMS) framework; and  The assessment should be carried out by a multidisciplinary team (MDT), which may be inclusive of, but not limited to, radiation oncologists, spine surgeons and interventional radiologists, among others.
Orthopaedics | Spine - Thoracolumbar (TL) and sacral surgery | TL and sacral fusion and fixation implant | TL pedicle screw - Shank, tulip | Highridge Medical | Cannulated Extended Tab Uniplanar Screw 5.0x30MM | 813M5030 | Standalone | DE0510347 | As per HSA registered indication(s) except for radiolucent implants which should be used as follows:  in patients with primary or metastatic spinal tumours who would benefit from post-operative high dose high precision beam therapy upon appropriate and stringent patient selection;  Patient selection should be done via standardised assessment such as the neurological-oncological-mechanical systemic (NOMS) framework; and  The assessment should be carried out by a multidisciplinary team (MDT), which may be inclusive of, but not limited to, radiation oncologists, spine surgeons and interventional radiologists, among others.
Orthopaedics | Spine - Thoracolumbar (TL) and sacral surgery | TL and sacral fusion and fixation implant | TL pedicle screw - Shank, tulip | Highridge Medical | Cannulated Extended Tab Uniplanar Screw 5.0x35MM | 813M5035 | Standalone | DE0510347 | As per HSA registered indication(s) except for radiolucent implants which should be used as follows:  in patients with primary or metastatic spinal tumours who would benefit from post-operative high dose high precision beam therapy upon appropriate and stringent patient selection;  Patient selection should be done via standardised assessment such as the neurological-oncological-mechanical systemic (NOMS) framework; and  The assessment should be carried out by a multidisciplinary team (MDT), which may be inclusive of, but not limited to, radiation oncologists, spine surgeons and interventional radiologists, among others.
Orthopaedics | Spine - Thoracolumbar (TL) and sacral surgery | TL and sacral fusion and fixation implant | TL pedicle screw - Shank, tulip | Highridge Medical | Cannulated Extended Tab Uniplanar Screw 5.0x40MM | 813M5040 | Standalone | DE0510347 | As per HSA registered indication(s) except for radiolucent implants which should be used as follows:  in patients with primary or metastatic spinal tumours who would benefit from post-operative high dose high precision beam therapy upon appropriate and stringent patient selection;  Patient selection should be done via standardised assessment such as the neurological-oncological-mechanical systemic (NOMS) framework; and  The assessment should be carried out by a multidisciplinary team (MDT), which may be inclusive of, but not limited to, radiation oncologists, spine surgeons and interventional radiologists, among others.
Orthopaedics | Spine - Thoracolumbar (TL) and sacral surgery | TL and sacral fusion and fixation implant | TL pedicle screw - Shank, tulip | Highridge Medical | Cannulated Extended Tab Uniplanar Screw 5.0x45MM | 813M5045 | Standalone | DE0510347 | As per HSA registered indication(s) except for radiolucent implants which should be used as follows:  in patients with primary or metastatic spinal tumours who would benefit from post-operative high dose high precision beam therapy upon appropriate and stringent patient selection;  Patient selection should be done via standardised assessment such as the neurological-oncological-mechanical systemic (NOMS) framework; and  The assessment should be carried out by a multidisciplinary team (MDT), which may be inclusive of, but not limited to, radiation oncologists, spine surgeons and interventional radiologists, among others.
Orthopaedics | Spine - Thoracolumbar (TL) and sacral surgery | TL and sacral fusion and fixation implant | TL pedicle screw - Shank, tulip | Highridge Medical | Cannulated Extended Tab Uniplanar Screw 5.0x50MM | 813M5050 | Standalone | DE0510347 | As per HSA registered indication(s) except for radiolucent implants which should be used as follows:  in patients with primary or metastatic spinal tumours who would benefit from post-operative high dose high precision beam therapy upon appropriate and stringent patient selection;  Patient selection should be done via standardised assessment such as the neurological-oncological-mechanical systemic (NOMS) framework; and  The assessment should be carried out by a multidisciplinary team (MDT), which may be inclusive of, but not limited to, radiation oncologists, spine surgeons and interventional radiologists, among others.
Orthopaedics | Spine - Thoracolumbar (TL) and sacral surgery | TL and sacral fusion and fixation implant | TL pedicle screw - Shank, tulip | Highridge Medical | Cannulated Extended Tab Uniplanar Screw 5.0x55MM | 813M5055 | Standalone | DE0510347 | As per HSA registered indication(s) except for radiolucent implants which should be used as follows:  in patients with primary or metastatic spinal tumours who would benefit from post-operative high dose high precision beam therapy upon appropriate and stringent patient selection;  Patient selection should be done via standardised assessment such as the neurological-oncological-mechanical systemic (NOMS) framework; and  The assessment should be carried out by a multidisciplinary team (MDT), which may be inclusive of, but not limited to, radiation oncologists, spine surgeons and interventional radiologists, among others.
Orthopaedics | Spine - Thoracolumbar (TL) and sacral surgery | TL and sacral fusion and fixation implant | TL pedicle screw - Shank, tulip | Highridge Medical | Cannulated Extended Tab Uniplanar Screw 5.0x60MM | 813M5060 | Standalone | DE0510347 | As per HSA registered indication(s) except for radiolucent implants which should be used as follows:  in patients with primary or metastatic spinal tumours who would benefit from post-operative high dose high precision beam therapy upon appropriate and stringent patient selection;  Patient selection should be done via standardised assessment such as the neurological-oncological-mechanical systemic (NOMS) framework; and  The assessment should be carried out by a multidisciplinary team (MDT), which may be inclusive of, but not limited to, radiation oncologists, spine surgeons and interventional radiologists, among others.
Orthopaedics | Spine - Thoracolumbar (TL) and sacral surgery | TL and sacral fusion and fixation implant | TL pedicle screw - Shank, tulip | Highridge Medical | Cannulated Extended Tab Uniplanar Screw 5.5x100MM | 813M5500 | Standalone | DE0510347 | As per HSA registered indication(s) except for radiolucent implants which should be used as follows:  in patients with primary or metastatic spinal tumours who would benefit from post-operative high dose high precision beam therapy upon appropriate and stringent patient selection;  Patient selection should be done via standardised assessment such as the neurological-oncological-mechanical systemic (NOMS) framework; and  The assessment should be carried out by a multidisciplinary team (MDT), which may be inclusive of, but not limited to, radiation oncologists, spine surgeons and interventional radiologists, among others.
Orthopaedics | Spine - Thoracolumbar (TL) and sacral surgery | TL and sacral fusion and fixation implant | TL pedicle screw - Shank, tulip | Highridge Medical | Cannulated Extended Tab Uniplanar Screw 5.5x105MM | 813M5505 | Standalone | DE0510347 | As per HSA registered indication(s) except for radiolucent implants which should be used as follows:  in patients with primary or metastatic spinal tumours who would benefit from post-operative high dose high precision beam therapy upon appropriate and stringent patient selection;  Patient selection should be done via standardised assessment such as the neurological-oncological-mechanical systemic (NOMS) framework; and  The assessment should be carried out by a multidisciplinary team (MDT), which may be inclusive of, but not limited to, radiation oncologists, spine surgeons and interventional radiologists, among others.
Orthopaedics | Spine - Thoracolumbar (TL) and sacral surgery | TL and sacral fusion and fixation implant | TL pedicle screw - Shank, tulip | Highridge Medical | Cannulated Extended Tab Uniplanar Screw 5.5x110MM | 813M5510 | Standalone | DE0510347 | As per HSA registered indication(s) except for radiolucent implants which should be used as follows:  in patients with primary or metastatic spinal tumours who would benefit from post-operative high dose high precision beam therapy upon appropriate and stringent patient selection;  Patient selection should be done via standardised assessment such as the neurological-oncological-mechanical systemic (NOMS) framework; and  The assessment should be carried out by a multidisciplinary team (MDT), which may be inclusive of, but not limited to, radiation oncologists, spine surgeons and interventional radiologists, among others.
Orthopaedics | Spine - Thoracolumbar (TL) and sacral surgery | TL and sacral fusion and fixation implant | TL pedicle screw - Shank, tulip | Highridge Medical | Cannulated Extended Tab Uniplanar Screw 5.5x115MM | 813M5515 | Standalone | DE0510347 | As per HSA registered indication(s) except for radiolucent implants which should be used as follows:  in patients with primary or metastatic spinal tumours who would benefit from post-operative high dose high precision beam therapy upon appropriate and stringent patient selection;  Patient selection should be done via standardised assessment such as the neurological-oncological-mechanical systemic (NOMS) framework; and  The assessment should be carried out by a multidisciplinary team (MDT), which may be inclusive of, but not limited to, radiation oncologists, spine surgeons and interventional radiologists, among others.
Orthopaedics | Spine - Thoracolumbar (TL) and sacral surgery | TL and sacral fusion and fixation implant | TL pedicle screw - Shank, tulip | Highridge Medical | Cannulated Extended Tab Uniplanar Screw 5.5x20MM | 813M5520 | Standalone | DE0510347 | As per HSA registered indication(s) except for radiolucent implants which should be used as follows:  in patients with primary or metastatic spinal tumours who would benefit from post-operative high dose high precision beam therapy upon appropriate and stringent patient selection;  Patient selection should be done via standardised assessment such as the neurological-oncological-mechanical systemic (NOMS) framework; and  The assessment should be carried out by a multidisciplinary team (MDT), which may be inclusive of, but not limited to, radiation oncologists, spine surgeons and interventional radiologists, among others.
Orthopaedics | Spine - Thoracolumbar (TL) and sacral surgery | TL and sacral fusion and fixation implant | TL pedicle screw - Shank, tulip | Highridge Medical | Cannulated Extended Tab Uniplanar Screw 5.5x120MM | 813M5521 | Standalone | DE0510347 | As per HSA registered indication(s) except for radiolucent implants which should be used as follows:  in patients with primary or metastatic spinal tumours who would benefit from post-operative high dose high precision beam therapy upon appropriate and stringent patient selection;  Patient selection should be done via standardised assessment such as the neurological-oncological-mechanical systemic (NOMS) framework; and  The assessment should be carried out by a multidisciplinary team (MDT), which may be inclusive of, but not limited to, radiation oncologists, spine surgeons and interventional radiologists, among others.
Orthopaedics | Spine - Thoracolumbar (TL) and sacral surgery | TL and sacral fusion and fixation implant | TL pedicle screw - Shank, tulip | Highridge Medical | Cannulated Extended Tab Uniplanar Screw 5.5x25MM | 813M5525 | Standalone | DE0510347 | As per HSA registered indication(s) except for radiolucent implants which should be used as follows:  in patients with primary or metastatic spinal tumours who would benefit from post-operative high dose high precision beam therapy upon appropriate and stringent patient selection;  Patient selection should be done via standardised assessment such as the neurological-oncological-mechanical systemic (NOMS) framework; and  The assessment should be carried out by a multidisciplinary team (MDT), which may be inclusive of, but not limited to, radiation oncologists, spine surgeons and interventional radiologists, among others.
Orthopaedics | Spine - Thoracolumbar (TL) and sacral surgery | TL and sacral fusion and fixation implant | TL pedicle screw - Shank, tulip | Highridge Medical | Cannulated Extended Tab Uniplanar Screw 5.5x30MM | 813M5530 | Standalone | DE0510347 | As per HSA registered indication(s) except for radiolucent implants which should be used as follows:  in patients with primary or metastatic spinal tumours who would benefit from post-operative high dose high precision beam therapy upon appropriate and stringent patient selection;  Patient selection should be done via standardised assessment such as the neurological-oncological-mechanical systemic (NOMS) framework; and  The assessment should be carried out by a multidisciplinary team (MDT), which may be inclusive of, but not limited to, radiation oncologists, spine surgeons and interventional radiologists, among others.
Orthopaedics | Spine - Thoracolumbar (TL) and sacral surgery | TL and sacral fusion and fixation implant | TL pedicle screw - Shank, tulip | Highridge Medical | Cannulated Extended Tab Uniplanar Screw 5.5x35MM | 813M5535 | Standalone | DE0510347 | As per HSA registered indication(s) except for radiolucent implants which should be used as follows:  in patients with primary or metastatic spinal tumours who would benefit from post-operative high dose high precision beam therapy upon appropriate and stringent patient selection;  Patient selection should be done via standardised assessment such as the neurological-oncological-mechanical systemic (NOMS) framework; and  The assessment should be carried out by a multidisciplinary team (MDT), which may be inclusive of, but not limited to, radiation oncologists, spine surgeons and interventional radiologists, among others.
Orthopaedics | Spine - Thoracolumbar (TL) and sacral surgery | TL and sacral fusion and fixation implant | TL pedicle screw - Shank, tulip | Highridge Medical | Cannulated Extended Tab Uniplanar Screw 5.5x40MM | 813M5540 | Standalone | DE0510347 | As per HSA registered indication(s) except for radiolucent implants which should be used as follows:  in patients with primary or metastatic spinal tumours who would benefit from post-operative high dose high precision beam therapy upon appropriate and stringent patient selection;  Patient selection should be done via standardised assessment such as the neurological-oncological-mechanical systemic (NOMS) framework; and  The assessment should be carried out by a multidisciplinary team (MDT), which may be inclusive of, but not limited to, radiation oncologists, spine surgeons and interventional radiologists, among others.
Orthopaedics | Spine - Thoracolumbar (TL) and sacral surgery | TL and sacral fusion and fixation implant | TL pedicle screw - Shank, tulip | Highridge Medical | Cannulated Extended Tab Uniplanar Screw 5.5x45MM | 813M5545 | Standalone | DE0510347 | As per HSA registered indication(s) except for radiolucent implants which should be used as follows:  in patients with primary or metastatic spinal tumours who would benefit from post-operative high dose high precision beam therapy upon appropriate and stringent patient selection;  Patient selection should be done via standardised assessment such as the neurological-oncological-mechanical systemic (NOMS) framework; and  The assessment should be carried out by a multidisciplinary team (MDT), which may be inclusive of, but not limited to, radiation oncologists, spine surgeons and interventional radiologists, among others.
Orthopaedics | Spine - Thoracolumbar (TL) and sacral surgery | TL and sacral fusion and fixation implant | TL pedicle screw - Shank, tulip | Highridge Medical | Cannulated Extended Tab Uniplanar Screw 5.5x50MM | 813M5550 | Standalone | DE0510347 | As per HSA registered indication(s) except for radiolucent implants which should be used as follows:  in patients with primary or metastatic spinal tumours who would benefit from post-operative high dose high precision beam therapy upon appropriate and stringent patient selection;  Patient selection should be done via standardised assessment such as the neurological-oncological-mechanical systemic (NOMS) framework; and  The assessment should be carried out by a multidisciplinary team (MDT), which may be inclusive of, but not limited to, radiation oncologists, spine surgeons and interventional radiologists, among others.
Orthopaedics | Spine - Thoracolumbar (TL) and sacral surgery | TL and sacral fusion and fixation implant | TL pedicle screw - Shank, tulip | Highridge Medical | Cannulated Extended Tab Uniplanar Screw 5.5x55MM | 813M5555 | Standalone | DE0510347 | As per HSA registered indication(s) except for radiolucent implants which should be used as follows:  in patients with primary or metastatic spinal tumours who would benefit from post-operative high dose high precision beam therapy upon appropriate and stringent patient selection;  Patient selection should be done via standardised assessment such as the neurological-oncological-mechanical systemic (NOMS) framework; and  The assessment should be carried out by a multidisciplinary team (MDT), which may be inclusive of, but not limited to, radiation oncologists, spine surgeons and interventional radiologists, among others.
Orthopaedics | Spine - Thoracolumbar (TL) and sacral surgery | TL and sacral fusion and fixation implant | TL pedicle screw - Shank, tulip | Highridge Medical | Cannulated Extended Tab Uniplanar Screw 5.5x60MM | 813M5560 | Standalone | DE0510347 | As per HSA registered indication(s) except for radiolucent implants which should be used as follows:  in patients with primary or metastatic spinal tumours who would benefit from post-operative high dose high precision beam therapy upon appropriate and stringent patient selection;  Patient selection should be done via standardised assessment such as the neurological-oncological-mechanical systemic (NOMS) framework; and  The assessment should be carried out by a multidisciplinary team (MDT), which may be inclusive of, but not limited to, radiation oncologists, spine surgeons and interventional radiologists, among others.
Orthopaedics | Spine - Thoracolumbar (TL) and sacral surgery | TL and sacral fusion and fixation implant | TL pedicle screw - Shank, tulip | Highridge Medical | Cannulated Extended Tab Uniplanar Screw 5.5x65MM | 813M5565 | Standalone | DE0510347 | As per HSA registered indication(s) except for radiolucent implants which should be used as follows:  in patients with primary or metastatic spinal tumours who would benefit from post-operative high dose high precision beam therapy upon appropriate and stringent patient selection;  Patient selection should be done via standardised assessment such as the neurological-oncological-mechanical systemic (NOMS) framework; and  The assessment should be carried out by a multidisciplinary team (MDT), which may be inclusive of, but not limited to, radiation oncologists, spine surgeons and interventional radiologists, among others.
Orthopaedics | Spine - Thoracolumbar (TL) and sacral surgery | TL and sacral fusion and fixation implant | TL pedicle screw - Shank, tulip | Highridge Medical | Cannulated Extended Tab Uniplanar Screw 5.5x70MM | 813M5570 | Standalone | DE0510347 | As per HSA registered indication(s) except for radiolucent implants which should be used as follows:  in patients with primary or metastatic spinal tumours who would benefit from post-operative high dose high precision beam therapy upon appropriate and stringent patient selection;  Patient selection should be done via standardised assessment such as the neurological-oncological-mechanical systemic (NOMS) framework; and  The assessment should be carried out by a multidisciplinary team (MDT), which may be inclusive of, but not limited to, radiation oncologists, spine surgeons and interventional radiologists, among others.
Orthopaedics | Spine - Thoracolumbar (TL) and sacral surgery | TL and sacral fusion and fixation implant | TL pedicle screw - Shank, tulip | Highridge Medical | Cannulated Extended Tab Uniplanar Screw 5.5x75MM | 813M5575 | Standalone | DE0510347 | As per HSA registered indication(s) except for radiolucent implants which should be used as follows:  in patients with primary or metastatic spinal tumours who would benefit from post-operative high dose high precision beam therapy upon appropriate and stringent patient selection;  Patient selection should be done via standardised assessment such as the neurological-oncological-mechanical systemic (NOMS) framework; and  The assessment should be carried out by a multidisciplinary team (MDT), which may be inclusive of, but not limited to, radiation oncologists, spine surgeons and interventional radiologists, among others.
Orthopaedics | Spine - Thoracolumbar (TL) and sacral surgery | TL and sacral fusion and fixation implant | TL pedicle screw - Shank, tulip | Highridge Medical | Cannulated Extended Tab Uniplanar Screw 5.5x80MM | 813M5580 | Standalone | DE0510347 | As per HSA registered indication(s) except for radiolucent implants which should be used as follows:  in patients with primary or metastatic spinal tumours who would benefit from post-operative high dose high precision beam therapy upon appropriate and stringent patient selection;  Patient selection should be done via standardised assessment such as the neurological-oncological-mechanical systemic (NOMS) framework; and  The assessment should be carried out by a multidisciplinary team (MDT), which may be inclusive of, but not limited to, radiation oncologists, spine surgeons and interventional radiologists, among others.
Orthopaedics | Spine - Thoracolumbar (TL) and sacral surgery | TL and sacral fusion and fixation implant | TL pedicle screw - Shank, tulip | Highridge Medical | Cannulated Extended Tab Uniplanar Screw 5.5x85MM | 813M5585 | Standalone | DE0510347 | As per HSA registered indication(s) except for radiolucent implants which should be used as follows:  in patients with primary or metastatic spinal tumours who would benefit from post-operative high dose high precision beam therapy upon appropriate and stringent patient selection;  Patient selection should be done via standardised assessment such as the neurological-oncological-mechanical systemic (NOMS) framework; and  The assessment should be carried out by a multidisciplinary team (MDT), which may be inclusive of, but not limited to, radiation oncologists, spine surgeons and interventional radiologists, among others.
Orthopaedics | Spine - Thoracolumbar (TL) and sacral surgery | TL and sacral fusion and fixation implant | TL pedicle screw - Shank, tulip | Highridge Medical | Cannulated Extended Tab Uniplanar Screw 5.5x90MM | 813M5590 | Standalone | DE0510347 | As per HSA registered indication(s) except for radiolucent implants which should be used as follows:  in patients with primary or metastatic spinal tumours who would benefit from post-operative high dose high precision beam therapy upon appropriate and stringent patient selection;  Patient selection should be done via standardised assessment such as the neurological-oncological-mechanical systemic (NOMS) framework; and  The assessment should be carried out by a multidisciplinary team (MDT), which may be inclusive of, but not limited to, radiation oncologists, spine surgeons and interventional radiologists, among others.
Orthopaedics | Spine - Thoracolumbar (TL) and sacral surgery | TL and sacral fusion and fixation implant | TL pedicle screw - Shank, tulip | Highridge Medical | Cannulated Extended Tab Uniplanar Screw 5.5x95MM | 813M5595 | Standalone | DE0510347 | As per HSA registered indication(s) except for radiolucent implants which should be used as follows:  in patients with primary or metastatic spinal tumours who would benefit from post-operative high dose high precision beam therapy upon appropriate and stringent patient selection;  Patient selection should be done via standardised assessment such as the neurological-oncological-mechanical systemic (NOMS) framework; and  The assessment should be carried out by a multidisciplinary team (MDT), which may be inclusive of, but not limited to, radiation oncologists, spine surgeons and interventional radiologists, among others.
Orthopaedics | Spine - Thoracolumbar (TL) and sacral surgery | TL and sacral fusion and fixation implant | TL pedicle screw - Shank, tulip | Highridge Medical | Cannulated Extended Tab Uniplanar Screw 6.0x100MM | 813M6000 | Standalone | DE0510347 | As per HSA registered indication(s) except for radiolucent implants which should be used as follows:  in patients with primary or metastatic spinal tumours who would benefit from post-operative high dose high precision beam therapy upon appropriate and stringent patient selection;  Patient selection should be done via standardised assessment such as the neurological-oncological-mechanical systemic (NOMS) framework; and  The assessment should be carried out by a multidisciplinary team (MDT), which may be inclusive of, but not limited to, radiation oncologists, spine surgeons and interventional radiologists, among others.
Orthopaedics | Spine - Thoracolumbar (TL) and sacral surgery | TL and sacral fusion and fixation implant | TL pedicle screw - Shank, tulip | Highridge Medical | Cannulated Extended Tab Uniplanar Screw 6.0x105MM | 813M6005 | Standalone | DE0510347 | As per HSA registered indication(s) except for radiolucent implants which should be used as follows:  in patients with primary or metastatic spinal tumours who would benefit from post-operative high dose high precision beam therapy upon appropriate and stringent patient selection;  Patient selection should be done via standardised assessment such as the neurological-oncological-mechanical systemic (NOMS) framework; and  The assessment should be carried out by a multidisciplinary team (MDT), which may be inclusive of, but not limited to, radiation oncologists, spine surgeons and interventional radiologists, among others.
Orthopaedics | Spine - Thoracolumbar (TL) and sacral surgery | TL and sacral fusion and fixation implant | TL pedicle screw - Shank, tulip | Highridge Medical | Cannulated Extended Tab Uniplanar Screw 6.0x110MM | 813M6010 | Standalone | DE0510347 | As per HSA registered indication(s) except for radiolucent implants which should be used as follows:  in patients with primary or metastatic spinal tumours who would benefit from post-operative high dose high precision beam therapy upon appropriate and stringent patient selection;  Patient selection should be done via standardised assessment such as the neurological-oncological-mechanical systemic (NOMS) framework; and  The assessment should be carried out by a multidisciplinary team (MDT), which may be inclusive of, but not limited to, radiation oncologists, spine surgeons and interventional radiologists, among others.
Orthopaedics | Spine - Thoracolumbar (TL) and sacral surgery | TL and sacral fusion and fixation implant | TL pedicle screw - Shank, tulip | Highridge Medical | Cannulated Extended Tab Uniplanar Screw 6.0x115MM | 813M6015 | Standalone | DE0510347 | As per HSA registered indication(s) except for radiolucent implants which should be used as follows:  in patients with primary or metastatic spinal tumours who would benefit from post-operative high dose high precision beam therapy upon appropriate and stringent patient selection;  Patient selection should be done via standardised assessment such as the neurological-oncological-mechanical systemic (NOMS) framework; and  The assessment should be carried out by a multidisciplinary team (MDT), which may be inclusive of, but not limited to, radiation oncologists, spine surgeons and interventional radiologists, among others.
Orthopaedics | Spine - Thoracolumbar (TL) and sacral surgery | TL and sacral fusion and fixation implant | TL pedicle screw - Shank, tulip | Highridge Medical | Cannulated Extended Tab Uniplanar Screw 6.0x20MM | 813M6020 | Standalone | DE0510347 | As per HSA registered indication(s) except for radiolucent implants which should be used as follows:  in patients with primary or metastatic spinal tumours who would benefit from post-operative high dose high precision beam therapy upon appropriate and stringent patient selection;  Patient selection should be done via standardised assessment such as the neurological-oncological-mechanical systemic (NOMS) framework; and  The assessment should be carried out by a multidisciplinary team (MDT), which may be inclusive of, but not limited to, radiation oncologists, spine surgeons and interventional radiologists, among others.
Orthopaedics | Spine - Thoracolumbar (TL) and sacral surgery | TL and sacral fusion and fixation implant | TL pedicle screw - Shank, tulip | Highridge Medical | Cannulated Extended Tab Uniplanar Screw 6.0x120MM | 813M6021 | Standalone | DE0510347 | As per HSA registered indication(s) except for radiolucent implants which should be used as follows:  in patients with primary or metastatic spinal tumours who would benefit from post-operative high dose high precision beam therapy upon appropriate and stringent patient selection;  Patient selection should be done via standardised assessment such as the neurological-oncological-mechanical systemic (NOMS) framework; and  The assessment should be carried out by a multidisciplinary team (MDT), which may be inclusive of, but not limited to, radiation oncologists, spine surgeons and interventional radiologists, among others.
Orthopaedics | Spine - Thoracolumbar (TL) and sacral surgery | TL and sacral fusion and fixation implant | TL pedicle screw - Shank, tulip | Highridge Medical | Cannulated Extended Tab Uniplanar Screw 6.0x25MM | 813M6025 | Standalone | DE0510347 | As per HSA registered indication(s) except for radiolucent implants which should be used as follows:  in patients with primary or metastatic spinal tumours who would benefit from post-operative high dose high precision beam therapy upon appropriate and stringent patient selection;  Patient selection should be done via standardised assessment such as the neurological-oncological-mechanical systemic (NOMS) framework; and  The assessment should be carried out by a multidisciplinary team (MDT), which may be inclusive of, but not limited to, radiation oncologists, spine surgeons and interventional radiologists, among others.
Orthopaedics | Spine - Thoracolumbar (TL) and sacral surgery | TL and sacral fusion and fixation implant | TL pedicle screw - Shank, tulip | Highridge Medical | Cannulated Extended Tab Uniplanar Screw 6.0x30MM | 813M6030 | Standalone | DE0510347 | As per HSA registered indication(s) except for radiolucent implants which should be used as follows:  in patients with primary or metastatic spinal tumours who would benefit from post-operative high dose high precision beam therapy upon appropriate and stringent patient selection;  Patient selection should be done via standardised assessment such as the neurological-oncological-mechanical systemic (NOMS) framework; and  The assessment should be carried out by a multidisciplinary team (MDT), which may be inclusive of, but not limited to, radiation oncologists, spine surgeons and interventional radiologists, among others.
Orthopaedics | Spine - Thoracolumbar (TL) and sacral surgery | TL and sacral fusion and fixation implant | TL pedicle screw - Shank, tulip | Highridge Medical | Cannulated Extended Tab Uniplanar Screw 6.0x35MM | 813M6035 | Standalone | DE0510347 | As per HSA registered indication(s) except for radiolucent implants which should be used as follows:  in patients with primary or metastatic spinal tumours who would benefit from post-operative high dose high precision beam therapy upon appropriate and stringent patient selection;  Patient selection should be done via standardised assessment such as the neurological-oncological-mechanical systemic (NOMS) framework; and  The assessment should be carried out by a multidisciplinary team (MDT), which may be inclusive of, but not limited to, radiation oncologists, spine surgeons and interventional radiologists, among others.
Orthopaedics | Spine - Thoracolumbar (TL) and sacral surgery | TL and sacral fusion and fixation implant | TL pedicle screw - Shank, tulip | Highridge Medical | Cannulated Extended Tab Uniplanar Screw 6.0x40MM | 813M6040 | Standalone | DE0510347 | As per HSA registered indication(s) except for radiolucent implants which should be used as follows:  in patients with primary or metastatic spinal tumours who would benefit from post-operative high dose high precision beam therapy upon appropriate and stringent patient selection;  Patient selection should be done via standardised assessment such as the neurological-oncological-mechanical systemic (NOMS) framework; and  The assessment should be carried out by a multidisciplinary team (MDT), which may be inclusive of, but not limited to, radiation oncologists, spine surgeons and interventional radiologists, among others.
Orthopaedics | Spine - Thoracolumbar (TL) and sacral surgery | TL and sacral fusion and fixation implant | TL pedicle screw - Shank, tulip | Highridge Medical | Cannulated Extended Tab Uniplanar Screw 6.0x45MM | 813M6045 | Standalone | DE0510347 | As per HSA registered indication(s) except for radiolucent implants which should be used as follows:  in patients with primary or metastatic spinal tumours who would benefit from post-operative high dose high precision beam therapy upon appropriate and stringent patient selection;  Patient selection should be done via standardised assessment such as the neurological-oncological-mechanical systemic (NOMS) framework; and  The assessment should be carried out by a multidisciplinary team (MDT), which may be inclusive of, but not limited to, radiation oncologists, spine surgeons and interventional radiologists, among others.
Orthopaedics | Spine - Thoracolumbar (TL) and sacral surgery | TL and sacral fusion and fixation implant | TL pedicle screw - Shank, tulip | Highridge Medical | Cannulated Extended Tab Uniplanar Screw 6.0x50MM | 813M6050 | Standalone | DE0510347 | As per HSA registered indication(s) except for radiolucent implants which should be used as follows:  in patients with primary or metastatic spinal tumours who would benefit from post-operative high dose high precision beam therapy upon appropriate and stringent patient selection;  Patient selection should be done via standardised assessment such as the neurological-oncological-mechanical systemic (NOMS) framework; and  The assessment should be carried out by a multidisciplinary team (MDT), which may be inclusive of, but not limited to, radiation oncologists, spine surgeons and interventional radiologists, among others.
Orthopaedics | Spine - Thoracolumbar (TL) and sacral surgery | TL and sacral fusion and fixation implant | TL pedicle screw - Shank, tulip | Highridge Medical | Cannulated Extended Tab Uniplanar Screw 6.0x55MM | 813M6055 | Standalone | DE0510347 | As per HSA registered indication(s) except for radiolucent implants which should be used as follows:  in patients with primary or metastatic spinal tumours who would benefit from post-operative high dose high precision beam therapy upon appropriate and stringent patient selection;  Patient selection should be done via standardised assessment such as the neurological-oncological-mechanical systemic (NOMS) framework; and  The assessment should be carried out by a multidisciplinary team (MDT), which may be inclusive of, but not limited to, radiation oncologists, spine surgeons and interventional radiologists, among others.
Orthopaedics | Spine - Thoracolumbar (TL) and sacral surgery | TL and sacral fusion and fixation implant | TL pedicle screw - Shank, tulip | Highridge Medical | Cannulated Extended Tab Uniplanar Screw 6.0x60MM | 813M6060 | Standalone | DE0510347 | As per HSA registered indication(s) except for radiolucent implants which should be used as follows:  in patients with primary or metastatic spinal tumours who would benefit from post-operative high dose high precision beam therapy upon appropriate and stringent patient selection;  Patient selection should be done via standardised assessment such as the neurological-oncological-mechanical systemic (NOMS) framework; and  The assessment should be carried out by a multidisciplinary team (MDT), which may be inclusive of, but not limited to, radiation oncologists, spine surgeons and interventional radiologists, among others.
Orthopaedics | Spine - Thoracolumbar (TL) and sacral surgery | TL and sacral fusion and fixation implant | TL pedicle screw - Shank, tulip | Highridge Medical | Cannulated Extended Tab Uniplanar Screw 6.0x65MM | 813M6065 | Standalone | DE0510347 | As per HSA registered indication(s) except for radiolucent implants which should be used as follows:  in patients with primary or metastatic spinal tumours who would benefit from post-operative high dose high precision beam therapy upon appropriate and stringent patient selection;  Patient selection should be done via standardised assessment such as the neurological-oncological-mechanical systemic (NOMS) framework; and  The assessment should be carried out by a multidisciplinary team (MDT), which may be inclusive of, but not limited to, radiation oncologists, spine surgeons and interventional radiologists, among others.
Orthopaedics | Spine - Thoracolumbar (TL) and sacral surgery | TL and sacral fusion and fixation implant | TL pedicle screw - Shank, tulip | Highridge Medical | Cannulated Extended Tab Uniplanar Screw 6.0x70MM | 813M6070 | Standalone | DE0510347 | As per HSA registered indication(s) except for radiolucent implants which should be used as follows:  in patients with primary or metastatic spinal tumours who would benefit from post-operative high dose high precision beam therapy upon appropriate and stringent patient selection;  Patient selection should be done via standardised assessment such as the neurological-oncological-mechanical systemic (NOMS) framework; and  The assessment should be carried out by a multidisciplinary team (MDT), which may be inclusive of, but not limited to, radiation oncologists, spine surgeons and interventional radiologists, among others.
Orthopaedics | Spine - Thoracolumbar (TL) and sacral surgery | TL and sacral fusion and fixation implant | TL pedicle screw - Shank, tulip | Highridge Medical | Cannulated Extended Tab Uniplanar Screw 6.0x75MM | 813M6075 | Standalone | DE0510347 | As per HSA registered indication(s) except for radiolucent implants which should be used as follows:  in patients with primary or metastatic spinal tumours who would benefit from post-operative high dose high precision beam therapy upon appropriate and stringent patient selection;  Patient selection should be done via standardised assessment such as the neurological-oncological-mechanical systemic (NOMS) framework; and  The assessment should be carried out by a multidisciplinary team (MDT), which may be inclusive of, but not limited to, radiation oncologists, spine surgeons and interventional radiologists, among others.
Orthopaedics | Spine - Thoracolumbar (TL) and sacral surgery | TL and sacral fusion and fixation implant | TL pedicle screw - Shank, tulip | Highridge Medical | Cannulated Extended Tab Uniplanar Screw 6.0x80MM | 813M6080 | Standalone | DE0510347 | As per HSA registered indication(s) except for radiolucent implants which should be used as follows:  in patients with primary or metastatic spinal tumours who would benefit from post-operative high dose high precision beam therapy upon appropriate and stringent patient selection;  Patient selection should be done via standardised assessment such as the neurological-oncological-mechanical systemic (NOMS) framework; and  The assessment should be carried out by a multidisciplinary team (MDT), which may be inclusive of, but not limited to, radiation oncologists, spine surgeons and interventional radiologists, among others.
Orthopaedics | Spine - Thoracolumbar (TL) and sacral surgery | TL and sacral fusion and fixation implant | TL pedicle screw - Shank, tulip | Highridge Medical | Cannulated Extended Tab Uniplanar Screw 6.0x85MM | 813M6085 | Standalone | DE0510347 | As per HSA registered indication(s) except for radiolucent implants which should be used as follows:  in patients with primary or metastatic spinal tumours who would benefit from post-operative high dose high precision beam therapy upon appropriate and stringent patient selection;  Patient selection should be done via standardised assessment such as the neurological-oncological-mechanical systemic (NOMS) framework; and  The assessment should be carried out by a multidisciplinary team (MDT), which may be inclusive of, but not limited to, radiation oncologists, spine surgeons and interventional radiologists, among others.
Orthopaedics | Spine - Thoracolumbar (TL) and sacral surgery | TL and sacral fusion and fixation implant | TL pedicle screw - Shank, tulip | Highridge Medical | Cannulated Extended Tab Uniplanar Screw 6.0x90MM | 813M6090 | Standalone | DE0510347 | As per HSA registered indication(s) except for radiolucent implants which should be used as follows:  in patients with primary or metastatic spinal tumours who would benefit from post-operative high dose high precision beam therapy upon appropriate and stringent patient selection;  Patient selection should be done via standardised assessment such as the neurological-oncological-mechanical systemic (NOMS) framework; and  The assessment should be carried out by a multidisciplinary team (MDT), which may be inclusive of, but not limited to, radiation oncologists, spine surgeons and interventional radiologists, among others.
Orthopaedics | Spine - Thoracolumbar (TL) and sacral surgery | TL and sacral fusion and fixation implant | TL pedicle screw - Shank, tulip | Highridge Medical | Cannulated Extended Tab Uniplanar Screw 6.0x95MM | 813M6095 | Standalone | DE0510347 | As per HSA registered indication(s) except for radiolucent implants which should be used as follows:  in patients with primary or metastatic spinal tumours who would benefit from post-operative high dose high precision beam therapy upon appropriate and stringent patient selection;  Patient selection should be done via standardised assessment such as the neurological-oncological-mechanical systemic (NOMS) framework; and  The assessment should be carried out by a multidisciplinary team (MDT), which may be inclusive of, but not limited to, radiation oncologists, spine surgeons and interventional radiologists, among others.
Orthopaedics | Spine - Thoracolumbar (TL) and sacral surgery | TL and sacral fusion and fixation implant | TL pedicle screw - Shank, tulip | Highridge Medical | Cannulated Extended Tab Uniplanar Screw 6.5x100MM | 813M6500 | Standalone | DE0510347 | As per HSA registered indication(s) except for radiolucent implants which should be used as follows:  in patients with primary or metastatic spinal tumours who would benefit from post-operative high dose high precision beam therapy upon appropriate and stringent patient selection;  Patient selection should be done via standardised assessment such as the neurological-oncological-mechanical systemic (NOMS) framework; and  The assessment should be carried out by a multidisciplinary team (MDT), which may be inclusive of, but not limited to, radiation oncologists, spine surgeons and interventional radiologists, among others.
Orthopaedics | Spine - Thoracolumbar (TL) and sacral surgery | TL and sacral fusion and fixation implant | TL pedicle screw - Shank, tulip | Highridge Medical | Cannulated Extended Tab Uniplanar Screw 6.5x105MM | 813M6505 | Standalone | DE0510347 | As per HSA registered indication(s) except for radiolucent implants which should be used as follows:  in patients with primary or metastatic spinal tumours who would benefit from post-operative high dose high precision beam therapy upon appropriate and stringent patient selection;  Patient selection should be done via standardised assessment such as the neurological-oncological-mechanical systemic (NOMS) framework; and  The assessment should be carried out by a multidisciplinary team (MDT), which may be inclusive of, but not limited to, radiation oncologists, spine surgeons and interventional radiologists, among others.
Orthopaedics | Spine - Thoracolumbar (TL) and sacral surgery | TL and sacral fusion and fixation implant | TL pedicle screw - Shank, tulip | Highridge Medical | Cannulated Extended Tab Uniplanar Screw 6.5x110MM | 813M6510 | Standalone | DE0510347 | As per HSA registered indication(s) except for radiolucent implants which should be used as follows:  in patients with primary or metastatic spinal tumours who would benefit from post-operative high dose high precision beam therapy upon appropriate and stringent patient selection;  Patient selection should be done via standardised assessment such as the neurological-oncological-mechanical systemic (NOMS) framework; and  The assessment should be carried out by a multidisciplinary team (MDT), which may be inclusive of, but not limited to, radiation oncologists, spine surgeons and interventional radiologists, among others.
Orthopaedics | Spine - Thoracolumbar (TL) and sacral surgery | TL and sacral fusion and fixation implant | TL pedicle screw - Shank, tulip | Highridge Medical | Cannulated Extended Tab Uniplanar Screw 6.5x115MM | 813M6515 | Standalone | DE0510347 | As per HSA registered indication(s) except for radiolucent implants which should be used as follows:  in patients with primary or metastatic spinal tumours who would benefit from post-operative high dose high precision beam therapy upon appropriate and stringent patient selection;  Patient selection should be done via standardised assessment such as the neurological-oncological-mechanical systemic (NOMS) framework; and  The assessment should be carried out by a multidisciplinary team (MDT), which may be inclusive of, but not limited to, radiation oncologists, spine surgeons and interventional radiologists, among others.
Orthopaedics | Spine - Thoracolumbar (TL) and sacral surgery | TL and sacral fusion and fixation implant | TL pedicle screw - Shank, tulip | Highridge Medical | Cannulated Extended Tab Uniplanar Screw 6.5x20MM | 813M6520 | Standalone | DE0510347 | As per HSA registered indication(s) except for radiolucent implants which should be used as follows:  in patients with primary or metastatic spinal tumours who would benefit from post-operative high dose high precision beam therapy upon appropriate and stringent patient selection;  Patient selection should be done via standardised assessment such as the neurological-oncological-mechanical systemic (NOMS) framework; and  The assessment should be carried out by a multidisciplinary team (MDT), which may be inclusive of, but not limited to, radiation oncologists, spine surgeons and interventional radiologists, among others.
Orthopaedics | Spine - Thoracolumbar (TL) and sacral surgery | TL and sacral fusion and fixation implant | TL pedicle screw - Shank, tulip | Highridge Medical | Cannulated Extended Tab Uniplanar Screw 6.5x120MM | 813M6521 | Standalone | DE0510347 | As per HSA registered indication(s) except for radiolucent implants which should be used as follows:  in patients with primary or metastatic spinal tumours who would benefit from post-operative high dose high precision beam therapy upon appropriate and stringent patient selection;  Patient selection should be done via standardised assessment such as the neurological-oncological-mechanical systemic (NOMS) framework; and  The assessment should be carried out by a multidisciplinary team (MDT), which may be inclusive of, but not limited to, radiation oncologists, spine surgeons and interventional radiologists, among others.
Orthopaedics | Spine - Thoracolumbar (TL) and sacral surgery | TL and sacral fusion and fixation implant | TL pedicle screw - Shank, tulip | Highridge Medical | Cannulated Extended Tab Uniplanar Screw 6.5x25MM | 813M6525 | Standalone | DE0510347 | As per HSA registered indication(s) except for radiolucent implants which should be used as follows:  in patients with primary or metastatic spinal tumours who would benefit from post-operative high dose high precision beam therapy upon appropriate and stringent patient selection;  Patient selection should be done via standardised assessment such as the neurological-oncological-mechanical systemic (NOMS) framework; and  The assessment should be carried out by a multidisciplinary team (MDT), which may be inclusive of, but not limited to, radiation oncologists, spine surgeons and interventional radiologists, among others.
Orthopaedics | Spine - Thoracolumbar (TL) and sacral surgery | TL and sacral fusion and fixation implant | TL pedicle screw - Shank, tulip | Highridge Medical | Cannulated Extended Tab Uniplanar Screw 6.5x30MM | 813M6530 | Standalone | DE0510347 | As per HSA registered indication(s) except for radiolucent implants which should be used as follows:  in patients with primary or metastatic spinal tumours who would benefit from post-operative high dose high precision beam therapy upon appropriate and stringent patient selection;  Patient selection should be done via standardised assessment such as the neurological-oncological-mechanical systemic (NOMS) framework; and  The assessment should be carried out by a multidisciplinary team (MDT), which may be inclusive of, but not limited to, radiation oncologists, spine surgeons and interventional radiologists, among others.
Orthopaedics | Spine - Thoracolumbar (TL) and sacral surgery | TL and sacral fusion and fixation implant | TL pedicle screw - Shank, tulip | Highridge Medical | Cannulated Extended Tab Uniplanar Screw 6.5x35MM | 813M6535 | Standalone | DE0510347 | As per HSA registered indication(s) except for radiolucent implants which should be used as follows:  in patients with primary or metastatic spinal tumours who would benefit from post-operative high dose high precision beam therapy upon appropriate and stringent patient selection;  Patient selection should be done via standardised assessment such as the neurological-oncological-mechanical systemic (NOMS) framework; and  The assessment should be carried out by a multidisciplinary team (MDT), which may be inclusive of, but not limited to, radiation oncologists, spine surgeons and interventional radiologists, among others.
Orthopaedics | Spine - Thoracolumbar (TL) and sacral surgery | TL and sacral fusion and fixation implant | TL pedicle screw - Shank, tulip | Highridge Medical | Cannulated Extended Tab Uniplanar Screw 6.5x40MM | 813M6540 | Standalone | DE0510347 | As per HSA registered indication(s) except for radiolucent implants which should be used as follows:  in patients with primary or metastatic spinal tumours who would benefit from post-operative high dose high precision beam therapy upon appropriate and stringent patient selection;  Patient selection should be done via standardised assessment such as the neurological-oncological-mechanical systemic (NOMS) framework; and  The assessment should be carried out by a multidisciplinary team (MDT), which may be inclusive of, but not limited to, radiation oncologists, spine surgeons and interventional radiologists, among others.
Orthopaedics | Spine - Thoracolumbar (TL) and sacral surgery | TL and sacral fusion and fixation implant | TL pedicle screw - Shank, tulip | Highridge Medical | Cannulated Extended Tab Uniplanar Screw 6.5x45MM | 813M6545 | Standalone | DE0510347 | As per HSA registered indication(s) except for radiolucent implants which should be used as follows:  in patients with primary or metastatic spinal tumours who would benefit from post-operative high dose high precision beam therapy upon appropriate and stringent patient selection;  Patient selection should be done via standardised assessment such as the neurological-oncological-mechanical systemic (NOMS) framework; and  The assessment should be carried out by a multidisciplinary team (MDT), which may be inclusive of, but not limited to, radiation oncologists, spine surgeons and interventional radiologists, among others.
Orthopaedics | Spine - Thoracolumbar (TL) and sacral surgery | TL and sacral fusion and fixation implant | TL pedicle screw - Shank, tulip | Highridge Medical | Cannulated Extended Tab Uniplanar Screw 6.5x50MM | 813M6550 | Standalone | DE0510347 | As per HSA registered indication(s) except for radiolucent implants which should be used as follows:  in patients with primary or metastatic spinal tumours who would benefit from post-operative high dose high precision beam therapy upon appropriate and stringent patient selection;  Patient selection should be done via standardised assessment such as the neurological-oncological-mechanical systemic (NOMS) framework; and  The assessment should be carried out by a multidisciplinary team (MDT), which may be inclusive of, but not limited to, radiation oncologists, spine surgeons and interventional radiologists, among others.
Orthopaedics | Spine - Thoracolumbar (TL) and sacral surgery | TL and sacral fusion and fixation implant | TL pedicle screw - Shank, tulip | Highridge Medical | Cannulated Extended Tab Uniplanar Screw 6.5x55MM | 813M6555 | Standalone | DE0510347 | As per HSA registered indication(s) except for radiolucent implants which should be used as follows:  in patients with primary or metastatic spinal tumours who would benefit from post-operative high dose high precision beam therapy upon appropriate and stringent patient selection;  Patient selection should be done via standardised assessment such as the neurological-oncological-mechanical systemic (NOMS) framework; and  The assessment should be carried out by a multidisciplinary team (MDT), which may be inclusive of, but not limited to, radiation oncologists, spine surgeons and interventional radiologists, among others.
Orthopaedics | Spine - Thoracolumbar (TL) and sacral surgery | TL and sacral fusion and fixation implant | TL pedicle screw - Shank, tulip | Highridge Medical | Cannulated Extended Tab Uniplanar Screw 6.5x60MM | 813M6560 | Standalone | DE0510347 | As per HSA registered indication(s) except for radiolucent implants which should be used as follows:  in patients with primary or metastatic spinal tumours who would benefit from post-operative high dose high precision beam therapy upon appropriate and stringent patient selection;  Patient selection should be done via standardised assessment such as the neurological-oncological-mechanical systemic (NOMS) framework; and  The assessment should be carried out by a multidisciplinary team (MDT), which may be inclusive of, but not limited to, radiation oncologists, spine surgeons and interventional radiologists, among others.
Orthopaedics | Spine - Thoracolumbar (TL) and sacral surgery | TL and sacral fusion and fixation implant | TL pedicle screw - Shank, tulip | Highridge Medical | Cannulated Extended Tab Uniplanar Screw 6.5x65MM | 813M6565 | Standalone | DE0510347 | As per HSA registered indication(s) except for radiolucent implants which should be used as follows:  in patients with primary or metastatic spinal tumours who would benefit from post-operative high dose high precision beam therapy upon appropriate and stringent patient selection;  Patient selection should be done via standardised assessment such as the neurological-oncological-mechanical systemic (NOMS) framework; and  The assessment should be carried out by a multidisciplinary team (MDT), which may be inclusive of, but not limited to, radiation oncologists, spine surgeons and interventional radiologists, among others.
Orthopaedics | Spine - Thoracolumbar (TL) and sacral surgery | TL and sacral fusion and fixation implant | TL pedicle screw - Shank, tulip | Highridge Medical | Cannulated Extended Tab Uniplanar Screw 6.5x70MM | 813M6570 | Standalone | DE0510347 | As per HSA registered indication(s) except for radiolucent implants which should be used as follows:  in patients with primary or metastatic spinal tumours who would benefit from post-operative high dose high precision beam therapy upon appropriate and stringent patient selection;  Patient selection should be done via standardised assessment such as the neurological-oncological-mechanical systemic (NOMS) framework; and  The assessment should be carried out by a multidisciplinary team (MDT), which may be inclusive of, but not limited to, radiation oncologists, spine surgeons and interventional radiologists, among others.
Orthopaedics | Spine - Thoracolumbar (TL) and sacral surgery | TL and sacral fusion and fixation implant | TL pedicle screw - Shank, tulip | Highridge Medical | Cannulated Extended Tab Uniplanar Screw 6.5x75MM | 813M6575 | Standalone | DE0510347 | As per HSA registered indication(s) except for radiolucent implants which should be used as follows:  in patients with primary or metastatic spinal tumours who would benefit from post-operative high dose high precision beam therapy upon appropriate and stringent patient selection;  Patient selection should be done via standardised assessment such as the neurological-oncological-mechanical systemic (NOMS) framework; and  The assessment should be carried out by a multidisciplinary team (MDT), which may be inclusive of, but not limited to, radiation oncologists, spine surgeons and interventional radiologists, among others.
Orthopaedics | Spine - Thoracolumbar (TL) and sacral surgery | TL and sacral fusion and fixation implant | TL pedicle screw - Shank, tulip | Highridge Medical | Cannulated Extended Tab Uniplanar Screw 6.5x80MM | 813M6580 | Standalone | DE0510347 | As per HSA registered indication(s) except for radiolucent implants which should be used as follows:  in patients with primary or metastatic spinal tumours who would benefit from post-operative high dose high precision beam therapy upon appropriate and stringent patient selection;  Patient selection should be done via standardised assessment such as the neurological-oncological-mechanical systemic (NOMS) framework; and  The assessment should be carried out by a multidisciplinary team (MDT), which may be inclusive of, but not limited to, radiation oncologists, spine surgeons and interventional radiologists, among others.
Orthopaedics | Spine - Thoracolumbar (TL) and sacral surgery | TL and sacral fusion and fixation implant | TL pedicle screw - Shank, tulip | Highridge Medical | Cannulated Extended Tab Uniplanar Screw 6.5x85MM | 813M6585 | Standalone | DE0510347 | As per HSA registered indication(s) except for radiolucent implants which should be used as follows:  in patients with primary or metastatic spinal tumours who would benefit from post-operative high dose high precision beam therapy upon appropriate and stringent patient selection;  Patient selection should be done via standardised assessment such as the neurological-oncological-mechanical systemic (NOMS) framework; and  The assessment should be carried out by a multidisciplinary team (MDT), which may be inclusive of, but not limited to, radiation oncologists, spine surgeons and interventional radiologists, among others.
Orthopaedics | Spine - Thoracolumbar (TL) and sacral surgery | TL and sacral fusion and fixation implant | TL pedicle screw - Shank, tulip | Highridge Medical | Cannulated Extended Tab Uniplanar Screw 6.5x90MM | 813M6590 | Standalone | DE0510347 | As per HSA registered indication(s) except for radiolucent implants which should be used as follows:  in patients with primary or metastatic spinal tumours who would benefit from post-operative high dose high precision beam therapy upon appropriate and stringent patient selection;  Patient selection should be done via standardised assessment such as the neurological-oncological-mechanical systemic (NOMS) framework; and  The assessment should be carried out by a multidisciplinary team (MDT), which may be inclusive of, but not limited to, radiation oncologists, spine surgeons and interventional radiologists, among others.
Orthopaedics | Spine - Thoracolumbar (TL) and sacral surgery | TL and sacral fusion and fixation implant | TL pedicle screw - Shank, tulip | Highridge Medical | Cannulated Extended Tab Uniplanar Screw 6.5x95MM | 813M6595 | Standalone | DE0510347 | As per HSA registered indication(s) except for radiolucent implants which should be used as follows:  in patients with primary or metastatic spinal tumours who would benefit from post-operative high dose high precision beam therapy upon appropriate and stringent patient selection;  Patient selection should be done via standardised assessment such as the neurological-oncological-mechanical systemic (NOMS) framework; and  The assessment should be carried out by a multidisciplinary team (MDT), which may be inclusive of, but not limited to, radiation oncologists, spine surgeons and interventional radiologists, among others.
Orthopaedics | Spine - Thoracolumbar (TL) and sacral surgery | TL and sacral fusion and fixation implant | TL pedicle screw - Shank, tulip | Highridge Medical | Cannulated Extended Tab Uniplanar Screw 7.0x100MM | 813M7000 | Standalone | DE0510347 | As per HSA registered indication(s) except for radiolucent implants which should be used as follows:  in patients with primary or metastatic spinal tumours who would benefit from post-operative high dose high precision beam therapy upon appropriate and stringent patient selection;  Patient selection should be done via standardised assessment such as the neurological-oncological-mechanical systemic (NOMS) framework; and  The assessment should be carried out by a multidisciplinary team (MDT), which may be inclusive of, but not limited to, radiation oncologists, spine surgeons and interventional radiologists, among others.
Orthopaedics | Spine - Thoracolumbar (TL) and sacral surgery | TL and sacral fusion and fixation implant | TL pedicle screw - Shank, tulip | Highridge Medical | Cannulated Extended Tab Uniplanar Screw 7.0x105MM | 813M7005 | Standalone | DE0510347 | As per HSA registered indication(s) except for radiolucent implants which should be used as follows:  in patients with primary or metastatic spinal tumours who would benefit from post-operative high dose high precision beam therapy upon appropriate and stringent patient selection;  Patient selection should be done via standardised assessment such as the neurological-oncological-mechanical systemic (NOMS) framework; and  The assessment should be carried out by a multidisciplinary team (MDT), which may be inclusive of, but not limited to, radiation oncologists, spine surgeons and interventional radiologists, among others.
Orthopaedics | Spine - Thoracolumbar (TL) and sacral surgery | TL and sacral fusion and fixation implant | TL pedicle screw - Shank, tulip | Highridge Medical | Cannulated Extended Tab Uniplanar Screw 7.0x110MM | 813M7010 | Standalone | DE0510347 | As per HSA registered indication(s) except for radiolucent implants which should be used as follows:  in patients with primary or metastatic spinal tumours who would benefit from post-operative high dose high precision beam therapy upon appropriate and stringent patient selection;  Patient selection should be done via standardised assessment such as the neurological-oncological-mechanical systemic (NOMS) framework; and  The assessment should be carried out by a multidisciplinary team (MDT), which may be inclusive of, but not limited to, radiation oncologists, spine surgeons and interventional radiologists, among others.
Orthopaedics | Spine - Thoracolumbar (TL) and sacral surgery | TL and sacral fusion and fixation implant | TL pedicle screw - Shank, tulip | Highridge Medical | Cannulated Extended Tab Uniplanar Screw 7.0x115MM | 813M7015 | Standalone | DE0510347 | As per HSA registered indication(s) except for radiolucent implants which should be used as follows:  in patients with primary or metastatic spinal tumours who would benefit from post-operative high dose high precision beam therapy upon appropriate and stringent patient selection;  Patient selection should be done via standardised assessment such as the neurological-oncological-mechanical systemic (NOMS) framework; and  The assessment should be carried out by a multidisciplinary team (MDT), which may be inclusive of, but not limited to, radiation oncologists, spine surgeons and interventional radiologists, among others.
Orthopaedics | Spine - Thoracolumbar (TL) and sacral surgery | TL and sacral fusion and fixation implant | TL pedicle screw - Shank, tulip | Highridge Medical | Cannulated Extended Tab Uniplanar Screw 7.0x20MM | 813M7020 | Standalone | DE0510347 | As per HSA registered indication(s) except for radiolucent implants which should be used as follows:  in patients with primary or metastatic spinal tumours who would benefit from post-operative high dose high precision beam therapy upon appropriate and stringent patient selection;  Patient selection should be done via standardised assessment such as the neurological-oncological-mechanical systemic (NOMS) framework; and  The assessment should be carried out by a multidisciplinary team (MDT), which may be inclusive of, but not limited to, radiation oncologists, spine surgeons and interventional radiologists, among others.
Orthopaedics | Spine - Thoracolumbar (TL) and sacral surgery | TL and sacral fusion and fixation implant | TL pedicle screw - Shank, tulip | Highridge Medical | Cannulated Extended Tab Uniplanar Screw 7.0x120MM | 813M7021 | Standalone | DE0510347 | As per HSA registered indication(s) except for radiolucent implants which should be used as follows:  in patients with primary or metastatic spinal tumours who would benefit from post-operative high dose high precision beam therapy upon appropriate and stringent patient selection;  Patient selection should be done via standardised assessment such as the neurological-oncological-mechanical systemic (NOMS) framework; and  The assessment should be carried out by a multidisciplinary team (MDT), which may be inclusive of, but not limited to, radiation oncologists, spine surgeons and interventional radiologists, among others.
Orthopaedics | Spine - Thoracolumbar (TL) and sacral surgery | TL and sacral fusion and fixation implant | TL pedicle screw - Shank, tulip | Highridge Medical | Cannulated Extended Tab Uniplanar Screw 7.0x25MM | 813M7025 | Standalone | DE0510347 | As per HSA registered indication(s) except for radiolucent implants which should be used as follows:  in patients with primary or metastatic spinal tumours who would benefit from post-operative high dose high precision beam therapy upon appropriate and stringent patient selection;  Patient selection should be done via standardised assessment such as the neurological-oncological-mechanical systemic (NOMS) framework; and  The assessment should be carried out by a multidisciplinary team (MDT), which may be inclusive of, but not limited to, radiation oncologists, spine surgeons and interventional radiologists, among others.
Orthopaedics | Spine - Thoracolumbar (TL) and sacral surgery | TL and sacral fusion and fixation implant | TL pedicle screw - Shank, tulip | Highridge Medical | Cannulated Extended Tab Uniplanar Screw 7.0x30MM | 813M7030 | Standalone | DE0510347 | As per HSA registered indication(s) except for radiolucent implants which should be used as follows:  in patients with primary or metastatic spinal tumours who would benefit from post-operative high dose high precision beam therapy upon appropriate and stringent patient selection;  Patient selection should be done via standardised assessment such as the neurological-oncological-mechanical systemic (NOMS) framework; and  The assessment should be carried out by a multidisciplinary team (MDT), which may be inclusive of, but not limited to, radiation oncologists, spine surgeons and interventional radiologists, among others.
Orthopaedics | Spine - Thoracolumbar (TL) and sacral surgery | TL and sacral fusion and fixation implant | TL pedicle screw - Shank, tulip | Highridge Medical | Cannulated Extended Tab Uniplanar Screw 7.0x35MM | 813M7035 | Standalone | DE0510347 | As per HSA registered indication(s) except for radiolucent implants which should be used as follows:  in patients with primary or metastatic spinal tumours who would benefit from post-operative high dose high precision beam therapy upon appropriate and stringent patient selection;  Patient selection should be done via standardised assessment such as the neurological-oncological-mechanical systemic (NOMS) framework; and  The assessment should be carried out by a multidisciplinary team (MDT), which may be inclusive of, but not limited to, radiation oncologists, spine surgeons and interventional radiologists, among others.
Orthopaedics | Spine - Thoracolumbar (TL) and sacral surgery | TL and sacral fusion and fixation implant | TL pedicle screw - Shank, tulip | Highridge Medical | Cannulated Extended Tab Uniplanar Screw 7.0x40MM | 813M7040 | Standalone | DE0510347 | As per HSA registered indication(s) except for radiolucent implants which should be used as follows:  in patients with primary or metastatic spinal tumours who would benefit from post-operative high dose high precision beam therapy upon appropriate and stringent patient selection;  Patient selection should be done via standardised assessment such as the neurological-oncological-mechanical systemic (NOMS) framework; and  The assessment should be carried out by a multidisciplinary team (MDT), which may be inclusive of, but not limited to, radiation oncologists, spine surgeons and interventional radiologists, among others.
Orthopaedics | Spine - Thoracolumbar (TL) and sacral surgery | TL and sacral fusion and fixation implant | TL pedicle screw - Shank, tulip | Highridge Medical | Cannulated Extended Tab Uniplanar Screw 7.0x45MM | 813M7045 | Standalone | DE0510347 | As per HSA registered indication(s) except for radiolucent implants which should be used as follows:  in patients with primary or metastatic spinal tumours who would benefit from post-operative high dose high precision beam therapy upon appropriate and stringent patient selection;  Patient selection should be done via standardised assessment such as the neurological-oncological-mechanical systemic (NOMS) framework; and  The assessment should be carried out by a multidisciplinary team (MDT), which may be inclusive of, but not limited to, radiation oncologists, spine surgeons and interventional radiologists, among others.
Orthopaedics | Spine - Thoracolumbar (TL) and sacral surgery | TL and sacral fusion and fixation implant | TL pedicle screw - Shank, tulip | Highridge Medical | Cannulated Extended Tab Uniplanar Screw 7.0x50MM | 813M7050 | Standalone | DE0510347 | As per HSA registered indication(s) except for radiolucent implants which should be used as follows:  in patients with primary or metastatic spinal tumours who would benefit from post-operative high dose high precision beam therapy upon appropriate and stringent patient selection;  Patient selection should be done via standardised assessment such as the neurological-oncological-mechanical systemic (NOMS) framework; and  The assessment should be carried out by a multidisciplinary team (MDT), which may be inclusive of, but not limited to, radiation oncologists, spine surgeons and interventional radiologists, among others.
Orthopaedics | Spine - Thoracolumbar (TL) and sacral surgery | TL and sacral fusion and fixation implant | TL pedicle screw - Shank, tulip | Highridge Medical | Cannulated Extended Tab Uniplanar Screw 7.0x55MM | 813M7055 | Standalone | DE0510347 | As per HSA registered indication(s) except for radiolucent implants which should be used as follows:  in patients with primary or metastatic spinal tumours who would benefit from post-operative high dose high precision beam therapy upon appropriate and stringent patient selection;  Patient selection should be done via standardised assessment such as the neurological-oncological-mechanical systemic (NOMS) framework; and  The assessment should be carried out by a multidisciplinary team (MDT), which may be inclusive of, but not limited to, radiation oncologists, spine surgeons and interventional radiologists, among others.
Orthopaedics | Spine - Thoracolumbar (TL) and sacral surgery | TL and sacral fusion and fixation implant | TL pedicle screw - Shank, tulip | Highridge Medical | Cannulated Extended Tab Uniplanar Screw 7.0x60MM | 813M7060 | Standalone | DE0510347 | As per HSA registered indication(s) except for radiolucent implants which should be used as follows:  in patients with primary or metastatic spinal tumours who would benefit from post-operative high dose high precision beam therapy upon appropriate and stringent patient selection;  Patient selection should be done via standardised assessment such as the neurological-oncological-mechanical systemic (NOMS) framework; and  The assessment should be carried out by a multidisciplinary team (MDT), which may be inclusive of, but not limited to, radiation oncologists, spine surgeons and interventional radiologists, among others.
Orthopaedics | Spine - Thoracolumbar (TL) and sacral surgery | TL and sacral fusion and fixation implant | TL pedicle screw - Shank, tulip | Highridge Medical | Cannulated Extended Tab Uniplanar Screw 7.0x65MM | 813M7065 | Standalone | DE0510347 | As per HSA registered indication(s) except for radiolucent implants which should be used as follows:  in patients with primary or metastatic spinal tumours who would benefit from post-operative high dose high precision beam therapy upon appropriate and stringent patient selection;  Patient selection should be done via standardised assessment such as the neurological-oncological-mechanical systemic (NOMS) framework; and  The assessment should be carried out by a multidisciplinary team (MDT), which may be inclusive of, but not limited to, radiation oncologists, spine surgeons and interventional radiologists, among others.
Orthopaedics | Spine - Thoracolumbar (TL) and sacral surgery | TL and sacral fusion and fixation implant | TL pedicle screw - Shank, tulip | Highridge Medical | Cannulated Extended Tab Uniplanar Screw 7.0x70MM | 813M7070 | Standalone | DE0510347 | As per HSA registered indication(s) except for radiolucent implants which should be used as follows:  in patients with primary or metastatic spinal tumours who would benefit from post-operative high dose high precision beam therapy upon appropriate and stringent patient selection;  Patient selection should be done via standardised assessment such as the neurological-oncological-mechanical systemic (NOMS) framework; and  The assessment should be carried out by a multidisciplinary team (MDT), which may be inclusive of, but not limited to, radiation oncologists, spine surgeons and interventional radiologists, among others.
Orthopaedics | Spine - Thoracolumbar (TL) and sacral surgery | TL and sacral fusion and fixation implant | TL pedicle screw - Shank, tulip | Highridge Medical | Cannulated Extended Tab Uniplanar Screw 7.0x75MM | 813M7075 | Standalone | DE0510347 | As per HSA registered indication(s) except for radiolucent implants which should be used as follows:  in patients with primary or metastatic spinal tumours who would benefit from post-operative high dose high precision beam therapy upon appropriate and stringent patient selection;  Patient selection should be done via standardised assessment such as the neurological-oncological-mechanical systemic (NOMS) framework; and  The assessment should be carried out by a multidisciplinary team (MDT), which may be inclusive of, but not limited to, radiation oncologists, spine surgeons and interventional radiologists, among others.
Orthopaedics | Spine - Thoracolumbar (TL) and sacral surgery | TL and sacral fusion and fixation implant | TL pedicle screw - Shank, tulip | Highridge Medical | Cannulated Extended Tab Uniplanar Screw 7.0x80MM | 813M7080 | Standalone | DE0510347 | As per HSA registered indication(s) except for radiolucent implants which should be used as follows:  in patients with primary or metastatic spinal tumours who would benefit from post-operative high dose high precision beam therapy upon appropriate and stringent patient selection;  Patient selection should be done via standardised assessment such as the neurological-oncological-mechanical systemic (NOMS) framework; and  The assessment should be carried out by a multidisciplinary team (MDT), which may be inclusive of, but not limited to, radiation oncologists, spine surgeons and interventional radiologists, among others.
Orthopaedics | Spine - Thoracolumbar (TL) and sacral surgery | TL and sacral fusion and fixation implant | TL pedicle screw - Shank, tulip | Highridge Medical | Cannulated Extended Tab Uniplanar Screw 7.0x85MM | 813M7085 | Standalone | DE0510347 | As per HSA registered indication(s) except for radiolucent implants which should be used as follows:  in patients with primary or metastatic spinal tumours who would benefit from post-operative high dose high precision beam therapy upon appropriate and stringent patient selection;  Patient selection should be done via standardised assessment such as the neurological-oncological-mechanical systemic (NOMS) framework; and  The assessment should be carried out by a multidisciplinary team (MDT), which may be inclusive of, but not limited to, radiation oncologists, spine surgeons and interventional radiologists, among others.
Orthopaedics | Spine - Thoracolumbar (TL) and sacral surgery | TL and sacral fusion and fixation implant | TL pedicle screw - Shank, tulip | Highridge Medical | Cannulated Extended Tab Uniplanar Screw 7.0x90MM | 813M7090 | Standalone | DE0510347 | As per HSA registered indication(s) except for radiolucent implants which should be used as follows:  in patients with primary or metastatic spinal tumours who would benefit from post-operative high dose high precision beam therapy upon appropriate and stringent patient selection;  Patient selection should be done via standardised assessment such as the neurological-oncological-mechanical systemic (NOMS) framework; and  The assessment should be carried out by a multidisciplinary team (MDT), which may be inclusive of, but not limited to, radiation oncologists, spine surgeons and interventional radiologists, among others.
Orthopaedics | Spine - Thoracolumbar (TL) and sacral surgery | TL and sacral fusion and fixation implant | TL pedicle screw - Shank, tulip | Highridge Medical | Cannulated Extended Tab Uniplanar Screw 7.0x95MM | 813M7095 | Standalone | DE0510347 | As per HSA registered indication(s) except for radiolucent implants which should be used as follows:  in patients with primary or metastatic spinal tumours who would benefit from post-operative high dose high precision beam therapy upon appropriate and stringent patient selection;  Patient selection should be done via standardised assessment such as the neurological-oncological-mechanical systemic (NOMS) framework; and  The assessment should be carried out by a multidisciplinary team (MDT), which may be inclusive of, but not limited to, radiation oncologists, spine surgeons and interventional radiologists, among others.
Orthopaedics | Spine - Thoracolumbar (TL) and sacral surgery | TL and sacral fusion and fixation implant | TL pedicle screw - Shank, tulip | Highridge Medical | Cannulated Extended Tab Uniplanar Screw 7.5x100MM | 813M7500 | Standalone | DE0510347 | As per HSA registered indication(s) except for radiolucent implants which should be used as follows:  in patients with primary or metastatic spinal tumours who would benefit from post-operative high dose high precision beam therapy upon appropriate and stringent patient selection;  Patient selection should be done via standardised assessment such as the neurological-oncological-mechanical systemic (NOMS) framework; and  The assessment should be carried out by a multidisciplinary team (MDT), which may be inclusive of, but not limited to, radiation oncologists, spine surgeons and interventional radiologists, among others.
Orthopaedics | Spine - Thoracolumbar (TL) and sacral surgery | TL and sacral fusion and fixation implant | TL pedicle screw - Shank, tulip | Highridge Medical | Cannulated Extended Tab Uniplanar Screw 7.5x105MM | 813M7505 | Standalone | DE0510347 | As per HSA registered indication(s) except for radiolucent implants which should be used as follows:  in patients with primary or metastatic spinal tumours who would benefit from post-operative high dose high precision beam therapy upon appropriate and stringent patient selection;  Patient selection should be done via standardised assessment such as the neurological-oncological-mechanical systemic (NOMS) framework; and  The assessment should be carried out by a multidisciplinary team (MDT), which may be inclusive of, but not limited to, radiation oncologists, spine surgeons and interventional radiologists, among others.
Orthopaedics | Spine - Thoracolumbar (TL) and sacral surgery | TL and sacral fusion and fixation implant | TL pedicle screw - Shank, tulip | Highridge Medical | Cannulated Extended Tab Uniplanar Screw 7.5x110MM | 813M7510 | Standalone | DE0510347 | As per HSA registered indication(s) except for radiolucent implants which should be used as follows:  in patients with primary or metastatic spinal tumours who would benefit from post-operative high dose high precision beam therapy upon appropriate and stringent patient selection;  Patient selection should be done via standardised assessment such as the neurological-oncological-mechanical systemic (NOMS) framework; and  The assessment should be carried out by a multidisciplinary team (MDT), which may be inclusive of, but not limited to, radiation oncologists, spine surgeons and interventional radiologists, among others.
Orthopaedics | Spine - Thoracolumbar (TL) and sacral surgery | TL and sacral fusion and fixation implant | TL pedicle screw - Shank, tulip | Highridge Medical | Cannulated Extended Tab Uniplanar Screw 7.5x115MM | 813M7515 | Standalone | DE0510347 | As per HSA registered indication(s) except for radiolucent implants which should be used as follows:  in patients with primary or metastatic spinal tumours who would benefit from post-operative high dose high precision beam therapy upon appropriate and stringent patient selection;  Patient selection should be done via standardised assessment such as the neurological-oncological-mechanical systemic (NOMS) framework; and  The assessment should be carried out by a multidisciplinary team (MDT), which may be inclusive of, but not limited to, radiation oncologists, spine surgeons and interventional radiologists, among others.
Orthopaedics | Spine - Thoracolumbar (TL) and sacral surgery | TL and sacral fusion and fixation implant | TL pedicle screw - Shank, tulip | Highridge Medical | Cannulated Extended Tab Uniplanar Screw 7.5x20MM | 813M7520 | Standalone | DE0510347 | As per HSA registered indication(s) except for radiolucent implants which should be used as follows:  in patients with primary or metastatic spinal tumours who would benefit from post-operative high dose high precision beam therapy upon appropriate and stringent patient selection;  Patient selection should be done via standardised assessment such as the neurological-oncological-mechanical systemic (NOMS) framework; and  The assessment should be carried out by a multidisciplinary team (MDT), which may be inclusive of, but not limited to, radiation oncologists, spine surgeons and interventional radiologists, among others.
Orthopaedics | Spine - Thoracolumbar (TL) and sacral surgery | TL and sacral fusion and fixation implant | TL pedicle screw - Shank, tulip | Highridge Medical | Cannulated Extended Tab Uniplanar Screw 7.5x120MM | 813M7521 | Standalone | DE0510347 | As per HSA registered indication(s) except for radiolucent implants which should be used as follows:  in patients with primary or metastatic spinal tumours who would benefit from post-operative high dose high precision beam therapy upon appropriate and stringent patient selection;  Patient selection should be done via standardised assessment such as the neurological-oncological-mechanical systemic (NOMS) framework; and  The assessment should be carried out by a multidisciplinary team (MDT), which may be inclusive of, but not limited to, radiation oncologists, spine surgeons and interventional radiologists, among others.
Orthopaedics | Spine - Thoracolumbar (TL) and sacral surgery | TL and sacral fusion and fixation implant | TL pedicle screw - Shank, tulip | Highridge Medical | Cannulated Extended Tab Uniplanar Screw 7.5x25MM | 813M7525 | Standalone | DE0510347 | As per HSA registered indication(s) except for radiolucent implants which should be used as follows:  in patients with primary or metastatic spinal tumours who would benefit from post-operative high dose high precision beam therapy upon appropriate and stringent patient selection;  Patient selection should be done via standardised assessment such as the neurological-oncological-mechanical systemic (NOMS) framework; and  The assessment should be carried out by a multidisciplinary team (MDT), which may be inclusive of, but not limited to, radiation oncologists, spine surgeons and interventional radiologists, among others.
Orthopaedics | Spine - Thoracolumbar (TL) and sacral surgery | TL and sacral fusion and fixation implant | TL pedicle screw - Shank, tulip | Highridge Medical | Cannulated Extended Tab Uniplanar Screw 7.5x30MM | 813M7530 | Standalone | DE0510347 | As per HSA registered indication(s) except for radiolucent implants which should be used as follows:  in patients with primary or metastatic spinal tumours who would benefit from post-operative high dose high precision beam therapy upon appropriate and stringent patient selection;  Patient selection should be done via standardised assessment such as the neurological-oncological-mechanical systemic (NOMS) framework; and  The assessment should be carried out by a multidisciplinary team (MDT), which may be inclusive of, but not limited to, radiation oncologists, spine surgeons and interventional radiologists, among others.
Orthopaedics | Spine - Thoracolumbar (TL) and sacral surgery | TL and sacral fusion and fixation implant | TL pedicle screw - Shank, tulip | Highridge Medical | Cannulated Extended Tab Uniplanar Screw 7.5x35MM | 813M7535 | Standalone | DE0510347 | As per HSA registered indication(s) except for radiolucent implants which should be used as follows:  in patients with primary or metastatic spinal tumours who would benefit from post-operative high dose high precision beam therapy upon appropriate and stringent patient selection;  Patient selection should be done via standardised assessment such as the neurological-oncological-mechanical systemic (NOMS) framework; and  The assessment should be carried out by a multidisciplinary team (MDT), which may be inclusive of, but not limited to, radiation oncologists, spine surgeons and interventional radiologists, among others.
Orthopaedics | Spine - Thoracolumbar (TL) and sacral surgery | TL and sacral fusion and fixation implant | TL pedicle screw - Shank, tulip | Highridge Medical | Cannulated Extended Tab Uniplanar Screw 7.5x40MM | 813M7540 | Standalone | DE0510347 | As per HSA registered indication(s) except for radiolucent implants which should be used as follows:  in patients with primary or metastatic spinal tumours who would benefit from post-operative high dose high precision beam therapy upon appropriate and stringent patient selection;  Patient selection should be done via standardised assessment such as the neurological-oncological-mechanical systemic (NOMS) framework; and  The assessment should be carried out by a multidisciplinary team (MDT), which may be inclusive of, but not limited to, radiation oncologists, spine surgeons and interventional radiologists, among others.
Orthopaedics | Spine - Thoracolumbar (TL) and sacral surgery | TL and sacral fusion and fixation implant | TL pedicle screw - Shank, tulip | Highridge Medical | Cannulated Extended Tab Uniplanar Screw 7.5x45MM | 813M7545 | Standalone | DE0510347 | As per HSA registered indication(s) except for radiolucent implants which should be used as follows:  in patients with primary or metastatic spinal tumours who would benefit from post-operative high dose high precision beam therapy upon appropriate and stringent patient selection;  Patient selection should be done via standardised assessment such as the neurological-oncological-mechanical systemic (NOMS) framework; and  The assessment should be carried out by a multidisciplinary team (MDT), which may be inclusive of, but not limited to, radiation oncologists, spine surgeons and interventional radiologists, among others.
Orthopaedics | Spine - Thoracolumbar (TL) and sacral surgery | TL and sacral fusion and fixation implant | TL pedicle screw - Shank, tulip | Highridge Medical | Cannulated Extended Tab Uniplanar Screw 7.5x50MM | 813M7550 | Standalone | DE0510347 | As per HSA registered indication(s) except for radiolucent implants which should be used as follows:  in patients with primary or metastatic spinal tumours who would benefit from post-operative high dose high precision beam therapy upon appropriate and stringent patient selection;  Patient selection should be done via standardised assessment such as the neurological-oncological-mechanical systemic (NOMS) framework; and  The assessment should be carried out by a multidisciplinary team (MDT), which may be inclusive of, but not limited to, radiation oncologists, spine surgeons and interventional radiologists, among others.
Orthopaedics | Spine - Thoracolumbar (TL) and sacral surgery | TL and sacral fusion and fixation implant | TL pedicle screw - Shank, tulip | Highridge Medical | Cannulated Extended Tab Uniplanar Screw 7.5x55MM | 813M7555 | Standalone | DE0510347 | As per HSA registered indication(s) except for radiolucent implants which should be used as follows:  in patients with primary or metastatic spinal tumours who would benefit from post-operative high dose high precision beam therapy upon appropriate and stringent patient selection;  Patient selection should be done via standardised assessment such as the neurological-oncological-mechanical systemic (NOMS) framework; and  The assessment should be carried out by a multidisciplinary team (MDT), which may be inclusive of, but not limited to, radiation oncologists, spine surgeons and interventional radiologists, among others.
Orthopaedics | Spine - Thoracolumbar (TL) and sacral surgery | TL and sacral fusion and fixation implant | TL pedicle screw - Shank, tulip | Highridge Medical | Cannulated Extended Tab Uniplanar Screw 7.5x60MM | 813M7560 | Standalone | DE0510347 | As per HSA registered indication(s) except for radiolucent implants which should be used as follows:  in patients with primary or metastatic spinal tumours who would benefit from post-operative high dose high precision beam therapy upon appropriate and stringent patient selection;  Patient selection should be done via standardised assessment such as the neurological-oncological-mechanical systemic (NOMS) framework; and  The assessment should be carried out by a multidisciplinary team (MDT), which may be inclusive of, but not limited to, radiation oncologists, spine surgeons and interventional radiologists, among others.
Orthopaedics | Spine - Thoracolumbar (TL) and sacral surgery | TL and sacral fusion and fixation implant | TL pedicle screw - Shank, tulip | Highridge Medical | Cannulated Extended Tab Uniplanar Screw 7.5x65MM | 813M7565 | Standalone | DE0510347 | As per HSA registered indication(s) except for radiolucent implants which should be used as follows:  in patients with primary or metastatic spinal tumours who would benefit from post-operative high dose high precision beam therapy upon appropriate and stringent patient selection;  Patient selection should be done via standardised assessment such as the neurological-oncological-mechanical systemic (NOMS) framework; and  The assessment should be carried out by a multidisciplinary team (MDT), which may be inclusive of, but not limited to, radiation oncologists, spine surgeons and interventional radiologists, among others.
Orthopaedics | Spine - Thoracolumbar (TL) and sacral surgery | TL and sacral fusion and fixation implant | TL pedicle screw - Shank, tulip | Highridge Medical | Cannulated Extended Tab Uniplanar Screw 7.5x70MM | 813M7570 | Standalone | DE0510347 | As per HSA registered indication(s) except for radiolucent implants which should be used as follows:  in patients with primary or metastatic spinal tumours who would benefit from post-operative high dose high precision beam therapy upon appropriate and stringent patient selection;  Patient selection should be done via standardised assessment such as the neurological-oncological-mechanical systemic (NOMS) framework; and  The assessment should be carried out by a multidisciplinary team (MDT), which may be inclusive of, but not limited to, radiation oncologists, spine surgeons and interventional radiologists, among others.
Orthopaedics | Spine - Thoracolumbar (TL) and sacral surgery | TL and sacral fusion and fixation implant | TL pedicle screw - Shank, tulip | Highridge Medical | Cannulated Extended Tab Uniplanar Screw 7.5x75MM | 813M7575 | Standalone | DE0510347 | As per HSA registered indication(s) except for radiolucent implants which should be used as follows:  in patients with primary or metastatic spinal tumours who would benefit from post-operative high dose high precision beam therapy upon appropriate and stringent patient selection;  Patient selection should be done via standardised assessment such as the neurological-oncological-mechanical systemic (NOMS) framework; and  The assessment should be carried out by a multidisciplinary team (MDT), which may be inclusive of, but not limited to, radiation oncologists, spine surgeons and interventional radiologists, among others.
Orthopaedics | Spine - Thoracolumbar (TL) and sacral surgery | TL and sacral fusion and fixation implant | TL pedicle screw - Shank, tulip | Highridge Medical | Cannulated Extended Tab Uniplanar Screw 7.5x80MM | 813M7580 | Standalone | DE0510347 | As per HSA registered indication(s) except for radiolucent implants which should be used as follows:  in patients with primary or metastatic spinal tumours who would benefit from post-operative high dose high precision beam therapy upon appropriate and stringent patient selection;  Patient selection should be done via standardised assessment such as the neurological-oncological-mechanical systemic (NOMS) framework; and  The assessment should be carried out by a multidisciplinary team (MDT), which may be inclusive of, but not limited to, radiation oncologists, spine surgeons and interventional radiologists, among others.
Orthopaedics | Spine - Thoracolumbar (TL) and sacral surgery | TL and sacral fusion and fixation implant | TL pedicle screw - Shank, tulip | Highridge Medical | Cannulated Extended Tab Uniplanar Screw 7.5x85MM | 813M7585 | Standalone | DE0510347 | As per HSA registered indication(s) except for radiolucent implants which should be used as follows:  in patients with primary or metastatic spinal tumours who would benefit from post-operative high dose high precision beam therapy upon appropriate and stringent patient selection;  Patient selection should be done via standardised assessment such as the neurological-oncological-mechanical systemic (NOMS) framework; and  The assessment should be carried out by a multidisciplinary team (MDT), which may be inclusive of, but not limited to, radiation oncologists, spine surgeons and interventional radiologists, among others.
Orthopaedics | Spine - Thoracolumbar (TL) and sacral surgery | TL and sacral fusion and fixation implant | TL pedicle screw - Shank, tulip | Highridge Medical | Cannulated Extended Tab Uniplanar Screw 7.5x90MM | 813M7590 | Standalone | DE0510347 | As per HSA registered indication(s) except for radiolucent implants which should be used as follows:  in patients with primary or metastatic spinal tumours who would benefit from post-operative high dose high precision beam therapy upon appropriate and stringent patient selection;  Patient selection should be done via standardised assessment such as the neurological-oncological-mechanical systemic (NOMS) framework; and  The assessment should be carried out by a multidisciplinary team (MDT), which may be inclusive of, but not limited to, radiation oncologists, spine surgeons and interventional radiologists, among others.
Orthopaedics | Spine - Thoracolumbar (TL) and sacral surgery | TL and sacral fusion and fixation implant | TL pedicle screw - Shank, tulip | Highridge Medical | Cannulated Extended Tab Uniplanar Screw 7.5x95MM | 813M7595 | Standalone | DE0510347 | As per HSA registered indication(s) except for radiolucent implants which should be used as follows:  in patients with primary or metastatic spinal tumours who would benefit from post-operative high dose high precision beam therapy upon appropriate and stringent patient selection;  Patient selection should be done via standardised assessment such as the neurological-oncological-mechanical systemic (NOMS) framework; and  The assessment should be carried out by a multidisciplinary team (MDT), which may be inclusive of, but not limited to, radiation oncologists, spine surgeons and interventional radiologists, among others.
Orthopaedics | Spine - Thoracolumbar (TL) and sacral surgery | TL and sacral fusion and fixation implant | TL Rod | Highridge Medical | Percutaneous Rod, D5.5 x 20mm, Curved | 815M1020 | Standalone | DE0510347 | As per HSA registered indication(s) except for radiolucent implants which should be used as follows:  in patients with primary or metastatic spinal tumours who would benefit from post-operative high dose high precision beam therapy upon appropriate and stringent patient selection;  Patient selection should be done via standardised assessment such as the neurological-oncological-mechanical systemic (NOMS) framework; and  The assessment should be carried out by a multidisciplinary team (MDT), which may be inclusive of, but not limited to, radiation oncologists, spine surgeons and interventional radiologists, among others.
Orthopaedics | Spine - Thoracolumbar (TL) and sacral surgery | TL and sacral fusion and fixation implant | TL Rod | Highridge Medical | Percutaneous Rod, D5.5 x 25mm, Curved | 815M1025 | Standalone | DE0510347 | As per HSA registered indication(s) except for radiolucent implants which should be used as follows:  in patients with primary or metastatic spinal tumours who would benefit from post-operative high dose high precision beam therapy upon appropriate and stringent patient selection;  Patient selection should be done via standardised assessment such as the neurological-oncological-mechanical systemic (NOMS) framework; and  The assessment should be carried out by a multidisciplinary team (MDT), which may be inclusive of, but not limited to, radiation oncologists, spine surgeons and interventional radiologists, among others.
Orthopaedics | Spine - Thoracolumbar (TL) and sacral surgery | TL and sacral fusion and fixation implant | TL Rod | Highridge Medical | Percutaneous Rod, D5.5 x 30mm, Curved | 815M1030 | Standalone | DE0510347 | As per HSA registered indication(s) except for radiolucent implants which should be used as follows:  in patients with primary or metastatic spinal tumours who would benefit from post-operative high dose high precision beam therapy upon appropriate and stringent patient selection;  Patient selection should be done via standardised assessment such as the neurological-oncological-mechanical systemic (NOMS) framework; and  The assessment should be carried out by a multidisciplinary team (MDT), which may be inclusive of, but not limited to, radiation oncologists, spine surgeons and interventional radiologists, among others.
Orthopaedics | Spine - Thoracolumbar (TL) and sacral surgery | TL and sacral fusion and fixation implant | TL Rod | Highridge Medical | Percutaneous Rod, D5.5 x 35mm, Curved | 815M1035 | Standalone | DE0510347 | As per HSA registered indication(s) except for radiolucent implants which should be used as follows:  in patients with primary or metastatic spinal tumours who would benefit from post-operative high dose high precision beam therapy upon appropriate and stringent patient selection;  Patient selection should be done via standardised assessment such as the neurological-oncological-mechanical systemic (NOMS) framework; and  The assessment should be carried out by a multidisciplinary team (MDT), which may be inclusive of, but not limited to, radiation oncologists, spine surgeons and interventional radiologists, among others.
Orthopaedics | Spine - Thoracolumbar (TL) and sacral surgery | TL and sacral fusion and fixation implant | TL Rod | Highridge Medical | Percutaneous Rod, D5.5 x 40mm, Curved | 815M1040 | Standalone | DE0510347 | As per HSA registered indication(s) except for radiolucent implants which should be used as follows:  in patients with primary or metastatic spinal tumours who would benefit from post-operative high dose high precision beam therapy upon appropriate and stringent patient selection;  Patient selection should be done via standardised assessment such as the neurological-oncological-mechanical systemic (NOMS) framework; and  The assessment should be carried out by a multidisciplinary team (MDT), which may be inclusive of, but not limited to, radiation oncologists, spine surgeons and interventional radiologists, among others.
Orthopaedics | Spine - Thoracolumbar (TL) and sacral surgery | TL and sacral fusion and fixation implant | TL Rod | Highridge Medical | Percutaneous Rod, D5.5 x 45mm, Curved | 815M1045 | Standalone | DE0510347 | As per HSA registered indication(s) except for radiolucent implants which should be used as follows:  in patients with primary or metastatic spinal tumours who would benefit from post-operative high dose high precision beam therapy upon appropriate and stringent patient selection;  Patient selection should be done via standardised assessment such as the neurological-oncological-mechanical systemic (NOMS) framework; and  The assessment should be carried out by a multidisciplinary team (MDT), which may be inclusive of, but not limited to, radiation oncologists, spine surgeons and interventional radiologists, among others.
Orthopaedics | Spine - Thoracolumbar (TL) and sacral surgery | TL and sacral fusion and fixation implant | TL Rod | Highridge Medical | Percutaneous Rod, D5.5 x 50mm, Curved | 815M1050 | Standalone | DE0510347 | As per HSA registered indication(s) except for radiolucent implants which should be used as follows:  in patients with primary or metastatic spinal tumours who would benefit from post-operative high dose high precision beam therapy upon appropriate and stringent patient selection;  Patient selection should be done via standardised assessment such as the neurological-oncological-mechanical systemic (NOMS) framework; and  The assessment should be carried out by a multidisciplinary team (MDT), which may be inclusive of, but not limited to, radiation oncologists, spine surgeons and interventional radiologists, among others.
Orthopaedics | Spine - Thoracolumbar (TL) and sacral surgery | TL and sacral fusion and fixation implant | TL Rod | Highridge Medical | Percutaneous Rod, D5.5 x 55mm, Curved | 815M1055 | Standalone | DE0510347 | As per HSA registered indication(s) except for radiolucent implants which should be used as follows:  in patients with primary or metastatic spinal tumours who would benefit from post-operative high dose high precision beam therapy upon appropriate and stringent patient selection;  Patient selection should be done via standardised assessment such as the neurological-oncological-mechanical systemic (NOMS) framework; and  The assessment should be carried out by a multidisciplinary team (MDT), which may be inclusive of, but not limited to, radiation oncologists, spine surgeons and interventional radiologists, among others.
Orthopaedics | Spine - Thoracolumbar (TL) and sacral surgery | TL and sacral fusion and fixation implant | TL Rod | Highridge Medical | Percutaneous Rod, D5.5 x 60mm, Curved | 815M1060 | Standalone | DE0510347 | As per HSA registered indication(s) except for radiolucent implants which should be used as follows:  in patients with primary or metastatic spinal tumours who would benefit from post-operative high dose high precision beam therapy upon appropriate and stringent patient selection;  Patient selection should be done via standardised assessment such as the neurological-oncological-mechanical systemic (NOMS) framework; and  The assessment should be carried out by a multidisciplinary team (MDT), which may be inclusive of, but not limited to, radiation oncologists, spine surgeons and interventional radiologists, among others.
Orthopaedics | Spine - Thoracolumbar (TL) and sacral surgery | TL and sacral fusion and fixation implant | TL Rod | Highridge Medical | Percutaneous Rod, D5.5 x 65mm, Curved | 815M1065 | Standalone | DE0510347 | As per HSA registered indication(s) except for radiolucent implants which should be used as follows:  in patients with primary or metastatic spinal tumours who would benefit from post-operative high dose high precision beam therapy upon appropriate and stringent patient selection;  Patient selection should be done via standardised assessment such as the neurological-oncological-mechanical systemic (NOMS) framework; and  The assessment should be carried out by a multidisciplinary team (MDT), which may be inclusive of, but not limited to, radiation oncologists, spine surgeons and interventional radiologists, among others.
Orthopaedics | Spine - Thoracolumbar (TL) and sacral surgery | TL and sacral fusion and fixation implant | TL Rod | Highridge Medical | Percutaneous Rod, D5.5 x 70mm, Curved | 815M1070 | Standalone | DE0510347 | As per HSA registered indication(s) except for radiolucent implants which should be used as follows:  in patients with primary or metastatic spinal tumours who would benefit from post-operative high dose high precision beam therapy upon appropriate and stringent patient selection;  Patient selection should be done via standardised assessment such as the neurological-oncological-mechanical systemic (NOMS) framework; and  The assessment should be carried out by a multidisciplinary team (MDT), which may be inclusive of, but not limited to, radiation oncologists, spine surgeons and interventional radiologists, among others.
Orthopaedics | Spine - Thoracolumbar (TL) and sacral surgery | TL and sacral fusion and fixation implant | TL Rod | Highridge Medical | Percutaneous Rod, D5.5 x 75mm, Curved | 815M1075 | Standalone | DE0510347 | As per HSA registered indication(s) except for radiolucent implants which should be used as follows:  in patients with primary or metastatic spinal tumours who would benefit from post-operative high dose high precision beam therapy upon appropriate and stringent patient selection;  Patient selection should be done via standardised assessment such as the neurological-oncological-mechanical systemic (NOMS) framework; and  The assessment should be carried out by a multidisciplinary team (MDT), which may be inclusive of, but not limited to, radiation oncologists, spine surgeons and interventional radiologists, among others.
Orthopaedics | Spine - Thoracolumbar (TL) and sacral surgery | TL and sacral fusion and fixation implant | TL Rod | Highridge Medical | Percutaneous Rod, D5.5 x 80mm, Curved | 815M1080 | Standalone | DE0510347 | As per HSA registered indication(s) except for radiolucent implants which should be used as follows:  in patients with primary or metastatic spinal tumours who would benefit from post-operative high dose high precision beam therapy upon appropriate and stringent patient selection;  Patient selection should be done via standardised assessment such as the neurological-oncological-mechanical systemic (NOMS) framework; and  The assessment should be carried out by a multidisciplinary team (MDT), which may be inclusive of, but not limited to, radiation oncologists, spine surgeons and interventional radiologists, among others.
Orthopaedics | Spine - Thoracolumbar (TL) and sacral surgery | TL and sacral fusion and fixation implant | TL Rod | Highridge Medical | Percutaneous Rod, D5.5 x 85mm, Curved | 815M1085 | Standalone | DE0510347 | As per HSA registered indication(s) except for radiolucent implants which should be used as follows:  in patients with primary or metastatic spinal tumours who would benefit from post-operative high dose high precision beam therapy upon appropriate and stringent patient selection;  Patient selection should be done via standardised assessment such as the neurological-oncological-mechanical systemic (NOMS) framework; and  The assessment should be carried out by a multidisciplinary team (MDT), which may be inclusive of, but not limited to, radiation oncologists, spine surgeons and interventional radiologists, among others.
Orthopaedics | Spine - Thoracolumbar (TL) and sacral surgery | TL and sacral fusion and fixation implant | TL Rod | Highridge Medical | Percutaneous Rod, D5.5 x 90mm, Curved | 815M1090 | Standalone | DE0510347 | As per HSA registered indication(s) except for radiolucent implants which should be used as follows:  in patients with primary or metastatic spinal tumours who would benefit from post-operative high dose high precision beam therapy upon appropriate and stringent patient selection;  Patient selection should be done via standardised assessment such as the neurological-oncological-mechanical systemic (NOMS) framework; and  The assessment should be carried out by a multidisciplinary team (MDT), which may be inclusive of, but not limited to, radiation oncologists, spine surgeons and interventional radiologists, among others.
Orthopaedics | Spine - Thoracolumbar (TL) and sacral surgery | TL and sacral fusion and fixation implant | TL Rod | Highridge Medical | Percutaneous Rod, D5.5 x 95mm, Curved | 815M1095 | Standalone | DE0510347 | As per HSA registered indication(s) except for radiolucent implants which should be used as follows:  in patients with primary or metastatic spinal tumours who would benefit from post-operative high dose high precision beam therapy upon appropriate and stringent patient selection;  Patient selection should be done via standardised assessment such as the neurological-oncological-mechanical systemic (NOMS) framework; and  The assessment should be carried out by a multidisciplinary team (MDT), which may be inclusive of, but not limited to, radiation oncologists, spine surgeons and interventional radiologists, among others.
Orthopaedics | Spine - Thoracolumbar (TL) and sacral surgery | TL and sacral fusion and fixation implant | TL Rod | Highridge Medical | Percutaneous Rod, D5.5 x 100mm, Curved | 815M1100 | Standalone | DE0510347 | As per HSA registered indication(s) except for radiolucent implants which should be used as follows:  in patients with primary or metastatic spinal tumours who would benefit from post-operative high dose high precision beam therapy upon appropriate and stringent patient selection;  Patient selection should be done via standardised assessment such as the neurological-oncological-mechanical systemic (NOMS) framework; and  The assessment should be carried out by a multidisciplinary team (MDT), which may be inclusive of, but not limited to, radiation oncologists, spine surgeons and interventional radiologists, among others.
Orthopaedics | Spine - Thoracolumbar (TL) and sacral surgery | TL and sacral fusion and fixation implant | TL Rod | Highridge Medical | Percutaneous Rod, D5.5 x 105mm, Curved | 815M1105 | Standalone | DE0510347 | As per HSA registered indication(s) except for radiolucent implants which should be used as follows:  in patients with primary or metastatic spinal tumours who would benefit from post-operative high dose high precision beam therapy upon appropriate and stringent patient selection;  Patient selection should be done via standardised assessment such as the neurological-oncological-mechanical systemic (NOMS) framework; and  The assessment should be carried out by a multidisciplinary team (MDT), which may be inclusive of, but not limited to, radiation oncologists, spine surgeons and interventional radiologists, among others.
Orthopaedics | Spine - Thoracolumbar (TL) and sacral surgery | TL and sacral fusion and fixation implant | TL Rod | Highridge Medical | Percutaneous Rod, D5.5 x 110mm, Curved | 815M1110 | Standalone | DE0510347 | As per HSA registered indication(s) except for radiolucent implants which should be used as follows:  in patients with primary or metastatic spinal tumours who would benefit from post-operative high dose high precision beam therapy upon appropriate and stringent patient selection;  Patient selection should be done via standardised assessment such as the neurological-oncological-mechanical systemic (NOMS) framework; and  The assessment should be carried out by a multidisciplinary team (MDT), which may be inclusive of, but not limited to, radiation oncologists, spine surgeons and interventional radiologists, among others.
Orthopaedics | Spine - Thoracolumbar (TL) and sacral surgery | TL and sacral fusion and fixation implant | TL Rod | Highridge Medical | Percutaneous Rod, D5.5 x 115mm, Curved | 815M1115 | Standalone | DE0510347 | As per HSA registered indication(s) except for radiolucent implants which should be used as follows:  in patients with primary or metastatic spinal tumours who would benefit from post-operative high dose high precision beam therapy upon appropriate and stringent patient selection;  Patient selection should be done via standardised assessment such as the neurological-oncological-mechanical systemic (NOMS) framework; and  The assessment should be carried out by a multidisciplinary team (MDT), which may be inclusive of, but not limited to, radiation oncologists, spine surgeons and interventional radiologists, among others.
Orthopaedics | Spine - Thoracolumbar (TL) and sacral surgery | TL and sacral fusion and fixation implant | TL Rod | Highridge Medical | Percutaneous Rod, D5.5 x 120mm, Curved | 815M1120 | Standalone | DE0510347 | As per HSA registered indication(s) except for radiolucent implants which should be used as follows:  in patients with primary or metastatic spinal tumours who would benefit from post-operative high dose high precision beam therapy upon appropriate and stringent patient selection;  Patient selection should be done via standardised assessment such as the neurological-oncological-mechanical systemic (NOMS) framework; and  The assessment should be carried out by a multidisciplinary team (MDT), which may be inclusive of, but not limited to, radiation oncologists, spine surgeons and interventional radiologists, among others.
Orthopaedics | Spine - Thoracolumbar (TL) and sacral surgery | TL and sacral fusion and fixation implant | TL Rod | Highridge Medical | Percutaneous Rod, D5.5 x 125mm, Curved | 815M1125 | Standalone | DE0510347 | As per HSA registered indication(s) except for radiolucent implants which should be used as follows:  in patients with primary or metastatic spinal tumours who would benefit from post-operative high dose high precision beam therapy upon appropriate and stringent patient selection;  Patient selection should be done via standardised assessment such as the neurological-oncological-mechanical systemic (NOMS) framework; and  The assessment should be carried out by a multidisciplinary team (MDT), which may be inclusive of, but not limited to, radiation oncologists, spine surgeons and interventional radiologists, among others.
Orthopaedics | Spine - Thoracolumbar (TL) and sacral surgery | TL and sacral fusion and fixation implant | TL Rod | Highridge Medical | Percutaneous Rod, D5.5 x 130mm, Curved | 815M1130 | Standalone | DE0510347 | As per HSA registered indication(s) except for radiolucent implants which should be used as follows:  in patients with primary or metastatic spinal tumours who would benefit from post-operative high dose high precision beam therapy upon appropriate and stringent patient selection;  Patient selection should be done via standardised assessment such as the neurological-oncological-mechanical systemic (NOMS) framework; and  The assessment should be carried out by a multidisciplinary team (MDT), which may be inclusive of, but not limited to, radiation oncologists, spine surgeons and interventional radiologists, among others.
Orthopaedics | Spine - Thoracolumbar (TL) and sacral surgery | TL and sacral fusion and fixation implant | TL Rod | Highridge Medical | Percutaneous Rod, D5.5 x 135mm, Curved | 815M1135 | Standalone | DE0510347 | As per HSA registered indication(s) except for radiolucent implants which should be used as follows:  in patients with primary or metastatic spinal tumours who would benefit from post-operative high dose high precision beam therapy upon appropriate and stringent patient selection;  Patient selection should be done via standardised assessment such as the neurological-oncological-mechanical systemic (NOMS) framework; and  The assessment should be carried out by a multidisciplinary team (MDT), which may be inclusive of, but not limited to, radiation oncologists, spine surgeons and interventional radiologists, among others.
Orthopaedics | Spine - Thoracolumbar (TL) and sacral surgery | TL and sacral fusion and fixation implant | TL Rod | Highridge Medical | Percutaneous Rod, D5.5 x 140mm, Curved | 815M1140 | Standalone | DE0510347 | As per HSA registered indication(s) except for radiolucent implants which should be used as follows:  in patients with primary or metastatic spinal tumours who would benefit from post-operative high dose high precision beam therapy upon appropriate and stringent patient selection;  Patient selection should be done via standardised assessment such as the neurological-oncological-mechanical systemic (NOMS) framework; and  The assessment should be carried out by a multidisciplinary team (MDT), which may be inclusive of, but not limited to, radiation oncologists, spine surgeons and interventional radiologists, among others.
Orthopaedics | Spine - Thoracolumbar (TL) and sacral surgery | TL and sacral fusion and fixation implant | TL Rod | Highridge Medical | Percutaneous Rod, D5.5 x 145mm, Curved | 815M1145 | Standalone | DE0510347 | As per HSA registered indication(s) except for radiolucent implants which should be used as follows:  in patients with primary or metastatic spinal tumours who would benefit from post-operative high dose high precision beam therapy upon appropriate and stringent patient selection;  Patient selection should be done via standardised assessment such as the neurological-oncological-mechanical systemic (NOMS) framework; and  The assessment should be carried out by a multidisciplinary team (MDT), which may be inclusive of, but not limited to, radiation oncologists, spine surgeons and interventional radiologists, among others.
Orthopaedics | Spine - Thoracolumbar (TL) and sacral surgery | TL and sacral fusion and fixation implant | TL Rod | Highridge Medical | Percutaneous Rod, D5.5 x 150mm, Curved | 815M1150 | Standalone | DE0510347 | As per HSA registered indication(s) except for radiolucent implants which should be used as follows:  in patients with primary or metastatic spinal tumours who would benefit from post-operative high dose high precision beam therapy upon appropriate and stringent patient selection;  Patient selection should be done via standardised assessment such as the neurological-oncological-mechanical systemic (NOMS) framework; and  The assessment should be carried out by a multidisciplinary team (MDT), which may be inclusive of, but not limited to, radiation oncologists, spine surgeons and interventional radiologists, among others.
Orthopaedics | Spine - Thoracolumbar (TL) and sacral surgery | TL and sacral fusion and fixation implant | TL Rod | Highridge Medical | Percutaneous Rod, D5.5 x 155mm, Curved | 815M1155 | Standalone | DE0510347 | As per HSA registered indication(s) except for radiolucent implants which should be used as follows:  in patients with primary or metastatic spinal tumours who would benefit from post-operative high dose high precision beam therapy upon appropriate and stringent patient selection;  Patient selection should be done via standardised assessment such as the neurological-oncological-mechanical systemic (NOMS) framework; and  The assessment should be carried out by a multidisciplinary team (MDT), which may be inclusive of, but not limited to, radiation oncologists, spine surgeons and interventional radiologists, among others.
Orthopaedics | Spine - Thoracolumbar (TL) and sacral surgery | TL and sacral fusion and fixation implant | TL Rod | Highridge Medical | Percutaneous Rod, D5.5 x 160mm, Curved | 815M1160 | Standalone | DE0510347 | As per HSA registered indication(s) except for radiolucent implants which should be used as follows:  in patients with primary or metastatic spinal tumours who would benefit from post-operative high dose high precision beam therapy upon appropriate and stringent patient selection;  Patient selection should be done via standardised assessment such as the neurological-oncological-mechanical systemic (NOMS) framework; and  The assessment should be carried out by a multidisciplinary team (MDT), which may be inclusive of, but not limited to, radiation oncologists, spine surgeons and interventional radiologists, among others.
Orthopaedics | Spine - Thoracolumbar (TL) and sacral surgery | TL and sacral fusion and fixation implant | TL Rod | Highridge Medical | Percutaneous Rod, D5.5 x 165mm, Curved | 815M1165 | Standalone | DE0510347 | As per HSA registered indication(s) except for radiolucent implants which should be used as follows:  in patients with primary or metastatic spinal tumours who would benefit from post-operative high dose high precision beam therapy upon appropriate and stringent patient selection;  Patient selection should be done via standardised assessment such as the neurological-oncological-mechanical systemic (NOMS) framework; and  The assessment should be carried out by a multidisciplinary team (MDT), which may be inclusive of, but not limited to, radiation oncologists, spine surgeons and interventional radiologists, among others.
Orthopaedics | Spine - Thoracolumbar (TL) and sacral surgery | TL and sacral fusion and fixation implant | TL Rod | Highridge Medical | Percutaneous Rod, D5.5 x 170mm, Curved | 815M1170 | Standalone | DE0510347 | As per HSA registered indication(s) except for radiolucent implants which should be used as follows:  in patients with primary or metastatic spinal tumours who would benefit from post-operative high dose high precision beam therapy upon appropriate and stringent patient selection;  Patient selection should be done via standardised assessment such as the neurological-oncological-mechanical systemic (NOMS) framework; and  The assessment should be carried out by a multidisciplinary team (MDT), which may be inclusive of, but not limited to, radiation oncologists, spine surgeons and interventional radiologists, among others.
Orthopaedics | Spine - Thoracolumbar (TL) and sacral surgery | TL and sacral fusion and fixation implant | TL Rod | Highridge Medical | Percutaneous Rod, D5.5 x 175mm, Curved | 815M1175 | Standalone | DE0510347 | As per HSA registered indication(s) except for radiolucent implants which should be used as follows:  in patients with primary or metastatic spinal tumours who would benefit from post-operative high dose high precision beam therapy upon appropriate and stringent patient selection;  Patient selection should be done via standardised assessment such as the neurological-oncological-mechanical systemic (NOMS) framework; and  The assessment should be carried out by a multidisciplinary team (MDT), which may be inclusive of, but not limited to, radiation oncologists, spine surgeons and interventional radiologists, among others.
Orthopaedics | Spine - Thoracolumbar (TL) and sacral surgery | TL and sacral fusion and fixation implant | TL Rod | Highridge Medical | Percutaneous Rod, D5.5 x 180mm, Curved | 815M1180 | Standalone | DE0510347 | As per HSA registered indication(s) except for radiolucent implants which should be used as follows:  in patients with primary or metastatic spinal tumours who would benefit from post-operative high dose high precision beam therapy upon appropriate and stringent patient selection;  Patient selection should be done via standardised assessment such as the neurological-oncological-mechanical systemic (NOMS) framework; and  The assessment should be carried out by a multidisciplinary team (MDT), which may be inclusive of, but not limited to, radiation oncologists, spine surgeons and interventional radiologists, among others.
Orthopaedics | Spine - Thoracolumbar (TL) and sacral surgery | TL and sacral fusion and fixation implant | TL Rod | Highridge Medical | Percutaneous Rod, D5.5 x 185mm, Curved | 815M1185 | Standalone | DE0510347 | As per HSA registered indication(s) except for radiolucent implants which should be used as follows:  in patients with primary or metastatic spinal tumours who would benefit from post-operative high dose high precision beam therapy upon appropriate and stringent patient selection;  Patient selection should be done via standardised assessment such as the neurological-oncological-mechanical systemic (NOMS) framework; and  The assessment should be carried out by a multidisciplinary team (MDT), which may be inclusive of, but not limited to, radiation oncologists, spine surgeons and interventional radiologists, among others.
Orthopaedics | Spine - Thoracolumbar (TL) and sacral surgery | TL and sacral fusion and fixation implant | TL Rod | Highridge Medical | Percutaneous Rod, D5.5 x 190mm, Curved | 815M1190 | Standalone | DE0510347 | As per HSA registered indication(s) except for radiolucent implants which should be used as follows:  in patients with primary or metastatic spinal tumours who would benefit from post-operative high dose high precision beam therapy upon appropriate and stringent patient selection;  Patient selection should be done via standardised assessment such as the neurological-oncological-mechanical systemic (NOMS) framework; and  The assessment should be carried out by a multidisciplinary team (MDT), which may be inclusive of, but not limited to, radiation oncologists, spine surgeons and interventional radiologists, among others.
Orthopaedics | Spine - Thoracolumbar (TL) and sacral surgery | TL and sacral fusion and fixation implant | TL Rod | Highridge Medical | Percutaneous Rod, D5.5 x 195mm, Curved | 815M1195 | Standalone | DE0510347 | As per HSA registered indication(s) except for radiolucent implants which should be used as follows:  in patients with primary or metastatic spinal tumours who would benefit from post-operative high dose high precision beam therapy upon appropriate and stringent patient selection;  Patient selection should be done via standardised assessment such as the neurological-oncological-mechanical systemic (NOMS) framework; and  The assessment should be carried out by a multidisciplinary team (MDT), which may be inclusive of, but not limited to, radiation oncologists, spine surgeons and interventional radiologists, among others.
Orthopaedics | Spine - Thoracolumbar (TL) and sacral surgery | TL and sacral fusion and fixation implant | TL Rod | Highridge Medical | Percutaneous Rod, D5.5 x 200mm, Curved | 815M1200 | Standalone | DE0510347 | As per HSA registered indication(s) except for radiolucent implants which should be used as follows:  in patients with primary or metastatic spinal tumours who would benefit from post-operative high dose high precision beam therapy upon appropriate and stringent patient selection;  Patient selection should be done via standardised assessment such as the neurological-oncological-mechanical systemic (NOMS) framework; and  The assessment should be carried out by a multidisciplinary team (MDT), which may be inclusive of, but not limited to, radiation oncologists, spine surgeons and interventional radiologists, among others.
Orthopaedics | Spine - Thoracolumbar (TL) and sacral surgery | TL and sacral fusion and fixation implant | TL Rod | Highridge Medical | Percutaneous Rod, Ti D6.0 x 20mm, Curved | 815M2020 | Standalone | DE0510347 | As per HSA registered indication(s) except for radiolucent implants which should be used as follows:  in patients with primary or metastatic spinal tumours who would benefit from post-operative high dose high precision beam therapy upon appropriate and stringent patient selection;  Patient selection should be done via standardised assessment such as the neurological-oncological-mechanical systemic (NOMS) framework; and  The assessment should be carried out by a multidisciplinary team (MDT), which may be inclusive of, but not limited to, radiation oncologists, spine surgeons and interventional radiologists, among others.
Orthopaedics | Spine - Thoracolumbar (TL) and sacral surgery | TL and sacral fusion and fixation implant | TL Rod | Highridge Medical | Percutaneous Rod, Ti D6.0 x 25mm, Curved | 815M2025 | Standalone | DE0510347 | As per HSA registered indication(s) except for radiolucent implants which should be used as follows:  in patients with primary or metastatic spinal tumours who would benefit from post-operative high dose high precision beam therapy upon appropriate and stringent patient selection;  Patient selection should be done via standardised assessment such as the neurological-oncological-mechanical systemic (NOMS) framework; and  The assessment should be carried out by a multidisciplinary team (MDT), which may be inclusive of, but not limited to, radiation oncologists, spine surgeons and interventional radiologists, among others.
Orthopaedics | Spine - Thoracolumbar (TL) and sacral surgery | TL and sacral fusion and fixation implant | TL Rod | Highridge Medical | Percutaneous Rod, Ti D6.0 x 30mm, Curved | 815M2030 | Standalone | DE0510347 | As per HSA registered indication(s) except for radiolucent implants which should be used as follows:  in patients with primary or metastatic spinal tumours who would benefit from post-operative high dose high precision beam therapy upon appropriate and stringent patient selection;  Patient selection should be done via standardised assessment such as the neurological-oncological-mechanical systemic (NOMS) framework; and  The assessment should be carried out by a multidisciplinary team (MDT), which may be inclusive of, but not limited to, radiation oncologists, spine surgeons and interventional radiologists, among others.
Orthopaedics | Spine - Thoracolumbar (TL) and sacral surgery | TL and sacral fusion and fixation implant | TL Rod | Highridge Medical | Percutaneous Rod, Ti D6.0 x 35mm, Curved | 815M2035 | Standalone | DE0510347 | As per HSA registered indication(s) except for radiolucent implants which should be used as follows:  in patients with primary or metastatic spinal tumours who would benefit from post-operative high dose high precision beam therapy upon appropriate and stringent patient selection;  Patient selection should be done via standardised assessment such as the neurological-oncological-mechanical systemic (NOMS) framework; and  The assessment should be carried out by a multidisciplinary team (MDT), which may be inclusive of, but not limited to, radiation oncologists, spine surgeons and interventional radiologists, among others.
Orthopaedics | Spine - Thoracolumbar (TL) and sacral surgery | TL and sacral fusion and fixation implant | TL Rod | Highridge Medical | Percutaneous Rod, Ti D6.0 x 40mm, Curved | 815M2040 | Standalone | DE0510347 | As per HSA registered indication(s) except for radiolucent implants which should be used as follows:  in patients with primary or metastatic spinal tumours who would benefit from post-operative high dose high precision beam therapy upon appropriate and stringent patient selection;  Patient selection should be done via standardised assessment such as the neurological-oncological-mechanical systemic (NOMS) framework; and  The assessment should be carried out by a multidisciplinary team (MDT), which may be inclusive of, but not limited to, radiation oncologists, spine surgeons and interventional radiologists, among others.
Orthopaedics | Spine - Thoracolumbar (TL) and sacral surgery | TL and sacral fusion and fixation implant | TL Rod | Highridge Medical | Percutaneous Rod, Ti D6.0 x 45mm, Curved | 815M2045 | Standalone | DE0510347 | As per HSA registered indication(s) except for radiolucent implants which should be used as follows:  in patients with primary or metastatic spinal tumours who would benefit from post-operative high dose high precision beam therapy upon appropriate and stringent patient selection;  Patient selection should be done via standardised assessment such as the neurological-oncological-mechanical systemic (NOMS) framework; and  The assessment should be carried out by a multidisciplinary team (MDT), which may be inclusive of, but not limited to, radiation oncologists, spine surgeons and interventional radiologists, among others.
Orthopaedics | Spine - Thoracolumbar (TL) and sacral surgery | TL and sacral fusion and fixation implant | TL Rod | Highridge Medical | Percutaneous Rod, Ti D6.0 x 50mm, Curved | 815M2050 | Standalone | DE0510347 | As per HSA registered indication(s) except for radiolucent implants which should be used as follows:  in patients with primary or metastatic spinal tumours who would benefit from post-operative high dose high precision beam therapy upon appropriate and stringent patient selection;  Patient selection should be done via standardised assessment such as the neurological-oncological-mechanical systemic (NOMS) framework; and  The assessment should be carried out by a multidisciplinary team (MDT), which may be inclusive of, but not limited to, radiation oncologists, spine surgeons and interventional radiologists, among others.
Orthopaedics | Spine - Thoracolumbar (TL) and sacral surgery | TL and sacral fusion and fixation implant | TL Rod | Highridge Medical | Percutaneous Rod, Ti D6.0 x 55mm, Curved | 815M2055 | Standalone | DE0510347 | As per HSA registered indication(s) except for radiolucent implants which should be used as follows:  in patients with primary or metastatic spinal tumours who would benefit from post-operative high dose high precision beam therapy upon appropriate and stringent patient selection;  Patient selection should be done via standardised assessment such as the neurological-oncological-mechanical systemic (NOMS) framework; and  The assessment should be carried out by a multidisciplinary team (MDT), which may be inclusive of, but not limited to, radiation oncologists, spine surgeons and interventional radiologists, among others.
Orthopaedics | Spine - Thoracolumbar (TL) and sacral surgery | TL and sacral fusion and fixation implant | TL Rod | Highridge Medical | Percutaneous Rod, Ti D6.0 x 60mm, Curved | 815M2060 | Standalone | DE0510347 | As per HSA registered indication(s) except for radiolucent implants which should be used as follows:  in patients with primary or metastatic spinal tumours who would benefit from post-operative high dose high precision beam therapy upon appropriate and stringent patient selection;  Patient selection should be done via standardised assessment such as the neurological-oncological-mechanical systemic (NOMS) framework; and  The assessment should be carried out by a multidisciplinary team (MDT), which may be inclusive of, but not limited to, radiation oncologists, spine surgeons and interventional radiologists, among others.
Orthopaedics | Spine - Thoracolumbar (TL) and sacral surgery | TL and sacral fusion and fixation implant | TL Rod | Highridge Medical | Percutaneous Rod, Ti D6.0 x 65mm, Curved | 815M2065 | Standalone | DE0510347 | As per HSA registered indication(s) except for radiolucent implants which should be used as follows:  in patients with primary or metastatic spinal tumours who would benefit from post-operative high dose high precision beam therapy upon appropriate and stringent patient selection;  Patient selection should be done via standardised assessment such as the neurological-oncological-mechanical systemic (NOMS) framework; and  The assessment should be carried out by a multidisciplinary team (MDT), which may be inclusive of, but not limited to, radiation oncologists, spine surgeons and interventional radiologists, among others.
Orthopaedics | Spine - Thoracolumbar (TL) and sacral surgery | TL and sacral fusion and fixation implant | TL Rod | Highridge Medical | Percutaneous Rod, Ti D6.0 x 70mm, Curved | 815M2070 | Standalone | DE0510347 | As per HSA registered indication(s) except for radiolucent implants which should be used as follows:  in patients with primary or metastatic spinal tumours who would benefit from post-operative high dose high precision beam therapy upon appropriate and stringent patient selection;  Patient selection should be done via standardised assessment such as the neurological-oncological-mechanical systemic (NOMS) framework; and  The assessment should be carried out by a multidisciplinary team (MDT), which may be inclusive of, but not limited to, radiation oncologists, spine surgeons and interventional radiologists, among others.
Orthopaedics | Spine - Thoracolumbar (TL) and sacral surgery | TL and sacral fusion and fixation implant | TL Rod | Highridge Medical | Percutaneous Rod, Ti D6.0 x 75mm, Curved | 815M2075 | Standalone | DE0510347 | As per HSA registered indication(s) except for radiolucent implants which should be used as follows:  in patients with primary or metastatic spinal tumours who would benefit from post-operative high dose high precision beam therapy upon appropriate and stringent patient selection;  Patient selection should be done via standardised assessment such as the neurological-oncological-mechanical systemic (NOMS) framework; and  The assessment should be carried out by a multidisciplinary team (MDT), which may be inclusive of, but not limited to, radiation oncologists, spine surgeons and interventional radiologists, among others.
Orthopaedics | Spine - Thoracolumbar (TL) and sacral surgery | TL and sacral fusion and fixation implant | TL Rod | Highridge Medical | Percutaneous Rod, Ti D6.0 x 80mm, Curved | 815M2080 | Standalone | DE0510347 | As per HSA registered indication(s) except for radiolucent implants which should be used as follows:  in patients with primary or metastatic spinal tumours who would benefit from post-operative high dose high precision beam therapy upon appropriate and stringent patient selection;  Patient selection should be done via standardised assessment such as the neurological-oncological-mechanical systemic (NOMS) framework; and  The assessment should be carried out by a multidisciplinary team (MDT), which may be inclusive of, but not limited to, radiation oncologists, spine surgeons and interventional radiologists, among others.
Orthopaedics | Spine - Thoracolumbar (TL) and sacral surgery | TL and sacral fusion and fixation implant | TL Rod | Highridge Medical | Percutaneous Rod, Ti D6.0 x 85mm, Curved | 815M2085 | Standalone | DE0510347 | As per HSA registered indication(s) except for radiolucent implants which should be used as follows:  in patients with primary or metastatic spinal tumours who would benefit from post-operative high dose high precision beam therapy upon appropriate and stringent patient selection;  Patient selection should be done via standardised assessment such as the neurological-oncological-mechanical systemic (NOMS) framework; and  The assessment should be carried out by a multidisciplinary team (MDT), which may be inclusive of, but not limited to, radiation oncologists, spine surgeons and interventional radiologists, among others.
Orthopaedics | Spine - Thoracolumbar (TL) and sacral surgery | TL and sacral fusion and fixation implant | TL Rod | Highridge Medical | Percutaneous Rod, Ti D6.0 x 90mm, Curved | 815M2090 | Standalone | DE0510347 | As per HSA registered indication(s) except for radiolucent implants which should be used as follows:  in patients with primary or metastatic spinal tumours who would benefit from post-operative high dose high precision beam therapy upon appropriate and stringent patient selection;  Patient selection should be done via standardised assessment such as the neurological-oncological-mechanical systemic (NOMS) framework; and  The assessment should be carried out by a multidisciplinary team (MDT), which may be inclusive of, but not limited to, radiation oncologists, spine surgeons and interventional radiologists, among others.
Orthopaedics | Spine - Thoracolumbar (TL) and sacral surgery | TL and sacral fusion and fixation implant | TL Rod | Highridge Medical | Percutaneous Rod, Ti D6.0 x 95mm, Curved | 815M2095 | Standalone | DE0510347 | As per HSA registered indication(s) except for radiolucent implants which should be used as follows:  in patients with primary or metastatic spinal tumours who would benefit from post-operative high dose high precision beam therapy upon appropriate and stringent patient selection;  Patient selection should be done via standardised assessment such as the neurological-oncological-mechanical systemic (NOMS) framework; and  The assessment should be carried out by a multidisciplinary team (MDT), which may be inclusive of, but not limited to, radiation oncologists, spine surgeons and interventional radiologists, among others.
Orthopaedics | Spine - Thoracolumbar (TL) and sacral surgery | TL and sacral fusion and fixation implant | TL Rod | Highridge Medical | Percutaneous Rod, Ti D6.0 x 100mm, Curved | 815M2100 | Standalone | DE0510347 | As per HSA registered indication(s) except for radiolucent implants which should be used as follows:  in patients with primary or metastatic spinal tumours who would benefit from post-operative high dose high precision beam therapy upon appropriate and stringent patient selection;  Patient selection should be done via standardised assessment such as the neurological-oncological-mechanical systemic (NOMS) framework; and  The assessment should be carried out by a multidisciplinary team (MDT), which may be inclusive of, but not limited to, radiation oncologists, spine surgeons and interventional radiologists, among others.
Orthopaedics | Spine - Thoracolumbar (TL) and sacral surgery | TL and sacral fusion and fixation implant | TL Rod | Highridge Medical | Percutaneous Rod, Ti D6.0 x 105mm, Curved | 815M2105 | Standalone | DE0510347 | As per HSA registered indication(s) except for radiolucent implants which should be used as follows:  in patients with primary or metastatic spinal tumours who would benefit from post-operative high dose high precision beam therapy upon appropriate and stringent patient selection;  Patient selection should be done via standardised assessment such as the neurological-oncological-mechanical systemic (NOMS) framework; and  The assessment should be carried out by a multidisciplinary team (MDT), which may be inclusive of, but not limited to, radiation oncologists, spine surgeons and interventional radiologists, among others.
Orthopaedics | Spine - Thoracolumbar (TL) and sacral surgery | TL and sacral fusion and fixation implant | TL Rod | Highridge Medical | Percutaneous Rod, Ti D6.0 x 110mm, Curved | 815M2110 | Standalone | DE0510347 | As per HSA registered indication(s) except for radiolucent implants which should be used as follows:  in patients with primary or metastatic spinal tumours who would benefit from post-operative high dose high precision beam therapy upon appropriate and stringent patient selection;  Patient selection should be done via standardised assessment such as the neurological-oncological-mechanical systemic (NOMS) framework; and  The assessment should be carried out by a multidisciplinary team (MDT), which may be inclusive of, but not limited to, radiation oncologists, spine surgeons and interventional radiologists, among others.
Orthopaedics | Spine - Thoracolumbar (TL) and sacral surgery | TL and sacral fusion and fixation implant | TL Rod | Highridge Medical | Percutaneous Rod, Ti D6.0 x 115mm, Curved | 815M2115 | Standalone | DE0510347 | As per HSA registered indication(s) except for radiolucent implants which should be used as follows:  in patients with primary or metastatic spinal tumours who would benefit from post-operative high dose high precision beam therapy upon appropriate and stringent patient selection;  Patient selection should be done via standardised assessment such as the neurological-oncological-mechanical systemic (NOMS) framework; and  The assessment should be carried out by a multidisciplinary team (MDT), which may be inclusive of, but not limited to, radiation oncologists, spine surgeons and interventional radiologists, among others.
Orthopaedics | Spine - Thoracolumbar (TL) and sacral surgery | TL and sacral fusion and fixation implant | TL Rod | Highridge Medical | Percutaneous Rod, Ti D6.0 x 120mm, Curved | 815M2120 | Standalone | DE0510347 | As per HSA registered indication(s) except for radiolucent implants which should be used as follows:  in patients with primary or metastatic spinal tumours who would benefit from post-operative high dose high precision beam therapy upon appropriate and stringent patient selection;  Patient selection should be done via standardised assessment such as the neurological-oncological-mechanical systemic (NOMS) framework; and  The assessment should be carried out by a multidisciplinary team (MDT), which may be inclusive of, but not limited to, radiation oncologists, spine surgeons and interventional radiologists, among others.
Orthopaedics | Spine - Thoracolumbar (TL) and sacral surgery | TL and sacral fusion and fixation implant | TL Rod | Highridge Medical | Percutaneous Rod, Ti D6.0 x 125mm, Curved | 815M2125 | Standalone | DE0510347 | As per HSA registered indication(s) except for radiolucent implants which should be used as follows:  in patients with primary or metastatic spinal tumours who would benefit from post-operative high dose high precision beam therapy upon appropriate and stringent patient selection;  Patient selection should be done via standardised assessment such as the neurological-oncological-mechanical systemic (NOMS) framework; and  The assessment should be carried out by a multidisciplinary team (MDT), which may be inclusive of, but not limited to, radiation oncologists, spine surgeons and interventional radiologists, among others.
Orthopaedics | Spine - Thoracolumbar (TL) and sacral surgery | TL and sacral fusion and fixation implant | TL Rod | Highridge Medical | Percutaneous Rod, Ti D6.0 x 130mm, Curved | 815M2130 | Standalone | DE0510347 | As per HSA registered indication(s) except for radiolucent implants which should be used as follows:  in patients with primary or metastatic spinal tumours who would benefit from post-operative high dose high precision beam therapy upon appropriate and stringent patient selection;  Patient selection should be done via standardised assessment such as the neurological-oncological-mechanical systemic (NOMS) framework; and  The assessment should be carried out by a multidisciplinary team (MDT), which may be inclusive of, but not limited to, radiation oncologists, spine surgeons and interventional radiologists, among others.
Orthopaedics | Spine - Thoracolumbar (TL) and sacral surgery | TL and sacral fusion and fixation implant | TL Rod | Highridge Medical | Percutaneous Rod, Ti D6.0 x 135mm, Curved | 815M2135 | Standalone | DE0510347 | As per HSA registered indication(s) except for radiolucent implants which should be used as follows:  in patients with primary or metastatic spinal tumours who would benefit from post-operative high dose high precision beam therapy upon appropriate and stringent patient selection;  Patient selection should be done via standardised assessment such as the neurological-oncological-mechanical systemic (NOMS) framework; and  The assessment should be carried out by a multidisciplinary team (MDT), which may be inclusive of, but not limited to, radiation oncologists, spine surgeons and interventional radiologists, among others.
Orthopaedics | Spine - Thoracolumbar (TL) and sacral surgery | TL and sacral fusion and fixation implant | TL Rod | Highridge Medical | Percutaneous Rod, Ti D6.0 x 140mm, Curved | 815M2140 | Standalone | DE0510347 | As per HSA registered indication(s) except for radiolucent implants which should be used as follows:  in patients with primary or metastatic spinal tumours who would benefit from post-operative high dose high precision beam therapy upon appropriate and stringent patient selection;  Patient selection should be done via standardised assessment such as the neurological-oncological-mechanical systemic (NOMS) framework; and  The assessment should be carried out by a multidisciplinary team (MDT), which may be inclusive of, but not limited to, radiation oncologists, spine surgeons and interventional radiologists, among others.
Orthopaedics | Spine - Thoracolumbar (TL) and sacral surgery | TL and sacral fusion and fixation implant | TL Rod | Highridge Medical | Percutaneous Rod, Ti D6.0 x 145mm, Curved | 815M2145 | Standalone | DE0510347 | As per HSA registered indication(s) except for radiolucent implants which should be used as follows:  in patients with primary or metastatic spinal tumours who would benefit from post-operative high dose high precision beam therapy upon appropriate and stringent patient selection;  Patient selection should be done via standardised assessment such as the neurological-oncological-mechanical systemic (NOMS) framework; and  The assessment should be carried out by a multidisciplinary team (MDT), which may be inclusive of, but not limited to, radiation oncologists, spine surgeons and interventional radiologists, among others.
Orthopaedics | Spine - Thoracolumbar (TL) and sacral surgery | TL and sacral fusion and fixation implant | TL Rod | Highridge Medical | Percutaneous Rod, Ti D6.0 x 150mm, Curved | 815M2150 | Standalone | DE0510347 | As per HSA registered indication(s) except for radiolucent implants which should be used as follows:  in patients with primary or metastatic spinal tumours who would benefit from post-operative high dose high precision beam therapy upon appropriate and stringent patient selection;  Patient selection should be done via standardised assessment such as the neurological-oncological-mechanical systemic (NOMS) framework; and  The assessment should be carried out by a multidisciplinary team (MDT), which may be inclusive of, but not limited to, radiation oncologists, spine surgeons and interventional radiologists, among others.
Orthopaedics | Spine - Thoracolumbar (TL) and sacral surgery | TL and sacral fusion and fixation implant | TL Rod | Highridge Medical | Percutaneous Rod, Ti D6.0 x 155mm, Curved | 815M2155 | Standalone | DE0510347 | As per HSA registered indication(s) except for radiolucent implants which should be used as follows:  in patients with primary or metastatic spinal tumours who would benefit from post-operative high dose high precision beam therapy upon appropriate and stringent patient selection;  Patient selection should be done via standardised assessment such as the neurological-oncological-mechanical systemic (NOMS) framework; and  The assessment should be carried out by a multidisciplinary team (MDT), which may be inclusive of, but not limited to, radiation oncologists, spine surgeons and interventional radiologists, among others.
Orthopaedics | Spine - Thoracolumbar (TL) and sacral surgery | TL and sacral fusion and fixation implant | TL Rod | Highridge Medical | Percutaneous Rod, Ti D6.0 x 160mm, Curved | 815M2160 | Standalone | DE0510347 | As per HSA registered indication(s) except for radiolucent implants which should be used as follows:  in patients with primary or metastatic spinal tumours who would benefit from post-operative high dose high precision beam therapy upon appropriate and stringent patient selection;  Patient selection should be done via standardised assessment such as the neurological-oncological-mechanical systemic (NOMS) framework; and  The assessment should be carried out by a multidisciplinary team (MDT), which may be inclusive of, but not limited to, radiation oncologists, spine surgeons and interventional radiologists, among others.
Orthopaedics | Spine - Thoracolumbar (TL) and sacral surgery | TL and sacral fusion and fixation implant | TL Rod | Highridge Medical | Percutaneous Rod, Ti D6.0 x 165mm, Curved | 815M2165 | Standalone | DE0510347 | As per HSA registered indication(s) except for radiolucent implants which should be used as follows:  in patients with primary or metastatic spinal tumours who would benefit from post-operative high dose high precision beam therapy upon appropriate and stringent patient selection;  Patient selection should be done via standardised assessment such as the neurological-oncological-mechanical systemic (NOMS) framework; and  The assessment should be carried out by a multidisciplinary team (MDT), which may be inclusive of, but not limited to, radiation oncologists, spine surgeons and interventional radiologists, among others.
Orthopaedics | Spine - Thoracolumbar (TL) and sacral surgery | TL and sacral fusion and fixation implant | TL Rod | Highridge Medical | Percutaneous Rod, Ti D6.0 x 170mm, Curved | 815M2170 | Standalone | DE0510347 | As per HSA registered indication(s) except for radiolucent implants which should be used as follows:  in patients with primary or metastatic spinal tumours who would benefit from post-operative high dose high precision beam therapy upon appropriate and stringent patient selection;  Patient selection should be done via standardised assessment such as the neurological-oncological-mechanical systemic (NOMS) framework; and  The assessment should be carried out by a multidisciplinary team (MDT), which may be inclusive of, but not limited to, radiation oncologists, spine surgeons and interventional radiologists, among others.
Orthopaedics | Spine - Thoracolumbar (TL) and sacral surgery | TL and sacral fusion and fixation implant | TL Rod | Highridge Medical | Percutaneous Rod, Ti D6.0 x 175mm, Curved | 815M2175 | Standalone | DE0510347 | As per HSA registered indication(s) except for radiolucent implants which should be used as follows:  in patients with primary or metastatic spinal tumours who would benefit from post-operative high dose high precision beam therapy upon appropriate and stringent patient selection;  Patient selection should be done via standardised assessment such as the neurological-oncological-mechanical systemic (NOMS) framework; and  The assessment should be carried out by a multidisciplinary team (MDT), which may be inclusive of, but not limited to, radiation oncologists, spine surgeons and interventional radiologists, among others.
Orthopaedics | Spine - Thoracolumbar (TL) and sacral surgery | TL and sacral fusion and fixation implant | TL Rod | Highridge Medical | Percutaneous Rod, Ti D6.0 x 180mm, Curved | 815M2180 | Standalone | DE0510347 | As per HSA registered indication(s) except for radiolucent implants which should be used as follows:  in patients with primary or metastatic spinal tumours who would benefit from post-operative high dose high precision beam therapy upon appropriate and stringent patient selection;  Patient selection should be done via standardised assessment such as the neurological-oncological-mechanical systemic (NOMS) framework; and  The assessment should be carried out by a multidisciplinary team (MDT), which may be inclusive of, but not limited to, radiation oncologists, spine surgeons and interventional radiologists, among others.
Orthopaedics | Spine - Thoracolumbar (TL) and sacral surgery | TL and sacral fusion and fixation implant | TL Rod | Highridge Medical | Percutaneous Rod, Ti D6.0 x 185mm, Curved | 815M2185 | Standalone | DE0510347 | As per HSA registered indication(s) except for radiolucent implants which should be used as follows:  in patients with primary or metastatic spinal tumours who would benefit from post-operative high dose high precision beam therapy upon appropriate and stringent patient selection;  Patient selection should be done via standardised assessment such as the neurological-oncological-mechanical systemic (NOMS) framework; and  The assessment should be carried out by a multidisciplinary team (MDT), which may be inclusive of, but not limited to, radiation oncologists, spine surgeons and interventional radiologists, among others.
Orthopaedics | Spine - Thoracolumbar (TL) and sacral surgery | TL and sacral fusion and fixation implant | TL Rod | Highridge Medical | Percutaneous Rod, Ti D6.0 x 190mm, Curved | 815M2190 | Standalone | DE0510347 | As per HSA registered indication(s) except for radiolucent implants which should be used as follows:  in patients with primary or metastatic spinal tumours who would benefit from post-operative high dose high precision beam therapy upon appropriate and stringent patient selection;  Patient selection should be done via standardised assessment such as the neurological-oncological-mechanical systemic (NOMS) framework; and  The assessment should be carried out by a multidisciplinary team (MDT), which may be inclusive of, but not limited to, radiation oncologists, spine surgeons and interventional radiologists, among others.
Orthopaedics | Spine - Thoracolumbar (TL) and sacral surgery | TL and sacral fusion and fixation implant | TL Rod | Highridge Medical | Percutaneous Rod, Ti D6.0 x 195mm, Curved | 815M2195 | Standalone | DE0510347 | As per HSA registered indication(s) except for radiolucent implants which should be used as follows:  in patients with primary or metastatic spinal tumours who would benefit from post-operative high dose high precision beam therapy upon appropriate and stringent patient selection;  Patient selection should be done via standardised assessment such as the neurological-oncological-mechanical systemic (NOMS) framework; and  The assessment should be carried out by a multidisciplinary team (MDT), which may be inclusive of, but not limited to, radiation oncologists, spine surgeons and interventional radiologists, among others.
Orthopaedics | Spine - Thoracolumbar (TL) and sacral surgery | TL and sacral fusion and fixation implant | TL Rod | Highridge Medical | Percutaneous Rod, Ti D6.0 x 200mm, Curved | 815M2200 | Standalone | DE0510347 | As per HSA registered indication(s) except for radiolucent implants which should be used as follows:  in patients with primary or metastatic spinal tumours who would benefit from post-operative high dose high precision beam therapy upon appropriate and stringent patient selection;  Patient selection should be done via standardised assessment such as the neurological-oncological-mechanical systemic (NOMS) framework; and  The assessment should be carried out by a multidisciplinary team (MDT), which may be inclusive of, but not limited to, radiation oncologists, spine surgeons and interventional radiologists, among others.
Orthopaedics | Spine - Thoracolumbar (TL) and sacral surgery | TL and sacral fusion and fixation implant | TL Rod | Highridge Medical | Percutaneous Rod, Ti D5.5 x 20mm, Straight | 815M3020 | Standalone | DE0510347 | As per HSA registered indication(s) except for radiolucent implants which should be used as follows:  in patients with primary or metastatic spinal tumours who would benefit from post-operative high dose high precision beam therapy upon appropriate and stringent patient selection;  Patient selection should be done via standardised assessment such as the neurological-oncological-mechanical systemic (NOMS) framework; and  The assessment should be carried out by a multidisciplinary team (MDT), which may be inclusive of, but not limited to, radiation oncologists, spine surgeons and interventional radiologists, among others.
Orthopaedics | Spine - Thoracolumbar (TL) and sacral surgery | TL and sacral fusion and fixation implant | TL Rod | Highridge Medical | Percutaneous Rod, Ti D5.5 x 25mm, Straight | 815M3025 | Standalone | DE0510347 | As per HSA registered indication(s) except for radiolucent implants which should be used as follows:  in patients with primary or metastatic spinal tumours who would benefit from post-operative high dose high precision beam therapy upon appropriate and stringent patient selection;  Patient selection should be done via standardised assessment such as the neurological-oncological-mechanical systemic (NOMS) framework; and  The assessment should be carried out by a multidisciplinary team (MDT), which may be inclusive of, but not limited to, radiation oncologists, spine surgeons and interventional radiologists, among others.
Orthopaedics | Spine - Thoracolumbar (TL) and sacral surgery | TL and sacral fusion and fixation implant | TL Rod | Highridge Medical | Percutaneous Rod, Ti D5.5 Ti x 30mm, Straight | 815M3030 | Standalone | DE0510347 | As per HSA registered indication(s) except for radiolucent implants which should be used as follows:  in patients with primary or metastatic spinal tumours who would benefit from post-operative high dose high precision beam therapy upon appropriate and stringent patient selection;  Patient selection should be done via standardised assessment such as the neurological-oncological-mechanical systemic (NOMS) framework; and  The assessment should be carried out by a multidisciplinary team (MDT), which may be inclusive of, but not limited to, radiation oncologists, spine surgeons and interventional radiologists, among others.
Orthopaedics | Spine - Thoracolumbar (TL) and sacral surgery | TL and sacral fusion and fixation implant | TL Rod | Highridge Medical | Percutaneous Rod, Ti D5.5 x 35mm, Straight | 815M3035 | Standalone | DE0510347 | As per HSA registered indication(s) except for radiolucent implants which should be used as follows:  in patients with primary or metastatic spinal tumours who would benefit from post-operative high dose high precision beam therapy upon appropriate and stringent patient selection;  Patient selection should be done via standardised assessment such as the neurological-oncological-mechanical systemic (NOMS) framework; and  The assessment should be carried out by a multidisciplinary team (MDT), which may be inclusive of, but not limited to, radiation oncologists, spine surgeons and interventional radiologists, among others.
Orthopaedics | Spine - Thoracolumbar (TL) and sacral surgery | TL and sacral fusion and fixation implant | TL Rod | Highridge Medical | Percutaneous Rod, Ti D5.5 x 40mm, Straight | 815M3040 | Standalone | DE0510347 | As per HSA registered indication(s) except for radiolucent implants which should be used as follows:  in patients with primary or metastatic spinal tumours who would benefit from post-operative high dose high precision beam therapy upon appropriate and stringent patient selection;  Patient selection should be done via standardised assessment such as the neurological-oncological-mechanical systemic (NOMS) framework; and  The assessment should be carried out by a multidisciplinary team (MDT), which may be inclusive of, but not limited to, radiation oncologists, spine surgeons and interventional radiologists, among others.
Orthopaedics | Spine - Thoracolumbar (TL) and sacral surgery | TL and sacral fusion and fixation implant | TL Rod | Highridge Medical | Percutaneous Rod, Ti D5.5 x 45mm, Straight | 815M3045 | Standalone | DE0510347 | As per HSA registered indication(s) except for radiolucent implants which should be used as follows:  in patients with primary or metastatic spinal tumours who would benefit from post-operative high dose high precision beam therapy upon appropriate and stringent patient selection;  Patient selection should be done via standardised assessment such as the neurological-oncological-mechanical systemic (NOMS) framework; and  The assessment should be carried out by a multidisciplinary team (MDT), which may be inclusive of, but not limited to, radiation oncologists, spine surgeons and interventional radiologists, among others.
Orthopaedics | Spine - Thoracolumbar (TL) and sacral surgery | TL and sacral fusion and fixation implant | TL Rod | Highridge Medical | Percutaneous Rod, Ti D5.5 x 50mm, Straight | 815M3050 | Standalone | DE0510347 | As per HSA registered indication(s) except for radiolucent implants which should be used as follows:  in patients with primary or metastatic spinal tumours who would benefit from post-operative high dose high precision beam therapy upon appropriate and stringent patient selection;  Patient selection should be done via standardised assessment such as the neurological-oncological-mechanical systemic (NOMS) framework; and  The assessment should be carried out by a multidisciplinary team (MDT), which may be inclusive of, but not limited to, radiation oncologists, spine surgeons and interventional radiologists, among others.
Orthopaedics | Spine - Thoracolumbar (TL) and sacral surgery | TL and sacral fusion and fixation implant | TL Rod | Highridge Medical | Percutaneous Rod, Ti D5.5 x 55mm, Straight | 815M3055 | Standalone | DE0510347 | As per HSA registered indication(s) except for radiolucent implants which should be used as follows:  in patients with primary or metastatic spinal tumours who would benefit from post-operative high dose high precision beam therapy upon appropriate and stringent patient selection;  Patient selection should be done via standardised assessment such as the neurological-oncological-mechanical systemic (NOMS) framework; and  The assessment should be carried out by a multidisciplinary team (MDT), which may be inclusive of, but not limited to, radiation oncologists, spine surgeons and interventional radiologists, among others.
Orthopaedics | Spine - Thoracolumbar (TL) and sacral surgery | TL and sacral fusion and fixation implant | TL Rod | Highridge Medical | Percutaneous Rod, Ti D5.5 x 60mm, Straight | 815M3060 | Standalone | DE0510347 | As per HSA registered indication(s) except for radiolucent implants which should be used as follows:  in patients with primary or metastatic spinal tumours who would benefit from post-operative high dose high precision beam therapy upon appropriate and stringent patient selection;  Patient selection should be done via standardised assessment such as the neurological-oncological-mechanical systemic (NOMS) framework; and  The assessment should be carried out by a multidisciplinary team (MDT), which may be inclusive of, but not limited to, radiation oncologists, spine surgeons and interventional radiologists, among others.
Orthopaedics | Spine - Thoracolumbar (TL) and sacral surgery | TL and sacral fusion and fixation implant | TL Rod | Highridge Medical | Percutaneous Rod, Ti D5.5 x 65mm, Straight | 815M3065 | Standalone | DE0510347 | As per HSA registered indication(s) except for radiolucent implants which should be used as follows:  in patients with primary or metastatic spinal tumours who would benefit from post-operative high dose high precision beam therapy upon appropriate and stringent patient selection;  Patient selection should be done via standardised assessment such as the neurological-oncological-mechanical systemic (NOMS) framework; and  The assessment should be carried out by a multidisciplinary team (MDT), which may be inclusive of, but not limited to, radiation oncologists, spine surgeons and interventional radiologists, among others.
Orthopaedics | Spine - Thoracolumbar (TL) and sacral surgery | TL and sacral fusion and fixation implant | TL Rod | Highridge Medical | Percutaneous Rod, Ti D5.5 x 70mm, Straight | 815M3070 | Standalone | DE0510347 | As per HSA registered indication(s) except for radiolucent implants which should be used as follows:  in patients with primary or metastatic spinal tumours who would benefit from post-operative high dose high precision beam therapy upon appropriate and stringent patient selection;  Patient selection should be done via standardised assessment such as the neurological-oncological-mechanical systemic (NOMS) framework; and  The assessment should be carried out by a multidisciplinary team (MDT), which may be inclusive of, but not limited to, radiation oncologists, spine surgeons and interventional radiologists, among others.
Orthopaedics | Spine - Thoracolumbar (TL) and sacral surgery | TL and sacral fusion and fixation implant | TL Rod | Highridge Medical | Percutaneous Rod, Ti D5.5 x 75mm, Straight | 815M3075 | Standalone | DE0510347 | As per HSA registered indication(s) except for radiolucent implants which should be used as follows:  in patients with primary or metastatic spinal tumours who would benefit from post-operative high dose high precision beam therapy upon appropriate and stringent patient selection;  Patient selection should be done via standardised assessment such as the neurological-oncological-mechanical systemic (NOMS) framework; and  The assessment should be carried out by a multidisciplinary team (MDT), which may be inclusive of, but not limited to, radiation oncologists, spine surgeons and interventional radiologists, among others.
Orthopaedics | Spine - Thoracolumbar (TL) and sacral surgery | TL and sacral fusion and fixation implant | TL Rod | Highridge Medical | Percutaneous Rod, Ti D5.5 x 80mm, Straight | 815M3080 | Standalone | DE0510347 | As per HSA registered indication(s) except for radiolucent implants which should be used as follows:  in patients with primary or metastatic spinal tumours who would benefit from post-operative high dose high precision beam therapy upon appropriate and stringent patient selection;  Patient selection should be done via standardised assessment such as the neurological-oncological-mechanical systemic (NOMS) framework; and  The assessment should be carried out by a multidisciplinary team (MDT), which may be inclusive of, but not limited to, radiation oncologists, spine surgeons and interventional radiologists, among others.
Orthopaedics | Spine - Thoracolumbar (TL) and sacral surgery | TL and sacral fusion and fixation implant | TL Rod | Highridge Medical | Percutaneous Rod, Ti D5.5 x 85mm, Straight | 815M3085 | Standalone | DE0510347 | As per HSA registered indication(s) except for radiolucent implants which should be used as follows:  in patients with primary or metastatic spinal tumours who would benefit from post-operative high dose high precision beam therapy upon appropriate and stringent patient selection;  Patient selection should be done via standardised assessment such as the neurological-oncological-mechanical systemic (NOMS) framework; and  The assessment should be carried out by a multidisciplinary team (MDT), which may be inclusive of, but not limited to, radiation oncologists, spine surgeons and interventional radiologists, among others.
Orthopaedics | Spine - Thoracolumbar (TL) and sacral surgery | TL and sacral fusion and fixation implant | TL Rod | Highridge Medical | Percutaneous Rod, Ti D5.5 x 90mm, Straight | 815M3090 | Standalone | DE0510347 | As per HSA registered indication(s) except for radiolucent implants which should be used as follows:  in patients with primary or metastatic spinal tumours who would benefit from post-operative high dose high precision beam therapy upon appropriate and stringent patient selection;  Patient selection should be done via standardised assessment such as the neurological-oncological-mechanical systemic (NOMS) framework; and  The assessment should be carried out by a multidisciplinary team (MDT), which may be inclusive of, but not limited to, radiation oncologists, spine surgeons and interventional radiologists, among others.
Orthopaedics | Spine - Thoracolumbar (TL) and sacral surgery | TL and sacral fusion and fixation implant | TL Rod | Highridge Medical | Percutaneous Rod, Ti D5.5 x 95mm, Straight | 815M3095 | Standalone | DE0510347 | As per HSA registered indication(s) except for radiolucent implants which should be used as follows:  in patients with primary or metastatic spinal tumours who would benefit from post-operative high dose high precision beam therapy upon appropriate and stringent patient selection;  Patient selection should be done via standardised assessment such as the neurological-oncological-mechanical systemic (NOMS) framework; and  The assessment should be carried out by a multidisciplinary team (MDT), which may be inclusive of, but not limited to, radiation oncologists, spine surgeons and interventional radiologists, among others.
Orthopaedics | Spine - Thoracolumbar (TL) and sacral surgery | TL and sacral fusion and fixation implant | TL Rod | Highridge Medical | Percutaneous Rod, Ti D5.5 x 100mm, Straight | 815M3100 | Standalone | DE0510347 | As per HSA registered indication(s) except for radiolucent implants which should be used as follows:  in patients with primary or metastatic spinal tumours who would benefit from post-operative high dose high precision beam therapy upon appropriate and stringent patient selection;  Patient selection should be done via standardised assessment such as the neurological-oncological-mechanical systemic (NOMS) framework; and  The assessment should be carried out by a multidisciplinary team (MDT), which may be inclusive of, but not limited to, radiation oncologists, spine surgeons and interventional radiologists, among others.
Orthopaedics | Spine - Thoracolumbar (TL) and sacral surgery | TL and sacral fusion and fixation implant | TL Rod | Highridge Medical | Percutaneous Rod, Ti D5.5 x 105mm, Straight | 815M3105 | Standalone | DE0510347 | As per HSA registered indication(s) except for radiolucent implants which should be used as follows:  in patients with primary or metastatic spinal tumours who would benefit from post-operative high dose high precision beam therapy upon appropriate and stringent patient selection;  Patient selection should be done via standardised assessment such as the neurological-oncological-mechanical systemic (NOMS) framework; and  The assessment should be carried out by a multidisciplinary team (MDT), which may be inclusive of, but not limited to, radiation oncologists, spine surgeons and interventional radiologists, among others.
Orthopaedics | Spine - Thoracolumbar (TL) and sacral surgery | TL and sacral fusion and fixation implant | TL Rod | Highridge Medical | Percutaneous Rod, Ti D5.5 x 110mm, Straight | 815M3110 | Standalone | DE0510347 | As per HSA registered indication(s) except for radiolucent implants which should be used as follows:  in patients with primary or metastatic spinal tumours who would benefit from post-operative high dose high precision beam therapy upon appropriate and stringent patient selection;  Patient selection should be done via standardised assessment such as the neurological-oncological-mechanical systemic (NOMS) framework; and  The assessment should be carried out by a multidisciplinary team (MDT), which may be inclusive of, but not limited to, radiation oncologists, spine surgeons and interventional radiologists, among others.
Orthopaedics | Spine - Thoracolumbar (TL) and sacral surgery | TL and sacral fusion and fixation implant | TL Rod | Highridge Medical | Percutaneous Rod, Ti D5.5 x 115mm, Straight | 815M3115 | Standalone | DE0510347 | As per HSA registered indication(s) except for radiolucent implants which should be used as follows:  in patients with primary or metastatic spinal tumours who would benefit from post-operative high dose high precision beam therapy upon appropriate and stringent patient selection;  Patient selection should be done via standardised assessment such as the neurological-oncological-mechanical systemic (NOMS) framework; and  The assessment should be carried out by a multidisciplinary team (MDT), which may be inclusive of, but not limited to, radiation oncologists, spine surgeons and interventional radiologists, among others.
Orthopaedics | Spine - Thoracolumbar (TL) and sacral surgery | TL and sacral fusion and fixation implant | TL Rod | Highridge Medical | Percutaneous Rod, Ti D5.5 x 120mm, Straight | 815M3120 | Standalone | DE0510347 | As per HSA registered indication(s) except for radiolucent implants which should be used as follows:  in patients with primary or metastatic spinal tumours who would benefit from post-operative high dose high precision beam therapy upon appropriate and stringent patient selection;  Patient selection should be done via standardised assessment such as the neurological-oncological-mechanical systemic (NOMS) framework; and  The assessment should be carried out by a multidisciplinary team (MDT), which may be inclusive of, but not limited to, radiation oncologists, spine surgeons and interventional radiologists, among others.
Orthopaedics | Spine - Thoracolumbar (TL) and sacral surgery | TL and sacral fusion and fixation implant | TL Rod | Highridge Medical | Percutaneous Rod, Ti D5.5 x 125mm, Straight | 815M3125 | Standalone | DE0510347 | As per HSA registered indication(s) except for radiolucent implants which should be used as follows:  in patients with primary or metastatic spinal tumours who would benefit from post-operative high dose high precision beam therapy upon appropriate and stringent patient selection;  Patient selection should be done via standardised assessment such as the neurological-oncological-mechanical systemic (NOMS) framework; and  The assessment should be carried out by a multidisciplinary team (MDT), which may be inclusive of, but not limited to, radiation oncologists, spine surgeons and interventional radiologists, among others.
Orthopaedics | Spine - Thoracolumbar (TL) and sacral surgery | TL and sacral fusion and fixation implant | TL Rod | Highridge Medical | Percutaneous Rod, Ti D5.5 x 130mm, Straight | 815M3130 | Standalone | DE0510347 | As per HSA registered indication(s) except for radiolucent implants which should be used as follows:  in patients with primary or metastatic spinal tumours who would benefit from post-operative high dose high precision beam therapy upon appropriate and stringent patient selection;  Patient selection should be done via standardised assessment such as the neurological-oncological-mechanical systemic (NOMS) framework; and  The assessment should be carried out by a multidisciplinary team (MDT), which may be inclusive of, but not limited to, radiation oncologists, spine surgeons and interventional radiologists, among others.
Orthopaedics | Spine - Thoracolumbar (TL) and sacral surgery | TL and sacral fusion and fixation implant | TL Rod | Highridge Medical | Percutaneous Rod, Ti D5.5 x 135mm, Straight | 815M3135 | Standalone | DE0510347 | As per HSA registered indication(s) except for radiolucent implants which should be used as follows:  in patients with primary or metastatic spinal tumours who would benefit from post-operative high dose high precision beam therapy upon appropriate and stringent patient selection;  Patient selection should be done via standardised assessment such as the neurological-oncological-mechanical systemic (NOMS) framework; and  The assessment should be carried out by a multidisciplinary team (MDT), which may be inclusive of, but not limited to, radiation oncologists, spine surgeons and interventional radiologists, among others.
Orthopaedics | Spine - Thoracolumbar (TL) and sacral surgery | TL and sacral fusion and fixation implant | TL Rod | Highridge Medical | Percutaneous Rod, Ti D5.5 x 140mm, Straight | 815M3140 | Standalone | DE0510347 | As per HSA registered indication(s) except for radiolucent implants which should be used as follows:  in patients with primary or metastatic spinal tumours who would benefit from post-operative high dose high precision beam therapy upon appropriate and stringent patient selection;  Patient selection should be done via standardised assessment such as the neurological-oncological-mechanical systemic (NOMS) framework; and  The assessment should be carried out by a multidisciplinary team (MDT), which may be inclusive of, but not limited to, radiation oncologists, spine surgeons and interventional radiologists, among others.
Orthopaedics | Spine - Thoracolumbar (TL) and sacral surgery | TL and sacral fusion and fixation implant | TL Rod | Highridge Medical | Percutaneous Rod, Ti D5.5 x 145mm, Straight | 815M3145 | Standalone | DE0510347 | As per HSA registered indication(s) except for radiolucent implants which should be used as follows:  in patients with primary or metastatic spinal tumours who would benefit from post-operative high dose high precision beam therapy upon appropriate and stringent patient selection;  Patient selection should be done via standardised assessment such as the neurological-oncological-mechanical systemic (NOMS) framework; and  The assessment should be carried out by a multidisciplinary team (MDT), which may be inclusive of, but not limited to, radiation oncologists, spine surgeons and interventional radiologists, among others.
Orthopaedics | Spine - Thoracolumbar (TL) and sacral surgery | TL and sacral fusion and fixation implant | TL Rod | Highridge Medical | Percutaneous Rod, Ti D5.5 x 150mm, Straight | 815M3150 | Standalone | DE0510347 | As per HSA registered indication(s) except for radiolucent implants which should be used as follows:  in patients with primary or metastatic spinal tumours who would benefit from post-operative high dose high precision beam therapy upon appropriate and stringent patient selection;  Patient selection should be done via standardised assessment such as the neurological-oncological-mechanical systemic (NOMS) framework; and  The assessment should be carried out by a multidisciplinary team (MDT), which may be inclusive of, but not limited to, radiation oncologists, spine surgeons and interventional radiologists, among others.
Orthopaedics | Spine - Thoracolumbar (TL) and sacral surgery | TL and sacral fusion and fixation implant | TL Rod | Highridge Medical | Percutaneous Rod, Ti D5.5 x 155mm, Straight | 815M3155 | Standalone | DE0510347 | As per HSA registered indication(s) except for radiolucent implants which should be used as follows:  in patients with primary or metastatic spinal tumours who would benefit from post-operative high dose high precision beam therapy upon appropriate and stringent patient selection;  Patient selection should be done via standardised assessment such as the neurological-oncological-mechanical systemic (NOMS) framework; and  The assessment should be carried out by a multidisciplinary team (MDT), which may be inclusive of, but not limited to, radiation oncologists, spine surgeons and interventional radiologists, among others.
Orthopaedics | Spine - Thoracolumbar (TL) and sacral surgery | TL and sacral fusion and fixation implant | TL Rod | Highridge Medical | Percutaneous Rod, Ti D5.5 x 160mm, Straight | 815M3160 | Standalone | DE0510347 | As per HSA registered indication(s) except for radiolucent implants which should be used as follows:  in patients with primary or metastatic spinal tumours who would benefit from post-operative high dose high precision beam therapy upon appropriate and stringent patient selection;  Patient selection should be done via standardised assessment such as the neurological-oncological-mechanical systemic (NOMS) framework; and  The assessment should be carried out by a multidisciplinary team (MDT), which may be inclusive of, but not limited to, radiation oncologists, spine surgeons and interventional radiologists, among others.
Orthopaedics | Spine - Thoracolumbar (TL) and sacral surgery | TL and sacral fusion and fixation implant | TL Rod | Highridge Medical | Percutaneous Rod, Ti D5.5 x 165mm, Straight | 815M3165 | Standalone | DE0510347 | As per HSA registered indication(s) except for radiolucent implants which should be used as follows:  in patients with primary or metastatic spinal tumours who would benefit from post-operative high dose high precision beam therapy upon appropriate and stringent patient selection;  Patient selection should be done via standardised assessment such as the neurological-oncological-mechanical systemic (NOMS) framework; and  The assessment should be carried out by a multidisciplinary team (MDT), which may be inclusive of, but not limited to, radiation oncologists, spine surgeons and interventional radiologists, among others.
Orthopaedics | Spine - Thoracolumbar (TL) and sacral surgery | TL and sacral fusion and fixation implant | TL Rod | Highridge Medical | Percutaneous Rod, Ti D5.5 x 170mm, Straight | 815M3170 | Standalone | DE0510347 | As per HSA registered indication(s) except for radiolucent implants which should be used as follows:  in patients with primary or metastatic spinal tumours who would benefit from post-operative high dose high precision beam therapy upon appropriate and stringent patient selection;  Patient selection should be done via standardised assessment such as the neurological-oncological-mechanical systemic (NOMS) framework; and  The assessment should be carried out by a multidisciplinary team (MDT), which may be inclusive of, but not limited to, radiation oncologists, spine surgeons and interventional radiologists, among others.
Orthopaedics | Spine - Thoracolumbar (TL) and sacral surgery | TL and sacral fusion and fixation implant | TL Rod | Highridge Medical | Percutaneous Rod, Ti D5.5 x 175mm, Straight | 815M3175 | Standalone | DE0510347 | As per HSA registered indication(s) except for radiolucent implants which should be used as follows:  in patients with primary or metastatic spinal tumours who would benefit from post-operative high dose high precision beam therapy upon appropriate and stringent patient selection;  Patient selection should be done via standardised assessment such as the neurological-oncological-mechanical systemic (NOMS) framework; and  The assessment should be carried out by a multidisciplinary team (MDT), which may be inclusive of, but not limited to, radiation oncologists, spine surgeons and interventional radiologists, among others.
Orthopaedics | Spine - Thoracolumbar (TL) and sacral surgery | TL and sacral fusion and fixation implant | TL Rod | Highridge Medical | Percutaneous Rod, Ti D5.5 x 180mm, Straight | 815M3180 | Standalone | DE0510347 | As per HSA registered indication(s) except for radiolucent implants which should be used as follows:  in patients with primary or metastatic spinal tumours who would benefit from post-operative high dose high precision beam therapy upon appropriate and stringent patient selection;  Patient selection should be done via standardised assessment such as the neurological-oncological-mechanical systemic (NOMS) framework; and  The assessment should be carried out by a multidisciplinary team (MDT), which may be inclusive of, but not limited to, radiation oncologists, spine surgeons and interventional radiologists, among others.
Orthopaedics | Spine - Thoracolumbar (TL) and sacral surgery | TL and sacral fusion and fixation implant | TL Rod | Highridge Medical | Percutaneous Rod, Ti D5.5 x 185mm, Straight | 815M3185 | Standalone | DE0510347 | As per HSA registered indication(s) except for radiolucent implants which should be used as follows:  in patients with primary or metastatic spinal tumours who would benefit from post-operative high dose high precision beam therapy upon appropriate and stringent patient selection;  Patient selection should be done via standardised assessment such as the neurological-oncological-mechanical systemic (NOMS) framework; and  The assessment should be carried out by a multidisciplinary team (MDT), which may be inclusive of, but not limited to, radiation oncologists, spine surgeons and interventional radiologists, among others.
Orthopaedics | Spine - Thoracolumbar (TL) and sacral surgery | TL and sacral fusion and fixation implant | TL Rod | Highridge Medical | Percutaneous Rod, Ti D5.5 x 190mm, Straight | 815M3190 | Standalone | DE0510347 | As per HSA registered indication(s) except for radiolucent implants which should be used as follows:  in patients with primary or metastatic spinal tumours who would benefit from post-operative high dose high precision beam therapy upon appropriate and stringent patient selection;  Patient selection should be done via standardised assessment such as the neurological-oncological-mechanical systemic (NOMS) framework; and  The assessment should be carried out by a multidisciplinary team (MDT), which may be inclusive of, but not limited to, radiation oncologists, spine surgeons and interventional radiologists, among others.
Orthopaedics | Spine - Thoracolumbar (TL) and sacral surgery | TL and sacral fusion and fixation implant | TL Rod | Highridge Medical | Percutaneous Rod, Ti D5.5 x 195mm, Straight | 815M3195 | Standalone | DE0510347 | As per HSA registered indication(s) except for radiolucent implants which should be used as follows:  in patients with primary or metastatic spinal tumours who would benefit from post-operative high dose high precision beam therapy upon appropriate and stringent patient selection;  Patient selection should be done via standardised assessment such as the neurological-oncological-mechanical systemic (NOMS) framework; and  The assessment should be carried out by a multidisciplinary team (MDT), which may be inclusive of, but not limited to, radiation oncologists, spine surgeons and interventional radiologists, among others.
Orthopaedics | Spine - Thoracolumbar (TL) and sacral surgery | TL and sacral fusion and fixation implant | TL Rod | Highridge Medical | Percutaneous Rod, Ti D5.5 x 200mm, Straight | 815M3200 | Standalone | DE0510347 | As per HSA registered indication(s) except for radiolucent implants which should be used as follows:  in patients with primary or metastatic spinal tumours who would benefit from post-operative high dose high precision beam therapy upon appropriate and stringent patient selection;  Patient selection should be done via standardised assessment such as the neurological-oncological-mechanical systemic (NOMS) framework; and  The assessment should be carried out by a multidisciplinary team (MDT), which may be inclusive of, but not limited to, radiation oncologists, spine surgeons and interventional radiologists, among others.
Orthopaedics | Spine - Thoracolumbar (TL) and sacral surgery | TL and sacral fusion and fixation implant | TL Rod | Highridge Medical | Percutaneous Rod, Ti D6.0 x 20mm, Straight | 815M4020 | Standalone | DE0510347 | As per HSA registered indication(s) except for radiolucent implants which should be used as follows:  in patients with primary or metastatic spinal tumours who would benefit from post-operative high dose high precision beam therapy upon appropriate and stringent patient selection;  Patient selection should be done via standardised assessment such as the neurological-oncological-mechanical systemic (NOMS) framework; and  The assessment should be carried out by a multidisciplinary team (MDT), which may be inclusive of, but not limited to, radiation oncologists, spine surgeons and interventional radiologists, among others.
Orthopaedics | Spine - Thoracolumbar (TL) and sacral surgery | TL and sacral fusion and fixation implant | TL Rod | Highridge Medical | Percutaneous Rod, Ti D6.0 x 25mm, Straight | 815M4025 | Standalone | DE0510347 | As per HSA registered indication(s) except for radiolucent implants which should be used as follows:  in patients with primary or metastatic spinal tumours who would benefit from post-operative high dose high precision beam therapy upon appropriate and stringent patient selection;  Patient selection should be done via standardised assessment such as the neurological-oncological-mechanical systemic (NOMS) framework; and  The assessment should be carried out by a multidisciplinary team (MDT), which may be inclusive of, but not limited to, radiation oncologists, spine surgeons and interventional radiologists, among others.
Orthopaedics | Spine - Thoracolumbar (TL) and sacral surgery | TL and sacral fusion and fixation implant | TL Rod | Highridge Medical | Percutaneous Rod, Ti D6.0 x 30mm, Straight | 815M4030 | Standalone | DE0510347 | As per HSA registered indication(s) except for radiolucent implants which should be used as follows:  in patients with primary or metastatic spinal tumours who would benefit from post-operative high dose high precision beam therapy upon appropriate and stringent patient selection;  Patient selection should be done via standardised assessment such as the neurological-oncological-mechanical systemic (NOMS) framework; and  The assessment should be carried out by a multidisciplinary team (MDT), which may be inclusive of, but not limited to, radiation oncologists, spine surgeons and interventional radiologists, among others.
Orthopaedics | Spine - Thoracolumbar (TL) and sacral surgery | TL and sacral fusion and fixation implant | TL Rod | Highridge Medical | Percutaneous Rod, Ti D6.0 x 35mm, Straight | 815M4035 | Standalone | DE0510347 | As per HSA registered indication(s) except for radiolucent implants which should be used as follows:  in patients with primary or metastatic spinal tumours who would benefit from post-operative high dose high precision beam therapy upon appropriate and stringent patient selection;  Patient selection should be done via standardised assessment such as the neurological-oncological-mechanical systemic (NOMS) framework; and  The assessment should be carried out by a multidisciplinary team (MDT), which may be inclusive of, but not limited to, radiation oncologists, spine surgeons and interventional radiologists, among others.
Orthopaedics | Spine - Thoracolumbar (TL) and sacral surgery | TL and sacral fusion and fixation implant | TL Rod | Highridge Medical | Percutaneous Rod, Ti D6.0 x 40mm, Straight | 815M4040 | Standalone | DE0510347 | As per HSA registered indication(s) except for radiolucent implants which should be used as follows:  in patients with primary or metastatic spinal tumours who would benefit from post-operative high dose high precision beam therapy upon appropriate and stringent patient selection;  Patient selection should be done via standardised assessment such as the neurological-oncological-mechanical systemic (NOMS) framework; and  The assessment should be carried out by a multidisciplinary team (MDT), which may be inclusive of, but not limited to, radiation oncologists, spine surgeons and interventional radiologists, among others.
Orthopaedics | Spine - Thoracolumbar (TL) and sacral surgery | TL and sacral fusion and fixation implant | TL Rod | Highridge Medical | Percutaneous Rod, Ti D6.0 x 45mm, Straight | 815M4045 | Standalone | DE0510347 | As per HSA registered indication(s) except for radiolucent implants which should be used as follows:  in patients with primary or metastatic spinal tumours who would benefit from post-operative high dose high precision beam therapy upon appropriate and stringent patient selection;  Patient selection should be done via standardised assessment such as the neurological-oncological-mechanical systemic (NOMS) framework; and  The assessment should be carried out by a multidisciplinary team (MDT), which may be inclusive of, but not limited to, radiation oncologists, spine surgeons and interventional radiologists, among others.
Orthopaedics | Spine - Thoracolumbar (TL) and sacral surgery | TL and sacral fusion and fixation implant | TL Rod | Highridge Medical | Percutaneous Rod, Ti D6.0 x 50mm, Straight | 815M4050 | Standalone | DE0510347 | As per HSA registered indication(s) except for radiolucent implants which should be used as follows:  in patients with primary or metastatic spinal tumours who would benefit from post-operative high dose high precision beam therapy upon appropriate and stringent patient selection;  Patient selection should be done via standardised assessment such as the neurological-oncological-mechanical systemic (NOMS) framework; and  The assessment should be carried out by a multidisciplinary team (MDT), which may be inclusive of, but not limited to, radiation oncologists, spine surgeons and interventional radiologists, among others.
Orthopaedics | Spine - Thoracolumbar (TL) and sacral surgery | TL and sacral fusion and fixation implant | TL Rod | Highridge Medical | Percutaneous Rod, Ti D6.0 x 55mm, Straight | 815M4055 | Standalone | DE0510347 | As per HSA registered indication(s) except for radiolucent implants which should be used as follows:  in patients with primary or metastatic spinal tumours who would benefit from post-operative high dose high precision beam therapy upon appropriate and stringent patient selection;  Patient selection should be done via standardised assessment such as the neurological-oncological-mechanical systemic (NOMS) framework; and  The assessment should be carried out by a multidisciplinary team (MDT), which may be inclusive of, but not limited to, radiation oncologists, spine surgeons and interventional radiologists, among others.
Orthopaedics | Spine - Thoracolumbar (TL) and sacral surgery | TL and sacral fusion and fixation implant | TL Rod | Highridge Medical | Percutaneous Rod, Ti D6.0 x 60mm, Straight | 815M4060 | Standalone | DE0510347 | As per HSA registered indication(s) except for radiolucent implants which should be used as follows:  in patients with primary or metastatic spinal tumours who would benefit from post-operative high dose high precision beam therapy upon appropriate and stringent patient selection;  Patient selection should be done via standardised assessment such as the neurological-oncological-mechanical systemic (NOMS) framework; and  The assessment should be carried out by a multidisciplinary team (MDT), which may be inclusive of, but not limited to, radiation oncologists, spine surgeons and interventional radiologists, among others.
Orthopaedics | Spine - Thoracolumbar (TL) and sacral surgery | TL and sacral fusion and fixation implant | TL Rod | Highridge Medical | Percutaneous Rod, Ti D6.0 x 65mm, Straight | 815M4065 | Standalone | DE0510347 | As per HSA registered indication(s) except for radiolucent implants which should be used as follows:  in patients with primary or metastatic spinal tumours who would benefit from post-operative high dose high precision beam therapy upon appropriate and stringent patient selection;  Patient selection should be done via standardised assessment such as the neurological-oncological-mechanical systemic (NOMS) framework; and  The assessment should be carried out by a multidisciplinary team (MDT), which may be inclusive of, but not limited to, radiation oncologists, spine surgeons and interventional radiologists, among others.
Orthopaedics | Spine - Thoracolumbar (TL) and sacral surgery | TL and sacral fusion and fixation implant | TL Rod | Highridge Medical | Percutaneous Rod, Ti D6.0 x 70mm, Straight | 815M4070 | Standalone | DE0510347 | As per HSA registered indication(s) except for radiolucent implants which should be used as follows:  in patients with primary or metastatic spinal tumours who would benefit from post-operative high dose high precision beam therapy upon appropriate and stringent patient selection;  Patient selection should be done via standardised assessment such as the neurological-oncological-mechanical systemic (NOMS) framework; and  The assessment should be carried out by a multidisciplinary team (MDT), which may be inclusive of, but not limited to, radiation oncologists, spine surgeons and interventional radiologists, among others.
Orthopaedics | Spine - Thoracolumbar (TL) and sacral surgery | TL and sacral fusion and fixation implant | TL Rod | Highridge Medical | Percutaneous Rod, Ti D6.0 x 75mm, Straight | 815M4075 | Standalone | DE0510347 | As per HSA registered indication(s) except for radiolucent implants which should be used as follows:  in patients with primary or metastatic spinal tumours who would benefit from post-operative high dose high precision beam therapy upon appropriate and stringent patient selection;  Patient selection should be done via standardised assessment such as the neurological-oncological-mechanical systemic (NOMS) framework; and  The assessment should be carried out by a multidisciplinary team (MDT), which may be inclusive of, but not limited to, radiation oncologists, spine surgeons and interventional radiologists, among others.
Orthopaedics | Spine - Thoracolumbar (TL) and sacral surgery | TL and sacral fusion and fixation implant | TL Rod | Highridge Medical | Percutaneous Rod, Ti D6.0 x 80mm, Straight | 815M4080 | Standalone | DE0510347 | As per HSA registered indication(s) except for radiolucent implants which should be used as follows:  in patients with primary or metastatic spinal tumours who would benefit from post-operative high dose high precision beam therapy upon appropriate and stringent patient selection;  Patient selection should be done via standardised assessment such as the neurological-oncological-mechanical systemic (NOMS) framework; and  The assessment should be carried out by a multidisciplinary team (MDT), which may be inclusive of, but not limited to, radiation oncologists, spine surgeons and interventional radiologists, among others.
Orthopaedics | Spine - Thoracolumbar (TL) and sacral surgery | TL and sacral fusion and fixation implant | TL Rod | Highridge Medical | Percutaneous Rod, Ti D6.0 x 85mm, Straight | 815M4085 | Standalone | DE0510347 | As per HSA registered indication(s) except for radiolucent implants which should be used as follows:  in patients with primary or metastatic spinal tumours who would benefit from post-operative high dose high precision beam therapy upon appropriate and stringent patient selection;  Patient selection should be done via standardised assessment such as the neurological-oncological-mechanical systemic (NOMS) framework; and  The assessment should be carried out by a multidisciplinary team (MDT), which may be inclusive of, but not limited to, radiation oncologists, spine surgeons and interventional radiologists, among others.
Orthopaedics | Spine - Thoracolumbar (TL) and sacral surgery | TL and sacral fusion and fixation implant | TL Rod | Highridge Medical | Percutaneous Rod, Ti D6.0 x 90mm, Straight | 815M4090 | Standalone | DE0510347 | As per HSA registered indication(s) except for radiolucent implants which should be used as follows:  in patients with primary or metastatic spinal tumours who would benefit from post-operative high dose high precision beam therapy upon appropriate and stringent patient selection;  Patient selection should be done via standardised assessment such as the neurological-oncological-mechanical systemic (NOMS) framework; and  The assessment should be carried out by a multidisciplinary team (MDT), which may be inclusive of, but not limited to, radiation oncologists, spine surgeons and interventional radiologists, among others.
Orthopaedics | Spine - Thoracolumbar (TL) and sacral surgery | TL and sacral fusion and fixation implant | TL Rod | Highridge Medical | Percutaneous Rod, Ti D6.0 x 95mm, Straight | 815M4095 | Standalone | DE0510347 | As per HSA registered indication(s) except for radiolucent implants which should be used as follows:  in patients with primary or metastatic spinal tumours who would benefit from post-operative high dose high precision beam therapy upon appropriate and stringent patient selection;  Patient selection should be done via standardised assessment such as the neurological-oncological-mechanical systemic (NOMS) framework; and  The assessment should be carried out by a multidisciplinary team (MDT), which may be inclusive of, but not limited to, radiation oncologists, spine surgeons and interventional radiologists, among others.
Orthopaedics | Spine - Thoracolumbar (TL) and sacral surgery | TL and sacral fusion and fixation implant | TL Rod | Highridge Medical | Percutaneous Rod, Ti D6.0 x 100mm, Straight | 815M4100 | Standalone | DE0510347 | As per HSA registered indication(s) except for radiolucent implants which should be used as follows:  in patients with primary or metastatic spinal tumours who would benefit from post-operative high dose high precision beam therapy upon appropriate and stringent patient selection;  Patient selection should be done via standardised assessment such as the neurological-oncological-mechanical systemic (NOMS) framework; and  The assessment should be carried out by a multidisciplinary team (MDT), which may be inclusive of, but not limited to, radiation oncologists, spine surgeons and interventional radiologists, among others.
Orthopaedics | Spine - Thoracolumbar (TL) and sacral surgery | TL and sacral fusion and fixation implant | TL Rod | Highridge Medical | Percutaneous Rod, Ti D6.0 x 105mm, Straight | 815M4105 | Standalone | DE0510347 | As per HSA registered indication(s) except for radiolucent implants which should be used as follows:  in patients with primary or metastatic spinal tumours who would benefit from post-operative high dose high precision beam therapy upon appropriate and stringent patient selection;  Patient selection should be done via standardised assessment such as the neurological-oncological-mechanical systemic (NOMS) framework; and  The assessment should be carried out by a multidisciplinary team (MDT), which may be inclusive of, but not limited to, radiation oncologists, spine surgeons and interventional radiologists, among others.
Orthopaedics | Spine - Thoracolumbar (TL) and sacral surgery | TL and sacral fusion and fixation implant | TL Rod | Highridge Medical | Percutaneous Rod, Ti D6.0 x 110mm, Straight | 815M4110 | Standalone | DE0510347 | As per HSA registered indication(s) except for radiolucent implants which should be used as follows:  in patients with primary or metastatic spinal tumours who would benefit from post-operative high dose high precision beam therapy upon appropriate and stringent patient selection;  Patient selection should be done via standardised assessment such as the neurological-oncological-mechanical systemic (NOMS) framework; and  The assessment should be carried out by a multidisciplinary team (MDT), which may be inclusive of, but not limited to, radiation oncologists, spine surgeons and interventional radiologists, among others.
Orthopaedics | Spine - Thoracolumbar (TL) and sacral surgery | TL and sacral fusion and fixation implant | TL Rod | Highridge Medical | Percutaneous Rod, Ti D6.0 x 115mm, Straight | 815M4115 | Standalone | DE0510347 | As per HSA registered indication(s) except for radiolucent implants which should be used as follows:  in patients with primary or metastatic spinal tumours who would benefit from post-operative high dose high precision beam therapy upon appropriate and stringent patient selection;  Patient selection should be done via standardised assessment such as the neurological-oncological-mechanical systemic (NOMS) framework; and  The assessment should be carried out by a multidisciplinary team (MDT), which may be inclusive of, but not limited to, radiation oncologists, spine surgeons and interventional radiologists, among others.
Orthopaedics | Spine - Thoracolumbar (TL) and sacral surgery | TL and sacral fusion and fixation implant | TL Rod | Highridge Medical | Percutaneous Rod, Ti D6.0 x 120mm, Straight | 815M4120 | Standalone | DE0510347 | As per HSA registered indication(s) except for radiolucent implants which should be used as follows:  in patients with primary or metastatic spinal tumours who would benefit from post-operative high dose high precision beam therapy upon appropriate and stringent patient selection;  Patient selection should be done via standardised assessment such as the neurological-oncological-mechanical systemic (NOMS) framework; and  The assessment should be carried out by a multidisciplinary team (MDT), which may be inclusive of, but not limited to, radiation oncologists, spine surgeons and interventional radiologists, among others.
Orthopaedics | Spine - Thoracolumbar (TL) and sacral surgery | TL and sacral fusion and fixation implant | TL Rod | Highridge Medical | Percutaneous Rod, Ti D6.0 x 125mm, Straight | 815M4125 | Standalone | DE0510347 | As per HSA registered indication(s) except for radiolucent implants which should be used as follows:  in patients with primary or metastatic spinal tumours who would benefit from post-operative high dose high precision beam therapy upon appropriate and stringent patient selection;  Patient selection should be done via standardised assessment such as the neurological-oncological-mechanical systemic (NOMS) framework; and  The assessment should be carried out by a multidisciplinary team (MDT), which may be inclusive of, but not limited to, radiation oncologists, spine surgeons and interventional radiologists, among others.
Orthopaedics | Spine - Thoracolumbar (TL) and sacral surgery | TL and sacral fusion and fixation implant | TL Rod | Highridge Medical | Percutaneous Rod, Ti D6.0 x 130mm, Straight | 815M4130 | Standalone | DE0510347 | As per HSA registered indication(s) except for radiolucent implants which should be used as follows:  in patients with primary or metastatic spinal tumours who would benefit from post-operative high dose high precision beam therapy upon appropriate and stringent patient selection;  Patient selection should be done via standardised assessment such as the neurological-oncological-mechanical systemic (NOMS) framework; and  The assessment should be carried out by a multidisciplinary team (MDT), which may be inclusive of, but not limited to, radiation oncologists, spine surgeons and interventional radiologists, among others.
Orthopaedics | Spine - Thoracolumbar (TL) and sacral surgery | TL and sacral fusion and fixation implant | TL Rod | Highridge Medical | Percutaneous Rod, Ti D6.0 x 135mm, Straight | 815M4135 | Standalone | DE0510347 | As per HSA registered indication(s) except for radiolucent implants which should be used as follows:  in patients with primary or metastatic spinal tumours who would benefit from post-operative high dose high precision beam therapy upon appropriate and stringent patient selection;  Patient selection should be done via standardised assessment such as the neurological-oncological-mechanical systemic (NOMS) framework; and  The assessment should be carried out by a multidisciplinary team (MDT), which may be inclusive of, but not limited to, radiation oncologists, spine surgeons and interventional radiologists, among others.
Orthopaedics | Spine - Thoracolumbar (TL) and sacral surgery | TL and sacral fusion and fixation implant | TL Rod | Highridge Medical | Percutaneous Rod, Ti D6.0 x 140mm, Straight | 815M4140 | Standalone | DE0510347 | As per HSA registered indication(s) except for radiolucent implants which should be used as follows:  in patients with primary or metastatic spinal tumours who would benefit from post-operative high dose high precision beam therapy upon appropriate and stringent patient selection;  Patient selection should be done via standardised assessment such as the neurological-oncological-mechanical systemic (NOMS) framework; and  The assessment should be carried out by a multidisciplinary team (MDT), which may be inclusive of, but not limited to, radiation oncologists, spine surgeons and interventional radiologists, among others.
Orthopaedics | Spine - Thoracolumbar (TL) and sacral surgery | TL and sacral fusion and fixation implant | TL Rod | Highridge Medical | Percutaneous Rod, Ti D6.0 x 145mm, Straight | 815M4145 | Standalone | DE0510347 | As per HSA registered indication(s) except for radiolucent implants which should be used as follows:  in patients with primary or metastatic spinal tumours who would benefit from post-operative high dose high precision beam therapy upon appropriate and stringent patient selection;  Patient selection should be done via standardised assessment such as the neurological-oncological-mechanical systemic (NOMS) framework; and  The assessment should be carried out by a multidisciplinary team (MDT), which may be inclusive of, but not limited to, radiation oncologists, spine surgeons and interventional radiologists, among others.
Orthopaedics | Spine - Thoracolumbar (TL) and sacral surgery | TL and sacral fusion and fixation implant | TL Rod | Highridge Medical | Percutaneous Rod, Ti D6.0 x 150mm, Straight | 815M4150 | Standalone | DE0510347 | As per HSA registered indication(s) except for radiolucent implants which should be used as follows:  in patients with primary or metastatic spinal tumours who would benefit from post-operative high dose high precision beam therapy upon appropriate and stringent patient selection;  Patient selection should be done via standardised assessment such as the neurological-oncological-mechanical systemic (NOMS) framework; and  The assessment should be carried out by a multidisciplinary team (MDT), which may be inclusive of, but not limited to, radiation oncologists, spine surgeons and interventional radiologists, among others.
Orthopaedics | Spine - Thoracolumbar (TL) and sacral surgery | TL and sacral fusion and fixation implant | TL Rod | Highridge Medical | Percutaneous Rod, Ti D6.0 x 155mm, Straight | 815M4155 | Standalone | DE0510347 | As per HSA registered indication(s) except for radiolucent implants which should be used as follows:  in patients with primary or metastatic spinal tumours who would benefit from post-operative high dose high precision beam therapy upon appropriate and stringent patient selection;  Patient selection should be done via standardised assessment such as the neurological-oncological-mechanical systemic (NOMS) framework; and  The assessment should be carried out by a multidisciplinary team (MDT), which may be inclusive of, but not limited to, radiation oncologists, spine surgeons and interventional radiologists, among others.
Orthopaedics | Spine - Thoracolumbar (TL) and sacral surgery | TL and sacral fusion and fixation implant | TL Rod | Highridge Medical | Percutaneous Rod, Ti D6.0 x 160mm, Straight | 815M4160 | Standalone | DE0510347 | As per HSA registered indication(s) except for radiolucent implants which should be used as follows:  in patients with primary or metastatic spinal tumours who would benefit from post-operative high dose high precision beam therapy upon appropriate and stringent patient selection;  Patient selection should be done via standardised assessment such as the neurological-oncological-mechanical systemic (NOMS) framework; and  The assessment should be carried out by a multidisciplinary team (MDT), which may be inclusive of, but not limited to, radiation oncologists, spine surgeons and interventional radiologists, among others.
Orthopaedics | Spine - Thoracolumbar (TL) and sacral surgery | TL and sacral fusion and fixation implant | TL Rod | Highridge Medical | Percutaneous Rod, Ti D6.0 x 165mm, Straight | 815M4165 | Standalone | DE0510347 | As per HSA registered indication(s) except for radiolucent implants which should be used as follows:  in patients with primary or metastatic spinal tumours who would benefit from post-operative high dose high precision beam therapy upon appropriate and stringent patient selection;  Patient selection should be done via standardised assessment such as the neurological-oncological-mechanical systemic (NOMS) framework; and  The assessment should be carried out by a multidisciplinary team (MDT), which may be inclusive of, but not limited to, radiation oncologists, spine surgeons and interventional radiologists, among others.
Orthopaedics | Spine - Thoracolumbar (TL) and sacral surgery | TL and sacral fusion and fixation implant | TL Rod | Highridge Medical | Percutaneous Rod, Ti D6.0 x 170mm, Straight | 815M4170 | Standalone | DE0510347 | As per HSA registered indication(s) except for radiolucent implants which should be used as follows:  in patients with primary or metastatic spinal tumours who would benefit from post-operative high dose high precision beam therapy upon appropriate and stringent patient selection;  Patient selection should be done via standardised assessment such as the neurological-oncological-mechanical systemic (NOMS) framework; and  The assessment should be carried out by a multidisciplinary team (MDT), which may be inclusive of, but not limited to, radiation oncologists, spine surgeons and interventional radiologists, among others.
Orthopaedics | Spine - Thoracolumbar (TL) and sacral surgery | TL and sacral fusion and fixation implant | TL Rod | Highridge Medical | Percutaneous Rod, Ti D6.0 x 175mm, Straight | 815M4175 | Standalone | DE0510347 | As per HSA registered indication(s) except for radiolucent implants which should be used as follows:  in patients with primary or metastatic spinal tumours who would benefit from post-operative high dose high precision beam therapy upon appropriate and stringent patient selection;  Patient selection should be done via standardised assessment such as the neurological-oncological-mechanical systemic (NOMS) framework; and  The assessment should be carried out by a multidisciplinary team (MDT), which may be inclusive of, but not limited to, radiation oncologists, spine surgeons and interventional radiologists, among others.
Orthopaedics | Spine - Thoracolumbar (TL) and sacral surgery | TL and sacral fusion and fixation implant | TL Rod | Highridge Medical | Percutaneous Rod, Ti D6.0 x 180mm, Straight | 815M4180 | Standalone | DE0510347 | As per HSA registered indication(s) except for radiolucent implants which should be used as follows:  in patients with primary or metastatic spinal tumours who would benefit from post-operative high dose high precision beam therapy upon appropriate and stringent patient selection;  Patient selection should be done via standardised assessment such as the neurological-oncological-mechanical systemic (NOMS) framework; and  The assessment should be carried out by a multidisciplinary team (MDT), which may be inclusive of, but not limited to, radiation oncologists, spine surgeons and interventional radiologists, among others.
Orthopaedics | Spine - Thoracolumbar (TL) and sacral surgery | TL and sacral fusion and fixation implant | TL Rod | Highridge Medical | Percutaneous Rod, Ti D6.0 x 185mm, Straight | 815M4185 | Standalone | DE0510347 | As per HSA registered indication(s) except for radiolucent implants which should be used as follows:  in patients with primary or metastatic spinal tumours who would benefit from post-operative high dose high precision beam therapy upon appropriate and stringent patient selection;  Patient selection should be done via standardised assessment such as the neurological-oncological-mechanical systemic (NOMS) framework; and  The assessment should be carried out by a multidisciplinary team (MDT), which may be inclusive of, but not limited to, radiation oncologists, spine surgeons and interventional radiologists, among others.
Orthopaedics | Spine - Thoracolumbar (TL) and sacral surgery | TL and sacral fusion and fixation implant | TL Rod | Highridge Medical | Percutaneous Rod, Ti D6.0 x 190mm, Straight | 815M4190 | Standalone | DE0510347 | As per HSA registered indication(s) except for radiolucent implants which should be used as follows:  in patients with primary or metastatic spinal tumours who would benefit from post-operative high dose high precision beam therapy upon appropriate and stringent patient selection;  Patient selection should be done via standardised assessment such as the neurological-oncological-mechanical systemic (NOMS) framework; and  The assessment should be carried out by a multidisciplinary team (MDT), which may be inclusive of, but not limited to, radiation oncologists, spine surgeons and interventional radiologists, among others.
Orthopaedics | Spine - Thoracolumbar (TL) and sacral surgery | TL and sacral fusion and fixation implant | TL Rod | Highridge Medical | Percutaneous Rod, Ti D6.0 x 195mm, Straight | 815M4195 | Standalone | DE0510347 | As per HSA registered indication(s) except for radiolucent implants which should be used as follows:  in patients with primary or metastatic spinal tumours who would benefit from post-operative high dose high precision beam therapy upon appropriate and stringent patient selection;  Patient selection should be done via standardised assessment such as the neurological-oncological-mechanical systemic (NOMS) framework; and  The assessment should be carried out by a multidisciplinary team (MDT), which may be inclusive of, but not limited to, radiation oncologists, spine surgeons and interventional radiologists, among others.
Orthopaedics | Spine - Thoracolumbar (TL) and sacral surgery | TL and sacral fusion and fixation implant | TL Rod | Highridge Medical | Percutaneous Rod, Ti D6.0 x 200mm, Straight | 815M4200 | Standalone | DE0510347 | As per HSA registered indication(s) except for radiolucent implants which should be used as follows:  in patients with primary or metastatic spinal tumours who would benefit from post-operative high dose high precision beam therapy upon appropriate and stringent patient selection;  Patient selection should be done via standardised assessment such as the neurological-oncological-mechanical systemic (NOMS) framework; and  The assessment should be carried out by a multidisciplinary team (MDT), which may be inclusive of, but not limited to, radiation oncologists, spine surgeons and interventional radiologists, among others.
Orthopaedics | Spine - Thoracolumbar (TL) and sacral surgery | TL and sacral fusion and fixation implant | TL Rod | Highridge Medical | Percutaneous Rod, Ti 5.5mm x 300mm, Straight | 815M5300 | Standalone | DE0510347 | As per HSA registered indication(s) except for radiolucent implants which should be used as follows:  in patients with primary or metastatic spinal tumours who would benefit from post-operative high dose high precision beam therapy upon appropriate and stringent patient selection;  Patient selection should be done via standardised assessment such as the neurological-oncological-mechanical systemic (NOMS) framework; and  The assessment should be carried out by a multidisciplinary team (MDT), which may be inclusive of, but not limited to, radiation oncologists, spine surgeons and interventional radiologists, among others.
Orthopaedics | Spine - Thoracolumbar (TL) and sacral surgery | TL and sacral fusion and fixation implant | TL Rod | Highridge Medical | Percutaneous Rod, Ti 5.5mm x 450mm, Straight | 815M5450 | Standalone | DE0510347 | As per HSA registered indication(s) except for radiolucent implants which should be used as follows:  in patients with primary or metastatic spinal tumours who would benefit from post-operative high dose high precision beam therapy upon appropriate and stringent patient selection;  Patient selection should be done via standardised assessment such as the neurological-oncological-mechanical systemic (NOMS) framework; and  The assessment should be carried out by a multidisciplinary team (MDT), which may be inclusive of, but not limited to, radiation oncologists, spine surgeons and interventional radiologists, among others.
Orthopaedics | Spine - Thoracolumbar (TL) and sacral surgery | TL and sacral fusion and fixation implant | TL Rod | Highridge Medical | Percutaneous Rod, Ti 5.5mm x 510mm, Straight | 815M5510 | Standalone | DE0510347 | As per HSA registered indication(s) except for radiolucent implants which should be used as follows:  in patients with primary or metastatic spinal tumours who would benefit from post-operative high dose high precision beam therapy upon appropriate and stringent patient selection;  Patient selection should be done via standardised assessment such as the neurological-oncological-mechanical systemic (NOMS) framework; and  The assessment should be carried out by a multidisciplinary team (MDT), which may be inclusive of, but not limited to, radiation oncologists, spine surgeons and interventional radiologists, among others.
Orthopaedics | Spine - Thoracolumbar (TL) and sacral surgery | TL and sacral fusion and fixation implant | TL Rod | Highridge Medical | Percutaneous Rod, Ti 5.5mm x 600mm, Straight | 815M5600 | Standalone | DE0510347 | As per HSA registered indication(s) except for radiolucent implants which should be used as follows:  in patients with primary or metastatic spinal tumours who would benefit from post-operative high dose high precision beam therapy upon appropriate and stringent patient selection;  Patient selection should be done via standardised assessment such as the neurological-oncological-mechanical systemic (NOMS) framework; and  The assessment should be carried out by a multidisciplinary team (MDT), which may be inclusive of, but not limited to, radiation oncologists, spine surgeons and interventional radiologists, among others.
Orthopaedics | Spine - Thoracolumbar (TL) and sacral surgery | TL and sacral fusion and fixation implant | TL Rod | Highridge Medical | Percutaneous Rod, Ti 6.0mm x 300mm, Straight | 815M6300 | Standalone | DE0510347 | As per HSA registered indication(s) except for radiolucent implants which should be used as follows:  in patients with primary or metastatic spinal tumours who would benefit from post-operative high dose high precision beam therapy upon appropriate and stringent patient selection;  Patient selection should be done via standardised assessment such as the neurological-oncological-mechanical systemic (NOMS) framework; and  The assessment should be carried out by a multidisciplinary team (MDT), which may be inclusive of, but not limited to, radiation oncologists, spine surgeons and interventional radiologists, among others.
Orthopaedics | Spine - Thoracolumbar (TL) and sacral surgery | TL and sacral fusion and fixation implant | TL Rod | Highridge Medical | Percutaneous Rod, Ti 6.0mm x 450mm, Straight | 815M6450 | Standalone | DE0510347 | As per HSA registered indication(s) except for radiolucent implants which should be used as follows:  in patients with primary or metastatic spinal tumours who would benefit from post-operative high dose high precision beam therapy upon appropriate and stringent patient selection;  Patient selection should be done via standardised assessment such as the neurological-oncological-mechanical systemic (NOMS) framework; and  The assessment should be carried out by a multidisciplinary team (MDT), which may be inclusive of, but not limited to, radiation oncologists, spine surgeons and interventional radiologists, among others.
Orthopaedics | Spine - Thoracolumbar (TL) and sacral surgery | TL and sacral fusion and fixation implant | TL Rod | Highridge Medical | Percutaneous Rod, Ti 6.0mm x 510mm, Straight | 815M6510 | Standalone | DE0510347 | As per HSA registered indication(s) except for radiolucent implants which should be used as follows:  in patients with primary or metastatic spinal tumours who would benefit from post-operative high dose high precision beam therapy upon appropriate and stringent patient selection;  Patient selection should be done via standardised assessment such as the neurological-oncological-mechanical systemic (NOMS) framework; and  The assessment should be carried out by a multidisciplinary team (MDT), which may be inclusive of, but not limited to, radiation oncologists, spine surgeons and interventional radiologists, among others.
Orthopaedics | Spine - Thoracolumbar (TL) and sacral surgery | TL and sacral fusion and fixation implant | TL Rod | Highridge Medical | Percutaneous Rod, Ti 6.0mm x 600mm, Straight | 815M6600 | Standalone | DE0510347 | As per HSA registered indication(s) except for radiolucent implants which should be used as follows:  in patients with primary or metastatic spinal tumours who would benefit from post-operative high dose high precision beam therapy upon appropriate and stringent patient selection;  Patient selection should be done via standardised assessment such as the neurological-oncological-mechanical systemic (NOMS) framework; and  The assessment should be carried out by a multidisciplinary team (MDT), which may be inclusive of, but not limited to, radiation oncologists, spine surgeons and interventional radiologists, among others.
Orthopaedics | Spine - Thoracolumbar (TL) and sacral surgery | TL and sacral fusion and fixation implant | TL Rod | Highridge Medical | Percutaneous Rod, CoCr D5.5 x 20mm, Curved | 816M1020 | Standalone | DE0510347 | As per HSA registered indication(s) except for radiolucent implants which should be used as follows:  in patients with primary or metastatic spinal tumours who would benefit from post-operative high dose high precision beam therapy upon appropriate and stringent patient selection;  Patient selection should be done via standardised assessment such as the neurological-oncological-mechanical systemic (NOMS) framework; and  The assessment should be carried out by a multidisciplinary team (MDT), which may be inclusive of, but not limited to, radiation oncologists, spine surgeons and interventional radiologists, among others.
Orthopaedics | Spine - Thoracolumbar (TL) and sacral surgery | TL and sacral fusion and fixation implant | TL Rod | Highridge Medical | Percutaneous Rod, CoCr D5.5 x 25mm, Curved | 816M1025 | Standalone | DE0510347 | As per HSA registered indication(s) except for radiolucent implants which should be used as follows:  in patients with primary or metastatic spinal tumours who would benefit from post-operative high dose high precision beam therapy upon appropriate and stringent patient selection;  Patient selection should be done via standardised assessment such as the neurological-oncological-mechanical systemic (NOMS) framework; and  The assessment should be carried out by a multidisciplinary team (MDT), which may be inclusive of, but not limited to, radiation oncologists, spine surgeons and interventional radiologists, among others.
Orthopaedics | Spine - Thoracolumbar (TL) and sacral surgery | TL and sacral fusion and fixation implant | TL Rod | Highridge Medical | Percutaneous Rod, CoCr D5.5 x 30mm, Curved | 816M1030 | Standalone | DE0510347 | As per HSA registered indication(s) except for radiolucent implants which should be used as follows:  in patients with primary or metastatic spinal tumours who would benefit from post-operative high dose high precision beam therapy upon appropriate and stringent patient selection;  Patient selection should be done via standardised assessment such as the neurological-oncological-mechanical systemic (NOMS) framework; and  The assessment should be carried out by a multidisciplinary team (MDT), which may be inclusive of, but not limited to, radiation oncologists, spine surgeons and interventional radiologists, among others.
Orthopaedics | Spine - Thoracolumbar (TL) and sacral surgery | TL and sacral fusion and fixation implant | TL Rod | Highridge Medical | Percutaneous Rod, CoCr D5.5 x 35mm, Curved | 816M1035 | Standalone | DE0510347 | As per HSA registered indication(s) except for radiolucent implants which should be used as follows:  in patients with primary or metastatic spinal tumours who would benefit from post-operative high dose high precision beam therapy upon appropriate and stringent patient selection;  Patient selection should be done via standardised assessment such as the neurological-oncological-mechanical systemic (NOMS) framework; and  The assessment should be carried out by a multidisciplinary team (MDT), which may be inclusive of, but not limited to, radiation oncologists, spine surgeons and interventional radiologists, among others.
Orthopaedics | Spine - Thoracolumbar (TL) and sacral surgery | TL and sacral fusion and fixation implant | TL Rod | Highridge Medical | Percutaneous Rod, CoCr D5.5 x 40mm, Curved | 816M1040 | Standalone | DE0510347 | As per HSA registered indication(s) except for radiolucent implants which should be used as follows:  in patients with primary or metastatic spinal tumours who would benefit from post-operative high dose high precision beam therapy upon appropriate and stringent patient selection;  Patient selection should be done via standardised assessment such as the neurological-oncological-mechanical systemic (NOMS) framework; and  The assessment should be carried out by a multidisciplinary team (MDT), which may be inclusive of, but not limited to, radiation oncologists, spine surgeons and interventional radiologists, among others.
Orthopaedics | Spine - Thoracolumbar (TL) and sacral surgery | TL and sacral fusion and fixation implant | TL Rod | Highridge Medical | Percutaneous Rod, CoCr D5.5 x 45mm, Curved | 816M1045 | Standalone | DE0510347 | As per HSA registered indication(s) except for radiolucent implants which should be used as follows:  in patients with primary or metastatic spinal tumours who would benefit from post-operative high dose high precision beam therapy upon appropriate and stringent patient selection;  Patient selection should be done via standardised assessment such as the neurological-oncological-mechanical systemic (NOMS) framework; and  The assessment should be carried out by a multidisciplinary team (MDT), which may be inclusive of, but not limited to, radiation oncologists, spine surgeons and interventional radiologists, among others.
Orthopaedics | Spine - Thoracolumbar (TL) and sacral surgery | TL and sacral fusion and fixation implant | TL Rod | Highridge Medical | Percutaneous Rod, CoCr D5.5 x 50mm, Curved | 816M1050 | Standalone | DE0510347 | As per HSA registered indication(s) except for radiolucent implants which should be used as follows:  in patients with primary or metastatic spinal tumours who would benefit from post-operative high dose high precision beam therapy upon appropriate and stringent patient selection;  Patient selection should be done via standardised assessment such as the neurological-oncological-mechanical systemic (NOMS) framework; and  The assessment should be carried out by a multidisciplinary team (MDT), which may be inclusive of, but not limited to, radiation oncologists, spine surgeons and interventional radiologists, among others.
Orthopaedics | Spine - Thoracolumbar (TL) and sacral surgery | TL and sacral fusion and fixation implant | TL Rod | Highridge Medical | Percutaneous Rod, CoCr D5.5 x 55mm, Curved | 816M1055 | Standalone | DE0510347 | As per HSA registered indication(s) except for radiolucent implants which should be used as follows:  in patients with primary or metastatic spinal tumours who would benefit from post-operative high dose high precision beam therapy upon appropriate and stringent patient selection;  Patient selection should be done via standardised assessment such as the neurological-oncological-mechanical systemic (NOMS) framework; and  The assessment should be carried out by a multidisciplinary team (MDT), which may be inclusive of, but not limited to, radiation oncologists, spine surgeons and interventional radiologists, among others.
Orthopaedics | Spine - Thoracolumbar (TL) and sacral surgery | TL and sacral fusion and fixation implant | TL Rod | Highridge Medical | Percutaneous Rod, CoCr D5.5 x 60mm, Curved | 816M1060 | Standalone | DE0510347 | As per HSA registered indication(s) except for radiolucent implants which should be used as follows:  in patients with primary or metastatic spinal tumours who would benefit from post-operative high dose high precision beam therapy upon appropriate and stringent patient selection;  Patient selection should be done via standardised assessment such as the neurological-oncological-mechanical systemic (NOMS) framework; and  The assessment should be carried out by a multidisciplinary team (MDT), which may be inclusive of, but not limited to, radiation oncologists, spine surgeons and interventional radiologists, among others.
Orthopaedics | Spine - Thoracolumbar (TL) and sacral surgery | TL and sacral fusion and fixation implant | TL Rod | Highridge Medical | Percutaneous Rod, CoCr D5.5 x 65mm, Curved | 816M1065 | Standalone | DE0510347 | As per HSA registered indication(s) except for radiolucent implants which should be used as follows:  in patients with primary or metastatic spinal tumours who would benefit from post-operative high dose high precision beam therapy upon appropriate and stringent patient selection;  Patient selection should be done via standardised assessment such as the neurological-oncological-mechanical systemic (NOMS) framework; and  The assessment should be carried out by a multidisciplinary team (MDT), which may be inclusive of, but not limited to, radiation oncologists, spine surgeons and interventional radiologists, among others.
Orthopaedics | Spine - Thoracolumbar (TL) and sacral surgery | TL and sacral fusion and fixation implant | TL Rod | Highridge Medical | Percutaneous Rod, CoCr D5.5 x 70mm, Curved | 816M1070 | Standalone | DE0510347 | As per HSA registered indication(s) except for radiolucent implants which should be used as follows:  in patients with primary or metastatic spinal tumours who would benefit from post-operative high dose high precision beam therapy upon appropriate and stringent patient selection;  Patient selection should be done via standardised assessment such as the neurological-oncological-mechanical systemic (NOMS) framework; and  The assessment should be carried out by a multidisciplinary team (MDT), which may be inclusive of, but not limited to, radiation oncologists, spine surgeons and interventional radiologists, among others.
Orthopaedics | Spine - Thoracolumbar (TL) and sacral surgery | TL and sacral fusion and fixation implant | TL Rod | Highridge Medical | Percutaneous Rod, CoCr D5.5 x 75mm, Curved | 816M1075 | Standalone | DE0510347 | As per HSA registered indication(s) except for radiolucent implants which should be used as follows:  in patients with primary or metastatic spinal tumours who would benefit from post-operative high dose high precision beam therapy upon appropriate and stringent patient selection;  Patient selection should be done via standardised assessment such as the neurological-oncological-mechanical systemic (NOMS) framework; and  The assessment should be carried out by a multidisciplinary team (MDT), which may be inclusive of, but not limited to, radiation oncologists, spine surgeons and interventional radiologists, among others.
Orthopaedics | Spine - Thoracolumbar (TL) and sacral surgery | TL and sacral fusion and fixation implant | TL Rod | Highridge Medical | Percutaneous Rod, CoCr D5.5 x 80mm, Curved | 816M1080 | Standalone | DE0510347 | As per HSA registered indication(s) except for radiolucent implants which should be used as follows:  in patients with primary or metastatic spinal tumours who would benefit from post-operative high dose high precision beam therapy upon appropriate and stringent patient selection;  Patient selection should be done via standardised assessment such as the neurological-oncological-mechanical systemic (NOMS) framework; and  The assessment should be carried out by a multidisciplinary team (MDT), which may be inclusive of, but not limited to, radiation oncologists, spine surgeons and interventional radiologists, among others.
Orthopaedics | Spine - Thoracolumbar (TL) and sacral surgery | TL and sacral fusion and fixation implant | TL Rod | Highridge Medical | Percutaneous Rod, CoCr D5.5 x 85mm, Curved | 816M1085 | Standalone | DE0510347 | As per HSA registered indication(s) except for radiolucent implants which should be used as follows:  in patients with primary or metastatic spinal tumours who would benefit from post-operative high dose high precision beam therapy upon appropriate and stringent patient selection;  Patient selection should be done via standardised assessment such as the neurological-oncological-mechanical systemic (NOMS) framework; and  The assessment should be carried out by a multidisciplinary team (MDT), which may be inclusive of, but not limited to, radiation oncologists, spine surgeons and interventional radiologists, among others.
Orthopaedics | Spine - Thoracolumbar (TL) and sacral surgery | TL and sacral fusion and fixation implant | TL Rod | Highridge Medical | Percutaneous Rod, CoCr D5.5 x 90mm, Curved | 816M1090 | Standalone | DE0510347 | As per HSA registered indication(s) except for radiolucent implants which should be used as follows:  in patients with primary or metastatic spinal tumours who would benefit from post-operative high dose high precision beam therapy upon appropriate and stringent patient selection;  Patient selection should be done via standardised assessment such as the neurological-oncological-mechanical systemic (NOMS) framework; and  The assessment should be carried out by a multidisciplinary team (MDT), which may be inclusive of, but not limited to, radiation oncologists, spine surgeons and interventional radiologists, among others.
Orthopaedics | Spine - Thoracolumbar (TL) and sacral surgery | TL and sacral fusion and fixation implant | TL Rod | Highridge Medical | Percutaneous Rod, CoCr D5.5 x 95mm, Curved | 816M1095 | Standalone | DE0510347 | As per HSA registered indication(s) except for radiolucent implants which should be used as follows:  in patients with primary or metastatic spinal tumours who would benefit from post-operative high dose high precision beam therapy upon appropriate and stringent patient selection;  Patient selection should be done via standardised assessment such as the neurological-oncological-mechanical systemic (NOMS) framework; and  The assessment should be carried out by a multidisciplinary team (MDT), which may be inclusive of, but not limited to, radiation oncologists, spine surgeons and interventional radiologists, among others.
Orthopaedics | Spine - Thoracolumbar (TL) and sacral surgery | TL and sacral fusion and fixation implant | TL Rod | Highridge Medical | Percutaneous Rod, CoCr D5.5 x 100mm, Curved | 816M1100 | Standalone | DE0510347 | As per HSA registered indication(s) except for radiolucent implants which should be used as follows:  in patients with primary or metastatic spinal tumours who would benefit from post-operative high dose high precision beam therapy upon appropriate and stringent patient selection;  Patient selection should be done via standardised assessment such as the neurological-oncological-mechanical systemic (NOMS) framework; and  The assessment should be carried out by a multidisciplinary team (MDT), which may be inclusive of, but not limited to, radiation oncologists, spine surgeons and interventional radiologists, among others.
Orthopaedics | Spine - Thoracolumbar (TL) and sacral surgery | TL and sacral fusion and fixation implant | TL Rod | Highridge Medical | Percutaneous Rod, CoCr D5.5 x 105mm, Curved | 816M1105 | Standalone | DE0510347 | As per HSA registered indication(s) except for radiolucent implants which should be used as follows:  in patients with primary or metastatic spinal tumours who would benefit from post-operative high dose high precision beam therapy upon appropriate and stringent patient selection;  Patient selection should be done via standardised assessment such as the neurological-oncological-mechanical systemic (NOMS) framework; and  The assessment should be carried out by a multidisciplinary team (MDT), which may be inclusive of, but not limited to, radiation oncologists, spine surgeons and interventional radiologists, among others.
Orthopaedics | Spine - Thoracolumbar (TL) and sacral surgery | TL and sacral fusion and fixation implant | TL Rod | Highridge Medical | Percutaneous Rod, CoCr D5.5 x 110mm, Curved | 816M1110 | Standalone | DE0510347 | As per HSA registered indication(s) except for radiolucent implants which should be used as follows:  in patients with primary or metastatic spinal tumours who would benefit from post-operative high dose high precision beam therapy upon appropriate and stringent patient selection;  Patient selection should be done via standardised assessment such as the neurological-oncological-mechanical systemic (NOMS) framework; and  The assessment should be carried out by a multidisciplinary team (MDT), which may be inclusive of, but not limited to, radiation oncologists, spine surgeons and interventional radiologists, among others.
Orthopaedics | Spine - Thoracolumbar (TL) and sacral surgery | TL and sacral fusion and fixation implant | TL Rod | Highridge Medical | Percutaneous Rod, CoCr D5.5 x 115mm, Curved | 816M1115 | Standalone | DE0510347 | As per HSA registered indication(s) except for radiolucent implants which should be used as follows:  in patients with primary or metastatic spinal tumours who would benefit from post-operative high dose high precision beam therapy upon appropriate and stringent patient selection;  Patient selection should be done via standardised assessment such as the neurological-oncological-mechanical systemic (NOMS) framework; and  The assessment should be carried out by a multidisciplinary team (MDT), which may be inclusive of, but not limited to, radiation oncologists, spine surgeons and interventional radiologists, among others.
Orthopaedics | Spine - Thoracolumbar (TL) and sacral surgery | TL and sacral fusion and fixation implant | TL Rod | Highridge Medical | Percutaneous Rod, CoCr D5.5 x 120mm, Curved | 816M1120 | Standalone | DE0510347 | As per HSA registered indication(s) except for radiolucent implants which should be used as follows:  in patients with primary or metastatic spinal tumours who would benefit from post-operative high dose high precision beam therapy upon appropriate and stringent patient selection;  Patient selection should be done via standardised assessment such as the neurological-oncological-mechanical systemic (NOMS) framework; and  The assessment should be carried out by a multidisciplinary team (MDT), which may be inclusive of, but not limited to, radiation oncologists, spine surgeons and interventional radiologists, among others.
Orthopaedics | Spine - Thoracolumbar (TL) and sacral surgery | TL and sacral fusion and fixation implant | TL Rod | Highridge Medical | Percutaneous Rod, CoCr D5.5 x 125mm, Curved | 816M1125 | Standalone | DE0510347 | As per HSA registered indication(s) except for radiolucent implants which should be used as follows:  in patients with primary or metastatic spinal tumours who would benefit from post-operative high dose high precision beam therapy upon appropriate and stringent patient selection;  Patient selection should be done via standardised assessment such as the neurological-oncological-mechanical systemic (NOMS) framework; and  The assessment should be carried out by a multidisciplinary team (MDT), which may be inclusive of, but not limited to, radiation oncologists, spine surgeons and interventional radiologists, among others.
Orthopaedics | Spine - Thoracolumbar (TL) and sacral surgery | TL and sacral fusion and fixation implant | TL Rod | Highridge Medical | Percutaneous Rod, CoCr D5.5 x 130mm, Curved | 816M1130 | Standalone | DE0510347 | As per HSA registered indication(s) except for radiolucent implants which should be used as follows:  in patients with primary or metastatic spinal tumours who would benefit from post-operative high dose high precision beam therapy upon appropriate and stringent patient selection;  Patient selection should be done via standardised assessment such as the neurological-oncological-mechanical systemic (NOMS) framework; and  The assessment should be carried out by a multidisciplinary team (MDT), which may be inclusive of, but not limited to, radiation oncologists, spine surgeons and interventional radiologists, among others.
Orthopaedics | Spine - Thoracolumbar (TL) and sacral surgery | TL and sacral fusion and fixation implant | TL Rod | Highridge Medical | Percutaneous Rod, CoCr D5.5 x 135mm, Curved | 816M1135 | Standalone | DE0510347 | As per HSA registered indication(s) except for radiolucent implants which should be used as follows:  in patients with primary or metastatic spinal tumours who would benefit from post-operative high dose high precision beam therapy upon appropriate and stringent patient selection;  Patient selection should be done via standardised assessment such as the neurological-oncological-mechanical systemic (NOMS) framework; and  The assessment should be carried out by a multidisciplinary team (MDT), which may be inclusive of, but not limited to, radiation oncologists, spine surgeons and interventional radiologists, among others.
Orthopaedics | Spine - Thoracolumbar (TL) and sacral surgery | TL and sacral fusion and fixation implant | TL Rod | Highridge Medical | Percutaneous Rod, CoCr D5.5 x 140mm, Curved | 816M1140 | Standalone | DE0510347 | As per HSA registered indication(s) except for radiolucent implants which should be used as follows:  in patients with primary or metastatic spinal tumours who would benefit from post-operative high dose high precision beam therapy upon appropriate and stringent patient selection;  Patient selection should be done via standardised assessment such as the neurological-oncological-mechanical systemic (NOMS) framework; and  The assessment should be carried out by a multidisciplinary team (MDT), which may be inclusive of, but not limited to, radiation oncologists, spine surgeons and interventional radiologists, among others.
Orthopaedics | Spine - Thoracolumbar (TL) and sacral surgery | TL and sacral fusion and fixation implant | TL Rod | Highridge Medical | Percutaneous Rod, CoCr D5.5 x 145mm, Curved | 816M1145 | Standalone | DE0510347 | As per HSA registered indication(s) except for radiolucent implants which should be used as follows:  in patients with primary or metastatic spinal tumours who would benefit from post-operative high dose high precision beam therapy upon appropriate and stringent patient selection;  Patient selection should be done via standardised assessment such as the neurological-oncological-mechanical systemic (NOMS) framework; and  The assessment should be carried out by a multidisciplinary team (MDT), which may be inclusive of, but not limited to, radiation oncologists, spine surgeons and interventional radiologists, among others.
Orthopaedics | Spine - Thoracolumbar (TL) and sacral surgery | TL and sacral fusion and fixation implant | TL Rod | Highridge Medical | Percutaneous Rod, CoCr D5.5 x 150mm, Curved | 816M1150 | Standalone | DE0510347 | As per HSA registered indication(s) except for radiolucent implants which should be used as follows:  in patients with primary or metastatic spinal tumours who would benefit from post-operative high dose high precision beam therapy upon appropriate and stringent patient selection;  Patient selection should be done via standardised assessment such as the neurological-oncological-mechanical systemic (NOMS) framework; and  The assessment should be carried out by a multidisciplinary team (MDT), which may be inclusive of, but not limited to, radiation oncologists, spine surgeons and interventional radiologists, among others.
Orthopaedics | Spine - Thoracolumbar (TL) and sacral surgery | TL and sacral fusion and fixation implant | TL Rod | Highridge Medical | Percutaneous Rod, CoCr D5.5 x 155mm, Curved | 816M1155 | Standalone | DE0510347 | As per HSA registered indication(s) except for radiolucent implants which should be used as follows:  in patients with primary or metastatic spinal tumours who would benefit from post-operative high dose high precision beam therapy upon appropriate and stringent patient selection;  Patient selection should be done via standardised assessment such as the neurological-oncological-mechanical systemic (NOMS) framework; and  The assessment should be carried out by a multidisciplinary team (MDT), which may be inclusive of, but not limited to, radiation oncologists, spine surgeons and interventional radiologists, among others.
Orthopaedics | Spine - Thoracolumbar (TL) and sacral surgery | TL and sacral fusion and fixation implant | TL Rod | Highridge Medical | Percutaneous Rod, CoCr D5.5 x 160mm, Curved | 816M1160 | Standalone | DE0510347 | As per HSA registered indication(s) except for radiolucent implants which should be used as follows:  in patients with primary or metastatic spinal tumours who would benefit from post-operative high dose high precision beam therapy upon appropriate and stringent patient selection;  Patient selection should be done via standardised assessment such as the neurological-oncological-mechanical systemic (NOMS) framework; and  The assessment should be carried out by a multidisciplinary team (MDT), which may be inclusive of, but not limited to, radiation oncologists, spine surgeons and interventional radiologists, among others.
Orthopaedics | Spine - Thoracolumbar (TL) and sacral surgery | TL and sacral fusion and fixation implant | TL Rod | Highridge Medical | Percutaneous Rod, CoCr D5.5 x 165mm, Curved | 816M1165 | Standalone | DE0510347 | As per HSA registered indication(s) except for radiolucent implants which should be used as follows:  in patients with primary or metastatic spinal tumours who would benefit from post-operative high dose high precision beam therapy upon appropriate and stringent patient selection;  Patient selection should be done via standardised assessment such as the neurological-oncological-mechanical systemic (NOMS) framework; and  The assessment should be carried out by a multidisciplinary team (MDT), which may be inclusive of, but not limited to, radiation oncologists, spine surgeons and interventional radiologists, among others.
Orthopaedics | Spine - Thoracolumbar (TL) and sacral surgery | TL and sacral fusion and fixation implant | TL Rod | Highridge Medical | Percutaneous Rod, CoCr D5.5 x 170mm, Curved | 816M1170 | Standalone | DE0510347 | As per HSA registered indication(s) except for radiolucent implants which should be used as follows:  in patients with primary or metastatic spinal tumours who would benefit from post-operative high dose high precision beam therapy upon appropriate and stringent patient selection;  Patient selection should be done via standardised assessment such as the neurological-oncological-mechanical systemic (NOMS) framework; and  The assessment should be carried out by a multidisciplinary team (MDT), which may be inclusive of, but not limited to, radiation oncologists, spine surgeons and interventional radiologists, among others.
Orthopaedics | Spine - Thoracolumbar (TL) and sacral surgery | TL and sacral fusion and fixation implant | TL Rod | Highridge Medical | Percutaneous Rod, CoCr D5.5 x 175mm, Curved | 816M1175 | Standalone | DE0510347 | As per HSA registered indication(s) except for radiolucent implants which should be used as follows:  in patients with primary or metastatic spinal tumours who would benefit from post-operative high dose high precision beam therapy upon appropriate and stringent patient selection;  Patient selection should be done via standardised assessment such as the neurological-oncological-mechanical systemic (NOMS) framework; and  The assessment should be carried out by a multidisciplinary team (MDT), which may be inclusive of, but not limited to, radiation oncologists, spine surgeons and interventional radiologists, among others.
Orthopaedics | Spine - Thoracolumbar (TL) and sacral surgery | TL and sacral fusion and fixation implant | TL Rod | Highridge Medical | Percutaneous Rod, CoCr D5.5 x 180mm, Curved | 816M1180 | Standalone | DE0510347 | As per HSA registered indication(s) except for radiolucent implants which should be used as follows:  in patients with primary or metastatic spinal tumours who would benefit from post-operative high dose high precision beam therapy upon appropriate and stringent patient selection;  Patient selection should be done via standardised assessment such as the neurological-oncological-mechanical systemic (NOMS) framework; and  The assessment should be carried out by a multidisciplinary team (MDT), which may be inclusive of, but not limited to, radiation oncologists, spine surgeons and interventional radiologists, among others.
Orthopaedics | Spine - Thoracolumbar (TL) and sacral surgery | TL and sacral fusion and fixation implant | TL Rod | Highridge Medical | Percutaneous Rod, CoCr D5.5 x 185mm, Curved | 816M1185 | Standalone | DE0510347 | As per HSA registered indication(s) except for radiolucent implants which should be used as follows:  in patients with primary or metastatic spinal tumours who would benefit from post-operative high dose high precision beam therapy upon appropriate and stringent patient selection;  Patient selection should be done via standardised assessment such as the neurological-oncological-mechanical systemic (NOMS) framework; and  The assessment should be carried out by a multidisciplinary team (MDT), which may be inclusive of, but not limited to, radiation oncologists, spine surgeons and interventional radiologists, among others.
Orthopaedics | Spine - Thoracolumbar (TL) and sacral surgery | TL and sacral fusion and fixation implant | TL Rod | Highridge Medical | Percutaneous Rod, CoCr D5.5 x 190mm, Curved | 816M1190 | Standalone | DE0510347 | As per HSA registered indication(s) except for radiolucent implants which should be used as follows:  in patients with primary or metastatic spinal tumours who would benefit from post-operative high dose high precision beam therapy upon appropriate and stringent patient selection;  Patient selection should be done via standardised assessment such as the neurological-oncological-mechanical systemic (NOMS) framework; and  The assessment should be carried out by a multidisciplinary team (MDT), which may be inclusive of, but not limited to, radiation oncologists, spine surgeons and interventional radiologists, among others.
Orthopaedics | Spine - Thoracolumbar (TL) and sacral surgery | TL and sacral fusion and fixation implant | TL Rod | Highridge Medical | Percutaneous Rod, CoCr D5.5 x 195mm, Curved | 816M1195 | Standalone | DE0510347 | As per HSA registered indication(s) except for radiolucent implants which should be used as follows:  in patients with primary or metastatic spinal tumours who would benefit from post-operative high dose high precision beam therapy upon appropriate and stringent patient selection;  Patient selection should be done via standardised assessment such as the neurological-oncological-mechanical systemic (NOMS) framework; and  The assessment should be carried out by a multidisciplinary team (MDT), which may be inclusive of, but not limited to, radiation oncologists, spine surgeons and interventional radiologists, among others.
Orthopaedics | Spine - Thoracolumbar (TL) and sacral surgery | TL and sacral fusion and fixation implant | TL Rod | Highridge Medical | Percutaneous Rod, CoCr D5.5 x 200mm, Curved | 816M1200 | Standalone | DE0510347 | As per HSA registered indication(s) except for radiolucent implants which should be used as follows:  in patients with primary or metastatic spinal tumours who would benefit from post-operative high dose high precision beam therapy upon appropriate and stringent patient selection;  Patient selection should be done via standardised assessment such as the neurological-oncological-mechanical systemic (NOMS) framework; and  The assessment should be carried out by a multidisciplinary team (MDT), which may be inclusive of, but not limited to, radiation oncologists, spine surgeons and interventional radiologists, among others.
Orthopaedics | Spine - Thoracolumbar (TL) and sacral surgery | TL and sacral fusion and fixation implant | TL Rod | Highridge Medical | Percutaneous Rod, CoCr D6.0 x 20mm, Curved | 816M2020 | Standalone | DE0510347 | As per HSA registered indication(s) except for radiolucent implants which should be used as follows:  in patients with primary or metastatic spinal tumours who would benefit from post-operative high dose high precision beam therapy upon appropriate and stringent patient selection;  Patient selection should be done via standardised assessment such as the neurological-oncological-mechanical systemic (NOMS) framework; and  The assessment should be carried out by a multidisciplinary team (MDT), which may be inclusive of, but not limited to, radiation oncologists, spine surgeons and interventional radiologists, among others.
Orthopaedics | Spine - Thoracolumbar (TL) and sacral surgery | TL and sacral fusion and fixation implant | TL Rod | Highridge Medical | Percutaneous Rod, CoCr D6.0 x 25mm, Curved | 816M2025 | Standalone | DE0510347 | As per HSA registered indication(s) except for radiolucent implants which should be used as follows:  in patients with primary or metastatic spinal tumours who would benefit from post-operative high dose high precision beam therapy upon appropriate and stringent patient selection;  Patient selection should be done via standardised assessment such as the neurological-oncological-mechanical systemic (NOMS) framework; and  The assessment should be carried out by a multidisciplinary team (MDT), which may be inclusive of, but not limited to, radiation oncologists, spine surgeons and interventional radiologists, among others.
Orthopaedics | Spine - Thoracolumbar (TL) and sacral surgery | TL and sacral fusion and fixation implant | TL Rod | Highridge Medical | Percutaneous Rod, CoCr D6.0 x 30mm, Curved | 816M2030 | Standalone | DE0510347 | As per HSA registered indication(s) except for radiolucent implants which should be used as follows:  in patients with primary or metastatic spinal tumours who would benefit from post-operative high dose high precision beam therapy upon appropriate and stringent patient selection;  Patient selection should be done via standardised assessment such as the neurological-oncological-mechanical systemic (NOMS) framework; and  The assessment should be carried out by a multidisciplinary team (MDT), which may be inclusive of, but not limited to, radiation oncologists, spine surgeons and interventional radiologists, among others.
Orthopaedics | Spine - Thoracolumbar (TL) and sacral surgery | TL and sacral fusion and fixation implant | TL Rod | Highridge Medical | Percutaneous Rod, CoCr D6.0 x 35mm, Curved | 816M2035 | Standalone | DE0510347 | As per HSA registered indication(s) except for radiolucent implants which should be used as follows:  in patients with primary or metastatic spinal tumours who would benefit from post-operative high dose high precision beam therapy upon appropriate and stringent patient selection;  Patient selection should be done via standardised assessment such as the neurological-oncological-mechanical systemic (NOMS) framework; and  The assessment should be carried out by a multidisciplinary team (MDT), which may be inclusive of, but not limited to, radiation oncologists, spine surgeons and interventional radiologists, among others.
Orthopaedics | Spine - Thoracolumbar (TL) and sacral surgery | TL and sacral fusion and fixation implant | TL Rod | Highridge Medical | Percutaneous Rod, CoCr D6.0 x 40mm, Curved | 816M2040 | Standalone | DE0510347 | As per HSA registered indication(s) except for radiolucent implants which should be used as follows:  in patients with primary or metastatic spinal tumours who would benefit from post-operative high dose high precision beam therapy upon appropriate and stringent patient selection;  Patient selection should be done via standardised assessment such as the neurological-oncological-mechanical systemic (NOMS) framework; and  The assessment should be carried out by a multidisciplinary team (MDT), which may be inclusive of, but not limited to, radiation oncologists, spine surgeons and interventional radiologists, among others.
Orthopaedics | Spine - Thoracolumbar (TL) and sacral surgery | TL and sacral fusion and fixation implant | TL Rod | Highridge Medical | Percutaneous Rod, CoCr D6.0 x 45mm, Curved | 816M2045 | Standalone | DE0510347 | As per HSA registered indication(s) except for radiolucent implants which should be used as follows:  in patients with primary or metastatic spinal tumours who would benefit from post-operative high dose high precision beam therapy upon appropriate and stringent patient selection;  Patient selection should be done via standardised assessment such as the neurological-oncological-mechanical systemic (NOMS) framework; and  The assessment should be carried out by a multidisciplinary team (MDT), which may be inclusive of, but not limited to, radiation oncologists, spine surgeons and interventional radiologists, among others.
Orthopaedics | Spine - Thoracolumbar (TL) and sacral surgery | TL and sacral fusion and fixation implant | TL Rod | Highridge Medical | Percutaneous Rod, CoCr D6.0 x 50mm, Curved | 816M2050 | Standalone | DE0510347 | As per HSA registered indication(s) except for radiolucent implants which should be used as follows:  in patients with primary or metastatic spinal tumours who would benefit from post-operative high dose high precision beam therapy upon appropriate and stringent patient selection;  Patient selection should be done via standardised assessment such as the neurological-oncological-mechanical systemic (NOMS) framework; and  The assessment should be carried out by a multidisciplinary team (MDT), which may be inclusive of, but not limited to, radiation oncologists, spine surgeons and interventional radiologists, among others.
Orthopaedics | Spine - Thoracolumbar (TL) and sacral surgery | TL and sacral fusion and fixation implant | TL Rod | Highridge Medical | Percutaneous Rod, CoCr D6.0 x 55mm, Curved | 816M2055 | Standalone | DE0510347 | As per HSA registered indication(s) except for radiolucent implants which should be used as follows:  in patients with primary or metastatic spinal tumours who would benefit from post-operative high dose high precision beam therapy upon appropriate and stringent patient selection;  Patient selection should be done via standardised assessment such as the neurological-oncological-mechanical systemic (NOMS) framework; and  The assessment should be carried out by a multidisciplinary team (MDT), which may be inclusive of, but not limited to, radiation oncologists, spine surgeons and interventional radiologists, among others.
Orthopaedics | Spine - Thoracolumbar (TL) and sacral surgery | TL and sacral fusion and fixation implant | TL Rod | Highridge Medical | Percutaneous Rod, CoCr D6.0 x 60mm, Curved | 816M2060 | Standalone | DE0510347 | As per HSA registered indication(s) except for radiolucent implants which should be used as follows:  in patients with primary or metastatic spinal tumours who would benefit from post-operative high dose high precision beam therapy upon appropriate and stringent patient selection;  Patient selection should be done via standardised assessment such as the neurological-oncological-mechanical systemic (NOMS) framework; and  The assessment should be carried out by a multidisciplinary team (MDT), which may be inclusive of, but not limited to, radiation oncologists, spine surgeons and interventional radiologists, among others.
Orthopaedics | Spine - Thoracolumbar (TL) and sacral surgery | TL and sacral fusion and fixation implant | TL Rod | Highridge Medical | Percutaneous Rod, CoCr D6.0 x 65mm, Curved | 816M2065 | Standalone | DE0510347 | As per HSA registered indication(s) except for radiolucent implants which should be used as follows:  in patients with primary or metastatic spinal tumours who would benefit from post-operative high dose high precision beam therapy upon appropriate and stringent patient selection;  Patient selection should be done via standardised assessment such as the neurological-oncological-mechanical systemic (NOMS) framework; and  The assessment should be carried out by a multidisciplinary team (MDT), which may be inclusive of, but not limited to, radiation oncologists, spine surgeons and interventional radiologists, among others.
Orthopaedics | Spine - Thoracolumbar (TL) and sacral surgery | TL and sacral fusion and fixation implant | TL Rod | Highridge Medical | Percutaneous Rod, CoCr D6.0 x 70mm, Curved | 816M2070 | Standalone | DE0510347 | As per HSA registered indication(s) except for radiolucent implants which should be used as follows:  in patients with primary or metastatic spinal tumours who would benefit from post-operative high dose high precision beam therapy upon appropriate and stringent patient selection;  Patient selection should be done via standardised assessment such as the neurological-oncological-mechanical systemic (NOMS) framework; and  The assessment should be carried out by a multidisciplinary team (MDT), which may be inclusive of, but not limited to, radiation oncologists, spine surgeons and interventional radiologists, among others.
Orthopaedics | Spine - Thoracolumbar (TL) and sacral surgery | TL and sacral fusion and fixation implant | TL Rod | Highridge Medical | Percutaneous Rod, CoCr D6.0 x 75mm, Curved | 816M2075 | Standalone | DE0510347 | As per HSA registered indication(s) except for radiolucent implants which should be used as follows:  in patients with primary or metastatic spinal tumours who would benefit from post-operative high dose high precision beam therapy upon appropriate and stringent patient selection;  Patient selection should be done via standardised assessment such as the neurological-oncological-mechanical systemic (NOMS) framework; and  The assessment should be carried out by a multidisciplinary team (MDT), which may be inclusive of, but not limited to, radiation oncologists, spine surgeons and interventional radiologists, among others.
Orthopaedics | Spine - Thoracolumbar (TL) and sacral surgery | TL and sacral fusion and fixation implant | TL Rod | Highridge Medical | Percutaneous Rod, CoCr D6.0 x 80mm, Curved | 816M2080 | Standalone | DE0510347 | As per HSA registered indication(s) except for radiolucent implants which should be used as follows:  in patients with primary or metastatic spinal tumours who would benefit from post-operative high dose high precision beam therapy upon appropriate and stringent patient selection;  Patient selection should be done via standardised assessment such as the neurological-oncological-mechanical systemic (NOMS) framework; and  The assessment should be carried out by a multidisciplinary team (MDT), which may be inclusive of, but not limited to, radiation oncologists, spine surgeons and interventional radiologists, among others.
Orthopaedics | Spine - Thoracolumbar (TL) and sacral surgery | TL and sacral fusion and fixation implant | TL Rod | Highridge Medical | Percutaneous Rod, CoCr D6.0 x 85mm, Curved | 816M2085 | Standalone | DE0510347 | As per HSA registered indication(s) except for radiolucent implants which should be used as follows:  in patients with primary or metastatic spinal tumours who would benefit from post-operative high dose high precision beam therapy upon appropriate and stringent patient selection;  Patient selection should be done via standardised assessment such as the neurological-oncological-mechanical systemic (NOMS) framework; and  The assessment should be carried out by a multidisciplinary team (MDT), which may be inclusive of, but not limited to, radiation oncologists, spine surgeons and interventional radiologists, among others.
Orthopaedics | Spine - Thoracolumbar (TL) and sacral surgery | TL and sacral fusion and fixation implant | TL Rod | Highridge Medical | Percutaneous Rod, CoCr D6.0 x 90mm, Curved | 816M2090 | Standalone | DE0510347 | As per HSA registered indication(s) except for radiolucent implants which should be used as follows:  in patients with primary or metastatic spinal tumours who would benefit from post-operative high dose high precision beam therapy upon appropriate and stringent patient selection;  Patient selection should be done via standardised assessment such as the neurological-oncological-mechanical systemic (NOMS) framework; and  The assessment should be carried out by a multidisciplinary team (MDT), which may be inclusive of, but not limited to, radiation oncologists, spine surgeons and interventional radiologists, among others.
Orthopaedics | Spine - Thoracolumbar (TL) and sacral surgery | TL and sacral fusion and fixation implant | TL Rod | Highridge Medical | Percutaneous Rod, CoCr D6.0 x 95mm, Curved | 816M2095 | Standalone | DE0510347 | As per HSA registered indication(s) except for radiolucent implants which should be used as follows:  in patients with primary or metastatic spinal tumours who would benefit from post-operative high dose high precision beam therapy upon appropriate and stringent patient selection;  Patient selection should be done via standardised assessment such as the neurological-oncological-mechanical systemic (NOMS) framework; and  The assessment should be carried out by a multidisciplinary team (MDT), which may be inclusive of, but not limited to, radiation oncologists, spine surgeons and interventional radiologists, among others.
Orthopaedics | Spine - Thoracolumbar (TL) and sacral surgery | TL and sacral fusion and fixation implant | TL Rod | Highridge Medical | Percutaneous Rod, CoCr D6.0 x 100mm, Curved | 816M2100 | Standalone | DE0510347 | As per HSA registered indication(s) except for radiolucent implants which should be used as follows:  in patients with primary or metastatic spinal tumours who would benefit from post-operative high dose high precision beam therapy upon appropriate and stringent patient selection;  Patient selection should be done via standardised assessment such as the neurological-oncological-mechanical systemic (NOMS) framework; and  The assessment should be carried out by a multidisciplinary team (MDT), which may be inclusive of, but not limited to, radiation oncologists, spine surgeons and interventional radiologists, among others.
Orthopaedics | Spine - Thoracolumbar (TL) and sacral surgery | TL and sacral fusion and fixation implant | TL Rod | Highridge Medical | Percutaneous Rod, CoCr D6.0 x 105mm, Curved | 816M2105 | Standalone | DE0510347 | As per HSA registered indication(s) except for radiolucent implants which should be used as follows:  in patients with primary or metastatic spinal tumours who would benefit from post-operative high dose high precision beam therapy upon appropriate and stringent patient selection;  Patient selection should be done via standardised assessment such as the neurological-oncological-mechanical systemic (NOMS) framework; and  The assessment should be carried out by a multidisciplinary team (MDT), which may be inclusive of, but not limited to, radiation oncologists, spine surgeons and interventional radiologists, among others.
Orthopaedics | Spine - Thoracolumbar (TL) and sacral surgery | TL and sacral fusion and fixation implant | TL Rod | Highridge Medical | Percutaneous Rod, CoCr D6.0 x 110mm, Curved | 816M2110 | Standalone | DE0510347 | As per HSA registered indication(s) except for radiolucent implants which should be used as follows:  in patients with primary or metastatic spinal tumours who would benefit from post-operative high dose high precision beam therapy upon appropriate and stringent patient selection;  Patient selection should be done via standardised assessment such as the neurological-oncological-mechanical systemic (NOMS) framework; and  The assessment should be carried out by a multidisciplinary team (MDT), which may be inclusive of, but not limited to, radiation oncologists, spine surgeons and interventional radiologists, among others.
Orthopaedics | Spine - Thoracolumbar (TL) and sacral surgery | TL and sacral fusion and fixation implant | TL Rod | Highridge Medical | Percutaneous Rod, CoCr D6.0 x 115mm, Curved | 816M2115 | Standalone | DE0510347 | As per HSA registered indication(s) except for radiolucent implants which should be used as follows:  in patients with primary or metastatic spinal tumours who would benefit from post-operative high dose high precision beam therapy upon appropriate and stringent patient selection;  Patient selection should be done via standardised assessment such as the neurological-oncological-mechanical systemic (NOMS) framework; and  The assessment should be carried out by a multidisciplinary team (MDT), which may be inclusive of, but not limited to, radiation oncologists, spine surgeons and interventional radiologists, among others.
Orthopaedics | Spine - Thoracolumbar (TL) and sacral surgery | TL and sacral fusion and fixation implant | TL Rod | Highridge Medical | Percutaneous Rod, CoCr D6.0 x 120mm, Curved | 816M2120 | Standalone | DE0510347 | As per HSA registered indication(s) except for radiolucent implants which should be used as follows:  in patients with primary or metastatic spinal tumours who would benefit from post-operative high dose high precision beam therapy upon appropriate and stringent patient selection;  Patient selection should be done via standardised assessment such as the neurological-oncological-mechanical systemic (NOMS) framework; and  The assessment should be carried out by a multidisciplinary team (MDT), which may be inclusive of, but not limited to, radiation oncologists, spine surgeons and interventional radiologists, among others.
Orthopaedics | Spine - Thoracolumbar (TL) and sacral surgery | TL and sacral fusion and fixation implant | TL Rod | Highridge Medical | Percutaneous Rod, CoCr D6.0 x 125mm, Curved | 816M2125 | Standalone | DE0510347 | As per HSA registered indication(s) except for radiolucent implants which should be used as follows:  in patients with primary or metastatic spinal tumours who would benefit from post-operative high dose high precision beam therapy upon appropriate and stringent patient selection;  Patient selection should be done via standardised assessment such as the neurological-oncological-mechanical systemic (NOMS) framework; and  The assessment should be carried out by a multidisciplinary team (MDT), which may be inclusive of, but not limited to, radiation oncologists, spine surgeons and interventional radiologists, among others.
Orthopaedics | Spine - Thoracolumbar (TL) and sacral surgery | TL and sacral fusion and fixation implant | TL Rod | Highridge Medical | Percutaneous Rod, CoCr D6.0 x 130mm, Curved | 816M2130 | Standalone | DE0510347 | As per HSA registered indication(s) except for radiolucent implants which should be used as follows:  in patients with primary or metastatic spinal tumours who would benefit from post-operative high dose high precision beam therapy upon appropriate and stringent patient selection;  Patient selection should be done via standardised assessment such as the neurological-oncological-mechanical systemic (NOMS) framework; and  The assessment should be carried out by a multidisciplinary team (MDT), which may be inclusive of, but not limited to, radiation oncologists, spine surgeons and interventional radiologists, among others.
Orthopaedics | Spine - Thoracolumbar (TL) and sacral surgery | TL and sacral fusion and fixation implant | TL Rod | Highridge Medical | Percutaneous Rod, CoCr D6.0 x 135mm, Curved | 816M2135 | Standalone | DE0510347 | As per HSA registered indication(s) except for radiolucent implants which should be used as follows:  in patients with primary or metastatic spinal tumours who would benefit from post-operative high dose high precision beam therapy upon appropriate and stringent patient selection;  Patient selection should be done via standardised assessment such as the neurological-oncological-mechanical systemic (NOMS) framework; and  The assessment should be carried out by a multidisciplinary team (MDT), which may be inclusive of, but not limited to, radiation oncologists, spine surgeons and interventional radiologists, among others.
Orthopaedics | Spine - Thoracolumbar (TL) and sacral surgery | TL and sacral fusion and fixation implant | TL Rod | Highridge Medical | Percutaneous Rod, CoCr D6.0 x 140mm, Curved | 816M2140 | Standalone | DE0510347 | As per HSA registered indication(s) except for radiolucent implants which should be used as follows:  in patients with primary or metastatic spinal tumours who would benefit from post-operative high dose high precision beam therapy upon appropriate and stringent patient selection;  Patient selection should be done via standardised assessment such as the neurological-oncological-mechanical systemic (NOMS) framework; and  The assessment should be carried out by a multidisciplinary team (MDT), which may be inclusive of, but not limited to, radiation oncologists, spine surgeons and interventional radiologists, among others.
Orthopaedics | Spine - Thoracolumbar (TL) and sacral surgery | TL and sacral fusion and fixation implant | TL Rod | Highridge Medical | Percutaneous Rod, CoCr D6.0 x 145mm, Curved | 816M2145 | Standalone | DE0510347 | As per HSA registered indication(s) except for radiolucent implants which should be used as follows:  in patients with primary or metastatic spinal tumours who would benefit from post-operative high dose high precision beam therapy upon appropriate and stringent patient selection;  Patient selection should be done via standardised assessment such as the neurological-oncological-mechanical systemic (NOMS) framework; and  The assessment should be carried out by a multidisciplinary team (MDT), which may be inclusive of, but not limited to, radiation oncologists, spine surgeons and interventional radiologists, among others.
Orthopaedics | Spine - Thoracolumbar (TL) and sacral surgery | TL and sacral fusion and fixation implant | TL Rod | Highridge Medical | Percutaneous Rod, CoCr D6.0 x 150mm, Curved | 816M2150 | Standalone | DE0510347 | As per HSA registered indication(s) except for radiolucent implants which should be used as follows:  in patients with primary or metastatic spinal tumours who would benefit from post-operative high dose high precision beam therapy upon appropriate and stringent patient selection;  Patient selection should be done via standardised assessment such as the neurological-oncological-mechanical systemic (NOMS) framework; and  The assessment should be carried out by a multidisciplinary team (MDT), which may be inclusive of, but not limited to, radiation oncologists, spine surgeons and interventional radiologists, among others.
Orthopaedics | Spine - Thoracolumbar (TL) and sacral surgery | TL and sacral fusion and fixation implant | TL Rod | Highridge Medical | Percutaneous Rod, CoCr D6.0 x 155mm, Curved | 816M2155 | Standalone | DE0510347 | As per HSA registered indication(s) except for radiolucent implants which should be used as follows:  in patients with primary or metastatic spinal tumours who would benefit from post-operative high dose high precision beam therapy upon appropriate and stringent patient selection;  Patient selection should be done via standardised assessment such as the neurological-oncological-mechanical systemic (NOMS) framework; and  The assessment should be carried out by a multidisciplinary team (MDT), which may be inclusive of, but not limited to, radiation oncologists, spine surgeons and interventional radiologists, among others.
Orthopaedics | Spine - Thoracolumbar (TL) and sacral surgery | TL and sacral fusion and fixation implant | TL Rod | Highridge Medical | Percutaneous Rod, CoCr D6.0 x 160mm, Curved | 816M2160 | Standalone | DE0510347 | As per HSA registered indication(s) except for radiolucent implants which should be used as follows:  in patients with primary or metastatic spinal tumours who would benefit from post-operative high dose high precision beam therapy upon appropriate and stringent patient selection;  Patient selection should be done via standardised assessment such as the neurological-oncological-mechanical systemic (NOMS) framework; and  The assessment should be carried out by a multidisciplinary team (MDT), which may be inclusive of, but not limited to, radiation oncologists, spine surgeons and interventional radiologists, among others.
Orthopaedics | Spine - Thoracolumbar (TL) and sacral surgery | TL and sacral fusion and fixation implant | TL Rod | Highridge Medical | Percutaneous Rod, CoCr D6.0 x 165mm, Curved | 816M2165 | Standalone | DE0510347 | As per HSA registered indication(s) except for radiolucent implants which should be used as follows:  in patients with primary or metastatic spinal tumours who would benefit from post-operative high dose high precision beam therapy upon appropriate and stringent patient selection;  Patient selection should be done via standardised assessment such as the neurological-oncological-mechanical systemic (NOMS) framework; and  The assessment should be carried out by a multidisciplinary team (MDT), which may be inclusive of, but not limited to, radiation oncologists, spine surgeons and interventional radiologists, among others.
Orthopaedics | Spine - Thoracolumbar (TL) and sacral surgery | TL and sacral fusion and fixation implant | TL Rod | Highridge Medical | Percutaneous Rod, CoCr D6.0 x 170mm, Curved | 816M2170 | Standalone | DE0510347 | As per HSA registered indication(s) except for radiolucent implants which should be used as follows:  in patients with primary or metastatic spinal tumours who would benefit from post-operative high dose high precision beam therapy upon appropriate and stringent patient selection;  Patient selection should be done via standardised assessment such as the neurological-oncological-mechanical systemic (NOMS) framework; and  The assessment should be carried out by a multidisciplinary team (MDT), which may be inclusive of, but not limited to, radiation oncologists, spine surgeons and interventional radiologists, among others.
Orthopaedics | Spine - Thoracolumbar (TL) and sacral surgery | TL and sacral fusion and fixation implant | TL Rod | Highridge Medical | Percutaneous Rod, CoCr D6.0 x 175mm, Curved | 816M2175 | Standalone | DE0510347 | As per HSA registered indication(s) except for radiolucent implants which should be used as follows:  in patients with primary or metastatic spinal tumours who would benefit from post-operative high dose high precision beam therapy upon appropriate and stringent patient selection;  Patient selection should be done via standardised assessment such as the neurological-oncological-mechanical systemic (NOMS) framework; and  The assessment should be carried out by a multidisciplinary team (MDT), which may be inclusive of, but not limited to, radiation oncologists, spine surgeons and interventional radiologists, among others.
Orthopaedics | Spine - Thoracolumbar (TL) and sacral surgery | TL and sacral fusion and fixation implant | TL Rod | Highridge Medical | Percutaneous Rod, CoCr D6.0 x 180mm, Curved | 816M2180 | Standalone | DE0510347 | As per HSA registered indication(s) except for radiolucent implants which should be used as follows:  in patients with primary or metastatic spinal tumours who would benefit from post-operative high dose high precision beam therapy upon appropriate and stringent patient selection;  Patient selection should be done via standardised assessment such as the neurological-oncological-mechanical systemic (NOMS) framework; and  The assessment should be carried out by a multidisciplinary team (MDT), which may be inclusive of, but not limited to, radiation oncologists, spine surgeons and interventional radiologists, among others.
Orthopaedics | Spine - Thoracolumbar (TL) and sacral surgery | TL and sacral fusion and fixation implant | TL Rod | Highridge Medical | Percutaneous Rod, CoCr D6.0 x 185mm, Curved | 816M2185 | Standalone | DE0510347 | As per HSA registered indication(s) except for radiolucent implants which should be used as follows:  in patients with primary or metastatic spinal tumours who would benefit from post-operative high dose high precision beam therapy upon appropriate and stringent patient selection;  Patient selection should be done via standardised assessment such as the neurological-oncological-mechanical systemic (NOMS) framework; and  The assessment should be carried out by a multidisciplinary team (MDT), which may be inclusive of, but not limited to, radiation oncologists, spine surgeons and interventional radiologists, among others.
Orthopaedics | Spine - Thoracolumbar (TL) and sacral surgery | TL and sacral fusion and fixation implant | TL Rod | Highridge Medical | Percutaneous Rod, CoCr D6.0 x 190mm, Curved | 816M2190 | Standalone | DE0510347 | As per HSA registered indication(s) except for radiolucent implants which should be used as follows:  in patients with primary or metastatic spinal tumours who would benefit from post-operative high dose high precision beam therapy upon appropriate and stringent patient selection;  Patient selection should be done via standardised assessment such as the neurological-oncological-mechanical systemic (NOMS) framework; and  The assessment should be carried out by a multidisciplinary team (MDT), which may be inclusive of, but not limited to, radiation oncologists, spine surgeons and interventional radiologists, among others.
Orthopaedics | Spine - Thoracolumbar (TL) and sacral surgery | TL and sacral fusion and fixation implant | TL Rod | Highridge Medical | Percutaneous Rod, CoCr D6.0 x 195mm, Curved | 816M2195 | Standalone | DE0510347 | As per HSA registered indication(s) except for radiolucent implants which should be used as follows:  in patients with primary or metastatic spinal tumours who would benefit from post-operative high dose high precision beam therapy upon appropriate and stringent patient selection;  Patient selection should be done via standardised assessment such as the neurological-oncological-mechanical systemic (NOMS) framework; and  The assessment should be carried out by a multidisciplinary team (MDT), which may be inclusive of, but not limited to, radiation oncologists, spine surgeons and interventional radiologists, among others.
Orthopaedics | Spine - Thoracolumbar (TL) and sacral surgery | TL and sacral fusion and fixation implant | TL Rod | Highridge Medical | Percutaneous Rod, CoCr D6.0 x 200mm, Curved | 816M2200 | Standalone | DE0510347 | As per HSA registered indication(s) except for radiolucent implants which should be used as follows:  in patients with primary or metastatic spinal tumours who would benefit from post-operative high dose high precision beam therapy upon appropriate and stringent patient selection;  Patient selection should be done via standardised assessment such as the neurological-oncological-mechanical systemic (NOMS) framework; and  The assessment should be carried out by a multidisciplinary team (MDT), which may be inclusive of, but not limited to, radiation oncologists, spine surgeons and interventional radiologists, among others.
Orthopaedics | Spine - Thoracolumbar (TL) and sacral surgery | TL and sacral fusion and fixation implant | TL Rod | Highridge Medical | Percutaneous Rod, CoCr D5.5 x 20mm, Straight | 816M3020 | Standalone | DE0510347 | As per HSA registered indication(s) except for radiolucent implants which should be used as follows:  in patients with primary or metastatic spinal tumours who would benefit from post-operative high dose high precision beam therapy upon appropriate and stringent patient selection;  Patient selection should be done via standardised assessment such as the neurological-oncological-mechanical systemic (NOMS) framework; and  The assessment should be carried out by a multidisciplinary team (MDT), which may be inclusive of, but not limited to, radiation oncologists, spine surgeons and interventional radiologists, among others.
Orthopaedics | Spine - Thoracolumbar (TL) and sacral surgery | TL and sacral fusion and fixation implant | TL Rod | Highridge Medical | Percutaneous Rod, CoCr D5.5 x 25mm, Straight | 816M3025 | Standalone | DE0510347 | As per HSA registered indication(s) except for radiolucent implants which should be used as follows:  in patients with primary or metastatic spinal tumours who would benefit from post-operative high dose high precision beam therapy upon appropriate and stringent patient selection;  Patient selection should be done via standardised assessment such as the neurological-oncological-mechanical systemic (NOMS) framework; and  The assessment should be carried out by a multidisciplinary team (MDT), which may be inclusive of, but not limited to, radiation oncologists, spine surgeons and interventional radiologists, among others.
Orthopaedics | Spine - Thoracolumbar (TL) and sacral surgery | TL and sacral fusion and fixation implant | TL Rod | Highridge Medical | Percutaneous Rod, CoCr D5.5 x 30mm, Straight | 816M3030 | Standalone | DE0510347 | As per HSA registered indication(s) except for radiolucent implants which should be used as follows:  in patients with primary or metastatic spinal tumours who would benefit from post-operative high dose high precision beam therapy upon appropriate and stringent patient selection;  Patient selection should be done via standardised assessment such as the neurological-oncological-mechanical systemic (NOMS) framework; and  The assessment should be carried out by a multidisciplinary team (MDT), which may be inclusive of, but not limited to, radiation oncologists, spine surgeons and interventional radiologists, among others.
Orthopaedics | Spine - Thoracolumbar (TL) and sacral surgery | TL and sacral fusion and fixation implant | TL Rod | Highridge Medical | Percutaneous Rod, CoCr D5.5 x 35mm, Straight | 816M3035 | Standalone | DE0510347 | As per HSA registered indication(s) except for radiolucent implants which should be used as follows:  in patients with primary or metastatic spinal tumours who would benefit from post-operative high dose high precision beam therapy upon appropriate and stringent patient selection;  Patient selection should be done via standardised assessment such as the neurological-oncological-mechanical systemic (NOMS) framework; and  The assessment should be carried out by a multidisciplinary team (MDT), which may be inclusive of, but not limited to, radiation oncologists, spine surgeons and interventional radiologists, among others.
Orthopaedics | Spine - Thoracolumbar (TL) and sacral surgery | TL and sacral fusion and fixation implant | TL Rod | Highridge Medical | Percutaneous Rod, CoCr D5.5 x 40mm, Straight | 816M3040 | Standalone | DE0510347 | As per HSA registered indication(s) except for radiolucent implants which should be used as follows:  in patients with primary or metastatic spinal tumours who would benefit from post-operative high dose high precision beam therapy upon appropriate and stringent patient selection;  Patient selection should be done via standardised assessment such as the neurological-oncological-mechanical systemic (NOMS) framework; and  The assessment should be carried out by a multidisciplinary team (MDT), which may be inclusive of, but not limited to, radiation oncologists, spine surgeons and interventional radiologists, among others.
Orthopaedics | Spine - Thoracolumbar (TL) and sacral surgery | TL and sacral fusion and fixation implant | TL Rod | Highridge Medical | Percutaneous Rod, CoCr D5.5 x 45mm, Straight | 816M3045 | Standalone | DE0510347 | As per HSA registered indication(s) except for radiolucent implants which should be used as follows:  in patients with primary or metastatic spinal tumours who would benefit from post-operative high dose high precision beam therapy upon appropriate and stringent patient selection;  Patient selection should be done via standardised assessment such as the neurological-oncological-mechanical systemic (NOMS) framework; and  The assessment should be carried out by a multidisciplinary team (MDT), which may be inclusive of, but not limited to, radiation oncologists, spine surgeons and interventional radiologists, among others.
Orthopaedics | Spine - Thoracolumbar (TL) and sacral surgery | TL and sacral fusion and fixation implant | TL Rod | Highridge Medical | Percutaneous Rod, CoCr D5.5 x 50mm, Straight | 816M3050 | Standalone | DE0510347 | As per HSA registered indication(s) except for radiolucent implants which should be used as follows:  in patients with primary or metastatic spinal tumours who would benefit from post-operative high dose high precision beam therapy upon appropriate and stringent patient selection;  Patient selection should be done via standardised assessment such as the neurological-oncological-mechanical systemic (NOMS) framework; and  The assessment should be carried out by a multidisciplinary team (MDT), which may be inclusive of, but not limited to, radiation oncologists, spine surgeons and interventional radiologists, among others.
Orthopaedics | Spine - Thoracolumbar (TL) and sacral surgery | TL and sacral fusion and fixation implant | TL Rod | Highridge Medical | Percutaneous Rod, CoCr D5.5 x 55mm, Straight | 816M3055 | Standalone | DE0510347 | As per HSA registered indication(s) except for radiolucent implants which should be used as follows:  in patients with primary or metastatic spinal tumours who would benefit from post-operative high dose high precision beam therapy upon appropriate and stringent patient selection;  Patient selection should be done via standardised assessment such as the neurological-oncological-mechanical systemic (NOMS) framework; and  The assessment should be carried out by a multidisciplinary team (MDT), which may be inclusive of, but not limited to, radiation oncologists, spine surgeons and interventional radiologists, among others.
Orthopaedics | Spine - Thoracolumbar (TL) and sacral surgery | TL and sacral fusion and fixation implant | TL Rod | Highridge Medical | Percutaneous Rod, CoCr D5.5 x 60mm, Straight | 816M3060 | Standalone | DE0510347 | As per HSA registered indication(s) except for radiolucent implants which should be used as follows:  in patients with primary or metastatic spinal tumours who would benefit from post-operative high dose high precision beam therapy upon appropriate and stringent patient selection;  Patient selection should be done via standardised assessment such as the neurological-oncological-mechanical systemic (NOMS) framework; and  The assessment should be carried out by a multidisciplinary team (MDT), which may be inclusive of, but not limited to, radiation oncologists, spine surgeons and interventional radiologists, among others.
Orthopaedics | Spine - Thoracolumbar (TL) and sacral surgery | TL and sacral fusion and fixation implant | TL Rod | Highridge Medical | Percutaneous Rod, CoCr D5.5 x 65mm, Straight | 816M3065 | Standalone | DE0510347 | As per HSA registered indication(s) except for radiolucent implants which should be used as follows:  in patients with primary or metastatic spinal tumours who would benefit from post-operative high dose high precision beam therapy upon appropriate and stringent patient selection;  Patient selection should be done via standardised assessment such as the neurological-oncological-mechanical systemic (NOMS) framework; and  The assessment should be carried out by a multidisciplinary team (MDT), which may be inclusive of, but not limited to, radiation oncologists, spine surgeons and interventional radiologists, among others.
Orthopaedics | Spine - Thoracolumbar (TL) and sacral surgery | TL and sacral fusion and fixation implant | TL Rod | Highridge Medical | Percutaneous Rod, CoCr D5.5 x 70mm, Straight | 816M3070 | Standalone | DE0510347 | As per HSA registered indication(s) except for radiolucent implants which should be used as follows:  in patients with primary or metastatic spinal tumours who would benefit from post-operative high dose high precision beam therapy upon appropriate and stringent patient selection;  Patient selection should be done via standardised assessment such as the neurological-oncological-mechanical systemic (NOMS) framework; and  The assessment should be carried out by a multidisciplinary team (MDT), which may be inclusive of, but not limited to, radiation oncologists, spine surgeons and interventional radiologists, among others.
Orthopaedics | Spine - Thoracolumbar (TL) and sacral surgery | TL and sacral fusion and fixation implant | TL Rod | Highridge Medical | Percutaneous Rod, CoCr D5.5 x 75mm, Straight | 816M3075 | Standalone | DE0510347 | As per HSA registered indication(s) except for radiolucent implants which should be used as follows:  in patients with primary or metastatic spinal tumours who would benefit from post-operative high dose high precision beam therapy upon appropriate and stringent patient selection;  Patient selection should be done via standardised assessment such as the neurological-oncological-mechanical systemic (NOMS) framework; and  The assessment should be carried out by a multidisciplinary team (MDT), which may be inclusive of, but not limited to, radiation oncologists, spine surgeons and interventional radiologists, among others.
Orthopaedics | Spine - Thoracolumbar (TL) and sacral surgery | TL and sacral fusion and fixation implant | TL Rod | Highridge Medical | Percutaneous Rod, CoCr D5.5 x 80mm, Straight | 816M3080 | Standalone | DE0510347 | As per HSA registered indication(s) except for radiolucent implants which should be used as follows:  in patients with primary or metastatic spinal tumours who would benefit from post-operative high dose high precision beam therapy upon appropriate and stringent patient selection;  Patient selection should be done via standardised assessment such as the neurological-oncological-mechanical systemic (NOMS) framework; and  The assessment should be carried out by a multidisciplinary team (MDT), which may be inclusive of, but not limited to, radiation oncologists, spine surgeons and interventional radiologists, among others.
Orthopaedics | Spine - Thoracolumbar (TL) and sacral surgery | TL and sacral fusion and fixation implant | TL Rod | Highridge Medical | Percutaneous Rod, CoCr D5.5 x 85mm, Straight | 816M3085 | Standalone | DE0510347 | As per HSA registered indication(s) except for radiolucent implants which should be used as follows:  in patients with primary or metastatic spinal tumours who would benefit from post-operative high dose high precision beam therapy upon appropriate and stringent patient selection;  Patient selection should be done via standardised assessment such as the neurological-oncological-mechanical systemic (NOMS) framework; and  The assessment should be carried out by a multidisciplinary team (MDT), which may be inclusive of, but not limited to, radiation oncologists, spine surgeons and interventional radiologists, among others.
Orthopaedics | Spine - Thoracolumbar (TL) and sacral surgery | TL and sacral fusion and fixation implant | TL Rod | Highridge Medical | Percutaneous Rod, CoCr D5.5 x 90mm, Straight | 816M3090 | Standalone | DE0510347 | As per HSA registered indication(s) except for radiolucent implants which should be used as follows:  in patients with primary or metastatic spinal tumours who would benefit from post-operative high dose high precision beam therapy upon appropriate and stringent patient selection;  Patient selection should be done via standardised assessment such as the neurological-oncological-mechanical systemic (NOMS) framework; and  The assessment should be carried out by a multidisciplinary team (MDT), which may be inclusive of, but not limited to, radiation oncologists, spine surgeons and interventional radiologists, among others.
Orthopaedics | Spine - Thoracolumbar (TL) and sacral surgery | TL and sacral fusion and fixation implant | TL Rod | Highridge Medical | Percutaneous Rod, CoCr D5.5 x 95mm, Straight | 816M3095 | Standalone | DE0510347 | As per HSA registered indication(s) except for radiolucent implants which should be used as follows:  in patients with primary or metastatic spinal tumours who would benefit from post-operative high dose high precision beam therapy upon appropriate and stringent patient selection;  Patient selection should be done via standardised assessment such as the neurological-oncological-mechanical systemic (NOMS) framework; and  The assessment should be carried out by a multidisciplinary team (MDT), which may be inclusive of, but not limited to, radiation oncologists, spine surgeons and interventional radiologists, among others.
Orthopaedics | Spine - Thoracolumbar (TL) and sacral surgery | TL and sacral fusion and fixation implant | TL Rod | Highridge Medical | Percutaneous Rod, CoCr D5.5 x 100mm, Straight | 816M3100 | Standalone | DE0510347 | As per HSA registered indication(s) except for radiolucent implants which should be used as follows:  in patients with primary or metastatic spinal tumours who would benefit from post-operative high dose high precision beam therapy upon appropriate and stringent patient selection;  Patient selection should be done via standardised assessment such as the neurological-oncological-mechanical systemic (NOMS) framework; and  The assessment should be carried out by a multidisciplinary team (MDT), which may be inclusive of, but not limited to, radiation oncologists, spine surgeons and interventional radiologists, among others.
Orthopaedics | Spine - Thoracolumbar (TL) and sacral surgery | TL and sacral fusion and fixation implant | TL Rod | Highridge Medical | Percutaneous Rod, CoCr D5.5 x 105mm, Straight | 816M3105 | Standalone | DE0510347 | As per HSA registered indication(s) except for radiolucent implants which should be used as follows:  in patients with primary or metastatic spinal tumours who would benefit from post-operative high dose high precision beam therapy upon appropriate and stringent patient selection;  Patient selection should be done via standardised assessment such as the neurological-oncological-mechanical systemic (NOMS) framework; and  The assessment should be carried out by a multidisciplinary team (MDT), which may be inclusive of, but not limited to, radiation oncologists, spine surgeons and interventional radiologists, among others.
Orthopaedics | Spine - Thoracolumbar (TL) and sacral surgery | TL and sacral fusion and fixation implant | TL Rod | Highridge Medical | Percutaneous Rod, CoCr D5.5 x 110mm, Straight | 816M3110 | Standalone | DE0510347 | As per HSA registered indication(s) except for radiolucent implants which should be used as follows:  in patients with primary or metastatic spinal tumours who would benefit from post-operative high dose high precision beam therapy upon appropriate and stringent patient selection;  Patient selection should be done via standardised assessment such as the neurological-oncological-mechanical systemic (NOMS) framework; and  The assessment should be carried out by a multidisciplinary team (MDT), which may be inclusive of, but not limited to, radiation oncologists, spine surgeons and interventional radiologists, among others.
Orthopaedics | Spine - Thoracolumbar (TL) and sacral surgery | TL and sacral fusion and fixation implant | TL Rod | Highridge Medical | Percutaneous Rod, CoCr D5.5 x 115mm, Straight | 816M3115 | Standalone | DE0510347 | As per HSA registered indication(s) except for radiolucent implants which should be used as follows:  in patients with primary or metastatic spinal tumours who would benefit from post-operative high dose high precision beam therapy upon appropriate and stringent patient selection;  Patient selection should be done via standardised assessment such as the neurological-oncological-mechanical systemic (NOMS) framework; and  The assessment should be carried out by a multidisciplinary team (MDT), which may be inclusive of, but not limited to, radiation oncologists, spine surgeons and interventional radiologists, among others.
Orthopaedics | Spine - Thoracolumbar (TL) and sacral surgery | TL and sacral fusion and fixation implant | TL Rod | Highridge Medical | Percutaneous Rod, CoCr 5.5mm x 120mm, Straight | 816M3120 | Standalone | DE0510347 | As per HSA registered indication(s) except for radiolucent implants which should be used as follows:  in patients with primary or metastatic spinal tumours who would benefit from post-operative high dose high precision beam therapy upon appropriate and stringent patient selection;  Patient selection should be done via standardised assessment such as the neurological-oncological-mechanical systemic (NOMS) framework; and  The assessment should be carried out by a multidisciplinary team (MDT), which may be inclusive of, but not limited to, radiation oncologists, spine surgeons and interventional radiologists, among others.
Orthopaedics | Spine - Thoracolumbar (TL) and sacral surgery | TL and sacral fusion and fixation implant | TL Rod | Highridge Medical | Percutaneous Rod, CoCr 5.5mm x 125mm, Straight | 816M3125 | Standalone | DE0510347 | As per HSA registered indication(s) except for radiolucent implants which should be used as follows:  in patients with primary or metastatic spinal tumours who would benefit from post-operative high dose high precision beam therapy upon appropriate and stringent patient selection;  Patient selection should be done via standardised assessment such as the neurological-oncological-mechanical systemic (NOMS) framework; and  The assessment should be carried out by a multidisciplinary team (MDT), which may be inclusive of, but not limited to, radiation oncologists, spine surgeons and interventional radiologists, among others.
Orthopaedics | Spine - Thoracolumbar (TL) and sacral surgery | TL and sacral fusion and fixation implant | TL Rod | Highridge Medical | Percutaneous Rod, CoCr 5.5mm x 130mm, Straight | 816M3130 | Standalone | DE0510347 | As per HSA registered indication(s) except for radiolucent implants which should be used as follows:  in patients with primary or metastatic spinal tumours who would benefit from post-operative high dose high precision beam therapy upon appropriate and stringent patient selection;  Patient selection should be done via standardised assessment such as the neurological-oncological-mechanical systemic (NOMS) framework; and  The assessment should be carried out by a multidisciplinary team (MDT), which may be inclusive of, but not limited to, radiation oncologists, spine surgeons and interventional radiologists, among others.
Orthopaedics | Spine - Thoracolumbar (TL) and sacral surgery | TL and sacral fusion and fixation implant | TL Rod | Highridge Medical | Percutaneous Rod, CoCr 5.5mm x 135mm, Straight | 816M3135 | Standalone | DE0510347 | As per HSA registered indication(s) except for radiolucent implants which should be used as follows:  in patients with primary or metastatic spinal tumours who would benefit from post-operative high dose high precision beam therapy upon appropriate and stringent patient selection;  Patient selection should be done via standardised assessment such as the neurological-oncological-mechanical systemic (NOMS) framework; and  The assessment should be carried out by a multidisciplinary team (MDT), which may be inclusive of, but not limited to, radiation oncologists, spine surgeons and interventional radiologists, among others.
Orthopaedics | Spine - Thoracolumbar (TL) and sacral surgery | TL and sacral fusion and fixation implant | TL Rod | Highridge Medical | Percutaneous Rod, CoCr 5.5mm x 140mm, Straight | 816M3140 | Standalone | DE0510347 | As per HSA registered indication(s) except for radiolucent implants which should be used as follows:  in patients with primary or metastatic spinal tumours who would benefit from post-operative high dose high precision beam therapy upon appropriate and stringent patient selection;  Patient selection should be done via standardised assessment such as the neurological-oncological-mechanical systemic (NOMS) framework; and  The assessment should be carried out by a multidisciplinary team (MDT), which may be inclusive of, but not limited to, radiation oncologists, spine surgeons and interventional radiologists, among others.
Orthopaedics | Spine - Thoracolumbar (TL) and sacral surgery | TL and sacral fusion and fixation implant | TL Rod | Highridge Medical | Percutaneous Rod, CoCr D5.5 x 145mm, Straight | 816M3145 | Standalone | DE0510347 | As per HSA registered indication(s) except for radiolucent implants which should be used as follows:  in patients with primary or metastatic spinal tumours who would benefit from post-operative high dose high precision beam therapy upon appropriate and stringent patient selection;  Patient selection should be done via standardised assessment such as the neurological-oncological-mechanical systemic (NOMS) framework; and  The assessment should be carried out by a multidisciplinary team (MDT), which may be inclusive of, but not limited to, radiation oncologists, spine surgeons and interventional radiologists, among others.
Orthopaedics | Spine - Thoracolumbar (TL) and sacral surgery | TL and sacral fusion and fixation implant | TL Rod | Highridge Medical | Percutaneous Rod, CoCr D5.5 x 150mm, Straight | 816M3150 | Standalone | DE0510347 | As per HSA registered indication(s) except for radiolucent implants which should be used as follows:  in patients with primary or metastatic spinal tumours who would benefit from post-operative high dose high precision beam therapy upon appropriate and stringent patient selection;  Patient selection should be done via standardised assessment such as the neurological-oncological-mechanical systemic (NOMS) framework; and  The assessment should be carried out by a multidisciplinary team (MDT), which may be inclusive of, but not limited to, radiation oncologists, spine surgeons and interventional radiologists, among others.
Orthopaedics | Spine - Thoracolumbar (TL) and sacral surgery | TL and sacral fusion and fixation implant | TL Rod | Highridge Medical | Percutaneous Rod, CoCr D5.5 x 155mm, Straight | 816M3155 | Standalone | DE0510347 | As per HSA registered indication(s) except for radiolucent implants which should be used as follows:  in patients with primary or metastatic spinal tumours who would benefit from post-operative high dose high precision beam therapy upon appropriate and stringent patient selection;  Patient selection should be done via standardised assessment such as the neurological-oncological-mechanical systemic (NOMS) framework; and  The assessment should be carried out by a multidisciplinary team (MDT), which may be inclusive of, but not limited to, radiation oncologists, spine surgeons and interventional radiologists, among others.
Orthopaedics | Spine - Thoracolumbar (TL) and sacral surgery | TL and sacral fusion and fixation implant | TL Rod | Highridge Medical | Percutaneous Rod, CoCr D5.5 x 160mm, Straight | 816M3160 | Standalone | DE0510347 | As per HSA registered indication(s) except for radiolucent implants which should be used as follows:  in patients with primary or metastatic spinal tumours who would benefit from post-operative high dose high precision beam therapy upon appropriate and stringent patient selection;  Patient selection should be done via standardised assessment such as the neurological-oncological-mechanical systemic (NOMS) framework; and  The assessment should be carried out by a multidisciplinary team (MDT), which may be inclusive of, but not limited to, radiation oncologists, spine surgeons and interventional radiologists, among others.
Orthopaedics | Spine - Thoracolumbar (TL) and sacral surgery | TL and sacral fusion and fixation implant | TL Rod | Highridge Medical | Percutaneous Rod, CoCr D5.5 x 165mm, Straight | 816M3165 | Standalone | DE0510347 | As per HSA registered indication(s) except for radiolucent implants which should be used as follows:  in patients with primary or metastatic spinal tumours who would benefit from post-operative high dose high precision beam therapy upon appropriate and stringent patient selection;  Patient selection should be done via standardised assessment such as the neurological-oncological-mechanical systemic (NOMS) framework; and  The assessment should be carried out by a multidisciplinary team (MDT), which may be inclusive of, but not limited to, radiation oncologists, spine surgeons and interventional radiologists, among others.
Orthopaedics | Spine - Thoracolumbar (TL) and sacral surgery | TL and sacral fusion and fixation implant | TL Rod | Highridge Medical | Percutaneous Rod, CoCr D5.5 x 170mm, Straight | 816M3170 | Standalone | DE0510347 | As per HSA registered indication(s) except for radiolucent implants which should be used as follows:  in patients with primary or metastatic spinal tumours who would benefit from post-operative high dose high precision beam therapy upon appropriate and stringent patient selection;  Patient selection should be done via standardised assessment such as the neurological-oncological-mechanical systemic (NOMS) framework; and  The assessment should be carried out by a multidisciplinary team (MDT), which may be inclusive of, but not limited to, radiation oncologists, spine surgeons and interventional radiologists, among others.
Orthopaedics | Spine - Thoracolumbar (TL) and sacral surgery | TL and sacral fusion and fixation implant | TL Rod | Highridge Medical | Percutaneous Rod, CoCr D5.5 x 175mm, Straight | 816M3175 | Standalone | DE0510347 | As per HSA registered indication(s) except for radiolucent implants which should be used as follows:  in patients with primary or metastatic spinal tumours who would benefit from post-operative high dose high precision beam therapy upon appropriate and stringent patient selection;  Patient selection should be done via standardised assessment such as the neurological-oncological-mechanical systemic (NOMS) framework; and  The assessment should be carried out by a multidisciplinary team (MDT), which may be inclusive of, but not limited to, radiation oncologists, spine surgeons and interventional radiologists, among others.
Orthopaedics | Spine - Thoracolumbar (TL) and sacral surgery | TL and sacral fusion and fixation implant | TL Rod | Highridge Medical | Percutaneous Rod, CoCr D5.5 x 180mm, Straight | 816M3180 | Standalone | DE0510347 | As per HSA registered indication(s) except for radiolucent implants which should be used as follows:  in patients with primary or metastatic spinal tumours who would benefit from post-operative high dose high precision beam therapy upon appropriate and stringent patient selection;  Patient selection should be done via standardised assessment such as the neurological-oncological-mechanical systemic (NOMS) framework; and  The assessment should be carried out by a multidisciplinary team (MDT), which may be inclusive of, but not limited to, radiation oncologists, spine surgeons and interventional radiologists, among others.
Orthopaedics | Spine - Thoracolumbar (TL) and sacral surgery | TL and sacral fusion and fixation implant | TL Rod | Highridge Medical | Percutaneous Rod, CoCr D5.5 x 185mm, Straight | 816M3185 | Standalone | DE0510347 | As per HSA registered indication(s) except for radiolucent implants which should be used as follows:  in patients with primary or metastatic spinal tumours who would benefit from post-operative high dose high precision beam therapy upon appropriate and stringent patient selection;  Patient selection should be done via standardised assessment such as the neurological-oncological-mechanical systemic (NOMS) framework; and  The assessment should be carried out by a multidisciplinary team (MDT), which may be inclusive of, but not limited to, radiation oncologists, spine surgeons and interventional radiologists, among others.
Orthopaedics | Spine - Thoracolumbar (TL) and sacral surgery | TL and sacral fusion and fixation implant | TL Rod | Highridge Medical | Percutaneous Rod, CoCr D5.5 x 190mm, Straight | 816M3190 | Standalone | DE0510347 | As per HSA registered indication(s) except for radiolucent implants which should be used as follows:  in patients with primary or metastatic spinal tumours who would benefit from post-operative high dose high precision beam therapy upon appropriate and stringent patient selection;  Patient selection should be done via standardised assessment such as the neurological-oncological-mechanical systemic (NOMS) framework; and  The assessment should be carried out by a multidisciplinary team (MDT), which may be inclusive of, but not limited to, radiation oncologists, spine surgeons and interventional radiologists, among others.
Orthopaedics | Spine - Thoracolumbar (TL) and sacral surgery | TL and sacral fusion and fixation implant | TL Rod | Highridge Medical | Percutaneous Rod, CoCr D5.5 x 195mm, Straight | 816M3195 | Standalone | DE0510347 | As per HSA registered indication(s) except for radiolucent implants which should be used as follows:  in patients with primary or metastatic spinal tumours who would benefit from post-operative high dose high precision beam therapy upon appropriate and stringent patient selection;  Patient selection should be done via standardised assessment such as the neurological-oncological-mechanical systemic (NOMS) framework; and  The assessment should be carried out by a multidisciplinary team (MDT), which may be inclusive of, but not limited to, radiation oncologists, spine surgeons and interventional radiologists, among others.
Orthopaedics | Spine - Thoracolumbar (TL) and sacral surgery | TL and sacral fusion and fixation implant | TL Rod | Highridge Medical | Percutaneous Rod, CoCr D5.5 x 200mm, Straight | 816M3200 | Standalone | DE0510347 | As per HSA registered indication(s) except for radiolucent implants which should be used as follows:  in patients with primary or metastatic spinal tumours who would benefit from post-operative high dose high precision beam therapy upon appropriate and stringent patient selection;  Patient selection should be done via standardised assessment such as the neurological-oncological-mechanical systemic (NOMS) framework; and  The assessment should be carried out by a multidisciplinary team (MDT), which may be inclusive of, but not limited to, radiation oncologists, spine surgeons and interventional radiologists, among others.
Orthopaedics | Spine - Thoracolumbar (TL) and sacral surgery | TL and sacral fusion and fixation implant | TL Rod | Highridge Medical | Percutaneous Rod, CoCr D6.0 x 20mm, Straight | 816M4020 | Standalone | DE0510347 | As per HSA registered indication(s) except for radiolucent implants which should be used as follows:  in patients with primary or metastatic spinal tumours who would benefit from post-operative high dose high precision beam therapy upon appropriate and stringent patient selection;  Patient selection should be done via standardised assessment such as the neurological-oncological-mechanical systemic (NOMS) framework; and  The assessment should be carried out by a multidisciplinary team (MDT), which may be inclusive of, but not limited to, radiation oncologists, spine surgeons and interventional radiologists, among others.
Orthopaedics | Spine - Thoracolumbar (TL) and sacral surgery | TL and sacral fusion and fixation implant | TL Rod | Highridge Medical | Percutaneous Rod, CoCr D6.0 x 25mm, Straight | 816M4025 | Standalone | DE0510347 | As per HSA registered indication(s) except for radiolucent implants which should be used as follows:  in patients with primary or metastatic spinal tumours who would benefit from post-operative high dose high precision beam therapy upon appropriate and stringent patient selection;  Patient selection should be done via standardised assessment such as the neurological-oncological-mechanical systemic (NOMS) framework; and  The assessment should be carried out by a multidisciplinary team (MDT), which may be inclusive of, but not limited to, radiation oncologists, spine surgeons and interventional radiologists, among others.
Orthopaedics | Spine - Thoracolumbar (TL) and sacral surgery | TL and sacral fusion and fixation implant | TL Rod | Highridge Medical | Percutaneous Rod, CoCr D6.0 x 30mm, Straight | 816M4030 | Standalone | DE0510347 | As per HSA registered indication(s) except for radiolucent implants which should be used as follows:  in patients with primary or metastatic spinal tumours who would benefit from post-operative high dose high precision beam therapy upon appropriate and stringent patient selection;  Patient selection should be done via standardised assessment such as the neurological-oncological-mechanical systemic (NOMS) framework; and  The assessment should be carried out by a multidisciplinary team (MDT), which may be inclusive of, but not limited to, radiation oncologists, spine surgeons and interventional radiologists, among others.
Orthopaedics | Spine - Thoracolumbar (TL) and sacral surgery | TL and sacral fusion and fixation implant | TL Rod | Highridge Medical | Percutaneous Rod, CoCr D6.0 x 35mm, Straight | 816M4035 | Standalone | DE0510347 | As per HSA registered indication(s) except for radiolucent implants which should be used as follows:  in patients with primary or metastatic spinal tumours who would benefit from post-operative high dose high precision beam therapy upon appropriate and stringent patient selection;  Patient selection should be done via standardised assessment such as the neurological-oncological-mechanical systemic (NOMS) framework; and  The assessment should be carried out by a multidisciplinary team (MDT), which may be inclusive of, but not limited to, radiation oncologists, spine surgeons and interventional radiologists, among others.
Orthopaedics | Spine - Thoracolumbar (TL) and sacral surgery | TL and sacral fusion and fixation implant | TL Rod | Highridge Medical | Percutaneous Rod, CoCr D6.0 x 40mm, Straight | 816M4040 | Standalone | DE0510347 | As per HSA registered indication(s) except for radiolucent implants which should be used as follows:  in patients with primary or metastatic spinal tumours who would benefit from post-operative high dose high precision beam therapy upon appropriate and stringent patient selection;  Patient selection should be done via standardised assessment such as the neurological-oncological-mechanical systemic (NOMS) framework; and  The assessment should be carried out by a multidisciplinary team (MDT), which may be inclusive of, but not limited to, radiation oncologists, spine surgeons and interventional radiologists, among others.
Orthopaedics | Spine - Thoracolumbar (TL) and sacral surgery | TL and sacral fusion and fixation implant | TL Rod | Highridge Medical | Percutaneous Rod, CoCr D6.0 x 45mm, Straight | 816M4045 | Standalone | DE0510347 | As per HSA registered indication(s) except for radiolucent implants which should be used as follows:  in patients with primary or metastatic spinal tumours who would benefit from post-operative high dose high precision beam therapy upon appropriate and stringent patient selection;  Patient selection should be done via standardised assessment such as the neurological-oncological-mechanical systemic (NOMS) framework; and  The assessment should be carried out by a multidisciplinary team (MDT), which may be inclusive of, but not limited to, radiation oncologists, spine surgeons and interventional radiologists, among others.
Orthopaedics | Spine - Thoracolumbar (TL) and sacral surgery | TL and sacral fusion and fixation implant | TL Rod | Highridge Medical | Percutaneous Rod, CoCr D6.0 x 50mm, Straight | 816M4050 | Standalone | DE0510347 | As per HSA registered indication(s) except for radiolucent implants which should be used as follows:  in patients with primary or metastatic spinal tumours who would benefit from post-operative high dose high precision beam therapy upon appropriate and stringent patient selection;  Patient selection should be done via standardised assessment such as the neurological-oncological-mechanical systemic (NOMS) framework; and  The assessment should be carried out by a multidisciplinary team (MDT), which may be inclusive of, but not limited to, radiation oncologists, spine surgeons and interventional radiologists, among others.
Orthopaedics | Spine - Thoracolumbar (TL) and sacral surgery | TL and sacral fusion and fixation implant | TL Rod | Highridge Medical | Percutaneous Rod, CoCr D6.0 x 55mm, Straight | 816M4055 | Standalone | DE0510347 | As per HSA registered indication(s) except for radiolucent implants which should be used as follows:  in patients with primary or metastatic spinal tumours who would benefit from post-operative high dose high precision beam therapy upon appropriate and stringent patient selection;  Patient selection should be done via standardised assessment such as the neurological-oncological-mechanical systemic (NOMS) framework; and  The assessment should be carried out by a multidisciplinary team (MDT), which may be inclusive of, but not limited to, radiation oncologists, spine surgeons and interventional radiologists, among others.
Orthopaedics | Spine - Thoracolumbar (TL) and sacral surgery | TL and sacral fusion and fixation implant | TL Rod | Highridge Medical | Percutaneous Rod, CoCr D6.0 x 60mm, Straight | 816M4060 | Standalone | DE0510347 | As per HSA registered indication(s) except for radiolucent implants which should be used as follows:  in patients with primary or metastatic spinal tumours who would benefit from post-operative high dose high precision beam therapy upon appropriate and stringent patient selection;  Patient selection should be done via standardised assessment such as the neurological-oncological-mechanical systemic (NOMS) framework; and  The assessment should be carried out by a multidisciplinary team (MDT), which may be inclusive of, but not limited to, radiation oncologists, spine surgeons and interventional radiologists, among others.
Orthopaedics | Spine - Thoracolumbar (TL) and sacral surgery | TL and sacral fusion and fixation implant | TL Rod | Highridge Medical | Percutaneous Rod, CoCr D6.0 x 65mm, Straight | 816M4065 | Standalone | DE0510347 | As per HSA registered indication(s) except for radiolucent implants which should be used as follows:  in patients with primary or metastatic spinal tumours who would benefit from post-operative high dose high precision beam therapy upon appropriate and stringent patient selection;  Patient selection should be done via standardised assessment such as the neurological-oncological-mechanical systemic (NOMS) framework; and  The assessment should be carried out by a multidisciplinary team (MDT), which may be inclusive of, but not limited to, radiation oncologists, spine surgeons and interventional radiologists, among others.
Orthopaedics | Spine - Thoracolumbar (TL) and sacral surgery | TL and sacral fusion and fixation implant | TL Rod | Highridge Medical | Percutaneous Rod, CoCr D6.0 x 70mm, Straight | 816M4070 | Standalone | DE0510347 | As per HSA registered indication(s) except for radiolucent implants which should be used as follows:  in patients with primary or metastatic spinal tumours who would benefit from post-operative high dose high precision beam therapy upon appropriate and stringent patient selection;  Patient selection should be done via standardised assessment such as the neurological-oncological-mechanical systemic (NOMS) framework; and  The assessment should be carried out by a multidisciplinary team (MDT), which may be inclusive of, but not limited to, radiation oncologists, spine surgeons and interventional radiologists, among others.
Orthopaedics | Spine - Thoracolumbar (TL) and sacral surgery | TL and sacral fusion and fixation implant | TL Rod | Highridge Medical | Percutaneous Rod, CoCr D6.0 x 75mm, Straight | 816M4075 | Standalone | DE0510347 | As per HSA registered indication(s) except for radiolucent implants which should be used as follows:  in patients with primary or metastatic spinal tumours who would benefit from post-operative high dose high precision beam therapy upon appropriate and stringent patient selection;  Patient selection should be done via standardised assessment such as the neurological-oncological-mechanical systemic (NOMS) framework; and  The assessment should be carried out by a multidisciplinary team (MDT), which may be inclusive of, but not limited to, radiation oncologists, spine surgeons and interventional radiologists, among others.
Orthopaedics | Spine - Thoracolumbar (TL) and sacral surgery | TL and sacral fusion and fixation implant | TL Rod | Highridge Medical | Percutaneous Rod, CoCr D6.0 x 80mm, Straight | 816M4080 | Standalone | DE0510347 | As per HSA registered indication(s) except for radiolucent implants which should be used as follows:  in patients with primary or metastatic spinal tumours who would benefit from post-operative high dose high precision beam therapy upon appropriate and stringent patient selection;  Patient selection should be done via standardised assessment such as the neurological-oncological-mechanical systemic (NOMS) framework; and  The assessment should be carried out by a multidisciplinary team (MDT), which may be inclusive of, but not limited to, radiation oncologists, spine surgeons and interventional radiologists, among others.
Orthopaedics | Spine - Thoracolumbar (TL) and sacral surgery | TL and sacral fusion and fixation implant | TL Rod | Highridge Medical | Percutaneous Rod, CoCr D6.0 x 85mm, Straight | 816M4085 | Standalone | DE0510347 | As per HSA registered indication(s) except for radiolucent implants which should be used as follows:  in patients with primary or metastatic spinal tumours who would benefit from post-operative high dose high precision beam therapy upon appropriate and stringent patient selection;  Patient selection should be done via standardised assessment such as the neurological-oncological-mechanical systemic (NOMS) framework; and  The assessment should be carried out by a multidisciplinary team (MDT), which may be inclusive of, but not limited to, radiation oncologists, spine surgeons and interventional radiologists, among others.
Orthopaedics | Spine - Thoracolumbar (TL) and sacral surgery | TL and sacral fusion and fixation implant | TL Rod | Highridge Medical | Percutaneous Rod, CoCr D6.0 x 90mm, Straight | 816M4090 | Standalone | DE0510347 | As per HSA registered indication(s) except for radiolucent implants which should be used as follows:  in patients with primary or metastatic spinal tumours who would benefit from post-operative high dose high precision beam therapy upon appropriate and stringent patient selection;  Patient selection should be done via standardised assessment such as the neurological-oncological-mechanical systemic (NOMS) framework; and  The assessment should be carried out by a multidisciplinary team (MDT), which may be inclusive of, but not limited to, radiation oncologists, spine surgeons and interventional radiologists, among others.
Orthopaedics | Spine - Thoracolumbar (TL) and sacral surgery | TL and sacral fusion and fixation implant | TL Rod | Highridge Medical | Percutaneous Rod, CoCr D6.0 x 95mm, Straight | 816M4095 | Standalone | DE0510347 | As per HSA registered indication(s) except for radiolucent implants which should be used as follows:  in patients with primary or metastatic spinal tumours who would benefit from post-operative high dose high precision beam therapy upon appropriate and stringent patient selection;  Patient selection should be done via standardised assessment such as the neurological-oncological-mechanical systemic (NOMS) framework; and  The assessment should be carried out by a multidisciplinary team (MDT), which may be inclusive of, but not limited to, radiation oncologists, spine surgeons and interventional radiologists, among others.
Orthopaedics | Spine - Thoracolumbar (TL) and sacral surgery | TL and sacral fusion and fixation implant | TL Rod | Highridge Medical | Percutaneous Rod, CoCr D6.0 x 100mm, Straight | 816M4100 | Standalone | DE0510347 | As per HSA registered indication(s) except for radiolucent implants which should be used as follows:  in patients with primary or metastatic spinal tumours who would benefit from post-operative high dose high precision beam therapy upon appropriate and stringent patient selection;  Patient selection should be done via standardised assessment such as the neurological-oncological-mechanical systemic (NOMS) framework; and  The assessment should be carried out by a multidisciplinary team (MDT), which may be inclusive of, but not limited to, radiation oncologists, spine surgeons and interventional radiologists, among others.
Orthopaedics | Spine - Thoracolumbar (TL) and sacral surgery | TL and sacral fusion and fixation implant | TL Rod | Highridge Medical | Percutaneous Rod, CoCr D6.0 x 105mm, Straight | 816M4105 | Standalone | DE0510347 | As per HSA registered indication(s) except for radiolucent implants which should be used as follows:  in patients with primary or metastatic spinal tumours who would benefit from post-operative high dose high precision beam therapy upon appropriate and stringent patient selection;  Patient selection should be done via standardised assessment such as the neurological-oncological-mechanical systemic (NOMS) framework; and  The assessment should be carried out by a multidisciplinary team (MDT), which may be inclusive of, but not limited to, radiation oncologists, spine surgeons and interventional radiologists, among others.
Orthopaedics | Spine - Thoracolumbar (TL) and sacral surgery | TL and sacral fusion and fixation implant | TL Rod | Highridge Medical | Percutaneous Rod, CoCr D6.0 x 110mm, Straight | 816M4110 | Standalone | DE0510347 | As per HSA registered indication(s) except for radiolucent implants which should be used as follows:  in patients with primary or metastatic spinal tumours who would benefit from post-operative high dose high precision beam therapy upon appropriate and stringent patient selection;  Patient selection should be done via standardised assessment such as the neurological-oncological-mechanical systemic (NOMS) framework; and  The assessment should be carried out by a multidisciplinary team (MDT), which may be inclusive of, but not limited to, radiation oncologists, spine surgeons and interventional radiologists, among others.
Orthopaedics | Spine - Thoracolumbar (TL) and sacral surgery | TL and sacral fusion and fixation implant | TL Rod | Highridge Medical | Percutaneous Rod, CoCr D6.0 x 115mm, Straight | 816M4115 | Standalone | DE0510347 | As per HSA registered indication(s) except for radiolucent implants which should be used as follows:  in patients with primary or metastatic spinal tumours who would benefit from post-operative high dose high precision beam therapy upon appropriate and stringent patient selection;  Patient selection should be done via standardised assessment such as the neurological-oncological-mechanical systemic (NOMS) framework; and  The assessment should be carried out by a multidisciplinary team (MDT), which may be inclusive of, but not limited to, radiation oncologists, spine surgeons and interventional radiologists, among others.
Orthopaedics | Spine - Thoracolumbar (TL) and sacral surgery | TL and sacral fusion and fixation implant | TL Rod | Highridge Medical | Percutaneous Rod, CoCr D6.0 x 120mm, Straight | 816M4120 | Standalone | DE0510347 | As per HSA registered indication(s) except for radiolucent implants which should be used as follows:  in patients with primary or metastatic spinal tumours who would benefit from post-operative high dose high precision beam therapy upon appropriate and stringent patient selection;  Patient selection should be done via standardised assessment such as the neurological-oncological-mechanical systemic (NOMS) framework; and  The assessment should be carried out by a multidisciplinary team (MDT), which may be inclusive of, but not limited to, radiation oncologists, spine surgeons and interventional radiologists, among others.
Orthopaedics | Spine - Thoracolumbar (TL) and sacral surgery | TL and sacral fusion and fixation implant | TL Rod | Highridge Medical | Percutaneous Rod, CoCr D6.0 x 125mm, Straight | 816M4125 | Standalone | DE0510347 | As per HSA registered indication(s) except for radiolucent implants which should be used as follows:  in patients with primary or metastatic spinal tumours who would benefit from post-operative high dose high precision beam therapy upon appropriate and stringent patient selection;  Patient selection should be done via standardised assessment such as the neurological-oncological-mechanical systemic (NOMS) framework; and  The assessment should be carried out by a multidisciplinary team (MDT), which may be inclusive of, but not limited to, radiation oncologists, spine surgeons and interventional radiologists, among others.
Orthopaedics | Spine - Thoracolumbar (TL) and sacral surgery | TL and sacral fusion and fixation implant | TL Rod | Highridge Medical | Percutaneous Rod, CoCr D6.0 x 130mm, Straight | 816M4130 | Standalone | DE0510347 | As per HSA registered indication(s) except for radiolucent implants which should be used as follows:  in patients with primary or metastatic spinal tumours who would benefit from post-operative high dose high precision beam therapy upon appropriate and stringent patient selection;  Patient selection should be done via standardised assessment such as the neurological-oncological-mechanical systemic (NOMS) framework; and  The assessment should be carried out by a multidisciplinary team (MDT), which may be inclusive of, but not limited to, radiation oncologists, spine surgeons and interventional radiologists, among others.
Orthopaedics | Spine - Thoracolumbar (TL) and sacral surgery | TL and sacral fusion and fixation implant | TL Rod | Highridge Medical | Percutaneous Rod, CoCr D6.0 x 135mm, Straight | 816M4135 | Standalone | DE0510347 | As per HSA registered indication(s) except for radiolucent implants which should be used as follows:  in patients with primary or metastatic spinal tumours who would benefit from post-operative high dose high precision beam therapy upon appropriate and stringent patient selection;  Patient selection should be done via standardised assessment such as the neurological-oncological-mechanical systemic (NOMS) framework; and  The assessment should be carried out by a multidisciplinary team (MDT), which may be inclusive of, but not limited to, radiation oncologists, spine surgeons and interventional radiologists, among others.
Orthopaedics | Spine - Thoracolumbar (TL) and sacral surgery | TL and sacral fusion and fixation implant | TL Rod | Highridge Medical | Percutaneous Rod, CoCr D6.0 x 140mm, Straight | 816M4140 | Standalone | DE0510347 | As per HSA registered indication(s) except for radiolucent implants which should be used as follows:  in patients with primary or metastatic spinal tumours who would benefit from post-operative high dose high precision beam therapy upon appropriate and stringent patient selection;  Patient selection should be done via standardised assessment such as the neurological-oncological-mechanical systemic (NOMS) framework; and  The assessment should be carried out by a multidisciplinary team (MDT), which may be inclusive of, but not limited to, radiation oncologists, spine surgeons and interventional radiologists, among others.
Orthopaedics | Spine - Thoracolumbar (TL) and sacral surgery | TL and sacral fusion and fixation implant | TL Rod | Highridge Medical | Percutaneous Rod, CoCr D6.0 x 145mm, Straight | 816M4145 | Standalone | DE0510347 | As per HSA registered indication(s) except for radiolucent implants which should be used as follows:  in patients with primary or metastatic spinal tumours who would benefit from post-operative high dose high precision beam therapy upon appropriate and stringent patient selection;  Patient selection should be done via standardised assessment such as the neurological-oncological-mechanical systemic (NOMS) framework; and  The assessment should be carried out by a multidisciplinary team (MDT), which may be inclusive of, but not limited to, radiation oncologists, spine surgeons and interventional radiologists, among others.
Orthopaedics | Spine - Thoracolumbar (TL) and sacral surgery | TL and sacral fusion and fixation implant | TL Rod | Highridge Medical | Percutaneous Rod, CoCr D6.0 x 150mm, Straight | 816M4150 | Standalone | DE0510347 | As per HSA registered indication(s) except for radiolucent implants which should be used as follows:  in patients with primary or metastatic spinal tumours who would benefit from post-operative high dose high precision beam therapy upon appropriate and stringent patient selection;  Patient selection should be done via standardised assessment such as the neurological-oncological-mechanical systemic (NOMS) framework; and  The assessment should be carried out by a multidisciplinary team (MDT), which may be inclusive of, but not limited to, radiation oncologists, spine surgeons and interventional radiologists, among others.
Orthopaedics | Spine - Thoracolumbar (TL) and sacral surgery | TL and sacral fusion and fixation implant | TL Rod | Highridge Medical | Percutaneous Rod, CoCr D6.0 x 155mm, Straight | 816M4155 | Standalone | DE0510347 | As per HSA registered indication(s) except for radiolucent implants which should be used as follows:  in patients with primary or metastatic spinal tumours who would benefit from post-operative high dose high precision beam therapy upon appropriate and stringent patient selection;  Patient selection should be done via standardised assessment such as the neurological-oncological-mechanical systemic (NOMS) framework; and  The assessment should be carried out by a multidisciplinary team (MDT), which may be inclusive of, but not limited to, radiation oncologists, spine surgeons and interventional radiologists, among others.
Orthopaedics | Spine - Thoracolumbar (TL) and sacral surgery | TL and sacral fusion and fixation implant | TL Rod | Highridge Medical | Percutaneous Rod, CoCr D6.0 x 160mm, Straight | 816M4160 | Standalone | DE0510347 | As per HSA registered indication(s) except for radiolucent implants which should be used as follows:  in patients with primary or metastatic spinal tumours who would benefit from post-operative high dose high precision beam therapy upon appropriate and stringent patient selection;  Patient selection should be done via standardised assessment such as the neurological-oncological-mechanical systemic (NOMS) framework; and  The assessment should be carried out by a multidisciplinary team (MDT), which may be inclusive of, but not limited to, radiation oncologists, spine surgeons and interventional radiologists, among others.
Orthopaedics | Spine - Thoracolumbar (TL) and sacral surgery | TL and sacral fusion and fixation implant | TL Rod | Highridge Medical | Percutaneous Rod, CoCr D6.0 x 165mm, Straight | 816M4165 | Standalone | DE0510347 | As per HSA registered indication(s) except for radiolucent implants which should be used as follows:  in patients with primary or metastatic spinal tumours who would benefit from post-operative high dose high precision beam therapy upon appropriate and stringent patient selection;  Patient selection should be done via standardised assessment such as the neurological-oncological-mechanical systemic (NOMS) framework; and  The assessment should be carried out by a multidisciplinary team (MDT), which may be inclusive of, but not limited to, radiation oncologists, spine surgeons and interventional radiologists, among others.
Orthopaedics | Spine - Thoracolumbar (TL) and sacral surgery | TL and sacral fusion and fixation implant | TL Rod | Highridge Medical | Percutaneous Rod, CoCr D6.0 x 170mm, Straight | 816M4170 | Standalone | DE0510347 | As per HSA registered indication(s) except for radiolucent implants which should be used as follows:  in patients with primary or metastatic spinal tumours who would benefit from post-operative high dose high precision beam therapy upon appropriate and stringent patient selection;  Patient selection should be done via standardised assessment such as the neurological-oncological-mechanical systemic (NOMS) framework; and  The assessment should be carried out by a multidisciplinary team (MDT), which may be inclusive of, but not limited to, radiation oncologists, spine surgeons and interventional radiologists, among others.
Orthopaedics | Spine - Thoracolumbar (TL) and sacral surgery | TL and sacral fusion and fixation implant | TL Rod | Highridge Medical | Percutaneous Rod, CoCr D6.0 x 175mm, Straight | 816M4175 | Standalone | DE0510347 | As per HSA registered indication(s) except for radiolucent implants which should be used as follows:  in patients with primary or metastatic spinal tumours who would benefit from post-operative high dose high precision beam therapy upon appropriate and stringent patient selection;  Patient selection should be done via standardised assessment such as the neurological-oncological-mechanical systemic (NOMS) framework; and  The assessment should be carried out by a multidisciplinary team (MDT), which may be inclusive of, but not limited to, radiation oncologists, spine surgeons and interventional radiologists, among others.
Orthopaedics | Spine - Thoracolumbar (TL) and sacral surgery | TL and sacral fusion and fixation implant | TL Rod | Highridge Medical | Percutaneous Rod, CoCr D6.0 x 180mm, Straight | 816M4180 | Standalone | DE0510347 | As per HSA registered indication(s) except for radiolucent implants which should be used as follows:  in patients with primary or metastatic spinal tumours who would benefit from post-operative high dose high precision beam therapy upon appropriate and stringent patient selection;  Patient selection should be done via standardised assessment such as the neurological-oncological-mechanical systemic (NOMS) framework; and  The assessment should be carried out by a multidisciplinary team (MDT), which may be inclusive of, but not limited to, radiation oncologists, spine surgeons and interventional radiologists, among others.
Orthopaedics | Spine - Thoracolumbar (TL) and sacral surgery | TL and sacral fusion and fixation implant | TL Rod | Highridge Medical | Percutaneous Rod, CoCr D6.0 x 185mm, Straight | 816M4185 | Standalone | DE0510347 | As per HSA registered indication(s) except for radiolucent implants which should be used as follows:  in patients with primary or metastatic spinal tumours who would benefit from post-operative high dose high precision beam therapy upon appropriate and stringent patient selection;  Patient selection should be done via standardised assessment such as the neurological-oncological-mechanical systemic (NOMS) framework; and  The assessment should be carried out by a multidisciplinary team (MDT), which may be inclusive of, but not limited to, radiation oncologists, spine surgeons and interventional radiologists, among others.
Orthopaedics | Spine - Thoracolumbar (TL) and sacral surgery | TL and sacral fusion and fixation implant | TL Rod | Highridge Medical | Percutaneous Rod, CoCr D6.0 x 190mm, Straight | 816M4190 | Standalone | DE0510347 | As per HSA registered indication(s) except for radiolucent implants which should be used as follows:  in patients with primary or metastatic spinal tumours who would benefit from post-operative high dose high precision beam therapy upon appropriate and stringent patient selection;  Patient selection should be done via standardised assessment such as the neurological-oncological-mechanical systemic (NOMS) framework; and  The assessment should be carried out by a multidisciplinary team (MDT), which may be inclusive of, but not limited to, radiation oncologists, spine surgeons and interventional radiologists, among others.
Orthopaedics | Spine - Thoracolumbar (TL) and sacral surgery | TL and sacral fusion and fixation implant | TL Rod | Highridge Medical | Percutaneous Rod, CoCr D6.0 x 195mm, Straight | 816M4195 | Standalone | DE0510347 | As per HSA registered indication(s) except for radiolucent implants which should be used as follows:  in patients with primary or metastatic spinal tumours who would benefit from post-operative high dose high precision beam therapy upon appropriate and stringent patient selection;  Patient selection should be done via standardised assessment such as the neurological-oncological-mechanical systemic (NOMS) framework; and  The assessment should be carried out by a multidisciplinary team (MDT), which may be inclusive of, but not limited to, radiation oncologists, spine surgeons and interventional radiologists, among others.
Orthopaedics | Spine - Thoracolumbar (TL) and sacral surgery | TL and sacral fusion and fixation implant | TL Rod | Highridge Medical | Percutaneous Rod, CoCr D6.0 x 200mm, Straight | 816M4200 | Standalone | DE0510347 | As per HSA registered indication(s) except for radiolucent implants which should be used as follows:  in patients with primary or metastatic spinal tumours who would benefit from post-operative high dose high precision beam therapy upon appropriate and stringent patient selection;  Patient selection should be done via standardised assessment such as the neurological-oncological-mechanical systemic (NOMS) framework; and  The assessment should be carried out by a multidisciplinary team (MDT), which may be inclusive of, but not limited to, radiation oncologists, spine surgeons and interventional radiologists, among others.
Orthopaedics | Spine - Thoracolumbar (TL) and sacral surgery | TL and sacral fusion and fixation implant | TL Rod | Highridge Medical | Percutaneous Rod, CoCr 5.5mm x 300mm, Straight | 816M5300 | Standalone | DE0510347 | As per HSA registered indication(s) except for radiolucent implants which should be used as follows:  in patients with primary or metastatic spinal tumours who would benefit from post-operative high dose high precision beam therapy upon appropriate and stringent patient selection;  Patient selection should be done via standardised assessment such as the neurological-oncological-mechanical systemic (NOMS) framework; and  The assessment should be carried out by a multidisciplinary team (MDT), which may be inclusive of, but not limited to, radiation oncologists, spine surgeons and interventional radiologists, among others.
Orthopaedics | Spine - Thoracolumbar (TL) and sacral surgery | TL and sacral fusion and fixation implant | TL Rod | Highridge Medical | Percutaneous Rod, CoCr 5.5mm x 450mm, Straight | 816M5450 | Standalone | DE0510347 | As per HSA registered indication(s) except for radiolucent implants which should be used as follows:  in patients with primary or metastatic spinal tumours who would benefit from post-operative high dose high precision beam therapy upon appropriate and stringent patient selection;  Patient selection should be done via standardised assessment such as the neurological-oncological-mechanical systemic (NOMS) framework; and  The assessment should be carried out by a multidisciplinary team (MDT), which may be inclusive of, but not limited to, radiation oncologists, spine surgeons and interventional radiologists, among others.
Orthopaedics | Spine - Thoracolumbar (TL) and sacral surgery | TL and sacral fusion and fixation implant | TL Rod | Highridge Medical | Percutaneous Rod, CoCr 5.5mm x 510mm, Straight | 816M5510 | Standalone | DE0510347 | As per HSA registered indication(s) except for radiolucent implants which should be used as follows:  in patients with primary or metastatic spinal tumours who would benefit from post-operative high dose high precision beam therapy upon appropriate and stringent patient selection;  Patient selection should be done via standardised assessment such as the neurological-oncological-mechanical systemic (NOMS) framework; and  The assessment should be carried out by a multidisciplinary team (MDT), which may be inclusive of, but not limited to, radiation oncologists, spine surgeons and interventional radiologists, among others.
Orthopaedics | Spine - Thoracolumbar (TL) and sacral surgery | TL and sacral fusion and fixation implant | TL Rod | Highridge Medical | Percutaneous Rod, CoCr 5.5mm x 600mm, Straight | 816M5600 | Standalone | DE0510347 | As per HSA registered indication(s) except for radiolucent implants which should be used as follows:  in patients with primary or metastatic spinal tumours who would benefit from post-operative high dose high precision beam therapy upon appropriate and stringent patient selection;  Patient selection should be done via standardised assessment such as the neurological-oncological-mechanical systemic (NOMS) framework; and  The assessment should be carried out by a multidisciplinary team (MDT), which may be inclusive of, but not limited to, radiation oncologists, spine surgeons and interventional radiologists, among others.
Orthopaedics | Spine - Thoracolumbar (TL) and sacral surgery | TL and sacral fusion and fixation implant | TL Rod | Highridge Medical | Percutaneous Rod, CoCr 6.0mm x 300mm, Straight | 816M6300 | Standalone | DE0510347 | As per HSA registered indication(s) except for radiolucent implants which should be used as follows:  in patients with primary or metastatic spinal tumours who would benefit from post-operative high dose high precision beam therapy upon appropriate and stringent patient selection;  Patient selection should be done via standardised assessment such as the neurological-oncological-mechanical systemic (NOMS) framework; and  The assessment should be carried out by a multidisciplinary team (MDT), which may be inclusive of, but not limited to, radiation oncologists, spine surgeons and interventional radiologists, among others.
Orthopaedics | Spine - Thoracolumbar (TL) and sacral surgery | TL and sacral fusion and fixation implant | TL Rod | Highridge Medical | Percutaneous Rod, CoCr 6.0mm x 450mm, Straight | 816M6450 | Standalone | DE0510347 | As per HSA registered indication(s) except for radiolucent implants which should be used as follows:  in patients with primary or metastatic spinal tumours who would benefit from post-operative high dose high precision beam therapy upon appropriate and stringent patient selection;  Patient selection should be done via standardised assessment such as the neurological-oncological-mechanical systemic (NOMS) framework; and  The assessment should be carried out by a multidisciplinary team (MDT), which may be inclusive of, but not limited to, radiation oncologists, spine surgeons and interventional radiologists, among others.
Orthopaedics | Spine - Thoracolumbar (TL) and sacral surgery | TL and sacral fusion and fixation implant | TL Rod | Highridge Medical | Percutaneous Rod, CoCr 6.0mm x 510mm, Straight | 816M6510 | Standalone | DE0510347 | As per HSA registered indication(s) except for radiolucent implants which should be used as follows:  in patients with primary or metastatic spinal tumours who would benefit from post-operative high dose high precision beam therapy upon appropriate and stringent patient selection;  Patient selection should be done via standardised assessment such as the neurological-oncological-mechanical systemic (NOMS) framework; and  The assessment should be carried out by a multidisciplinary team (MDT), which may be inclusive of, but not limited to, radiation oncologists, spine surgeons and interventional radiologists, among others.
Orthopaedics | Spine - Thoracolumbar (TL) and sacral surgery | TL and sacral fusion and fixation implant | TL Rod | Highridge Medical | Percutaneous Rod, CoCr 6.0mm x 600mm, Straight | 816M6600 | Standalone | DE0510347 | As per HSA registered indication(s) except for radiolucent implants which should be used as follows:  in patients with primary or metastatic spinal tumours who would benefit from post-operative high dose high precision beam therapy upon appropriate and stringent patient selection;  Patient selection should be done via standardised assessment such as the neurological-oncological-mechanical systemic (NOMS) framework; and  The assessment should be carried out by a multidisciplinary team (MDT), which may be inclusive of, but not limited to, radiation oncologists, spine surgeons and interventional radiologists, among others.
Orthopaedics | Spine - Thoracolumbar (TL) and sacral surgery | TL and sacral fusion and fixation implant | TL pedicle screw - Shank, tulip | Highridge Medical | Cannulated Extended Tab Polyaxial Short Reduction Screw 4.5x20MM | 818M4520 | Standalone | DE0510347 | As per HSA registered indication(s) except for radiolucent implants which should be used as follows:  in patients with primary or metastatic spinal tumours who would benefit from post-operative high dose high precision beam therapy upon appropriate and stringent patient selection;  Patient selection should be done via standardised assessment such as the neurological-oncological-mechanical systemic (NOMS) framework; and  The assessment should be carried out by a multidisciplinary team (MDT), which may be inclusive of, but not limited to, radiation oncologists, spine surgeons and interventional radiologists, among others.
Orthopaedics | Spine - Thoracolumbar (TL) and sacral surgery | TL and sacral fusion and fixation implant | TL pedicle screw - Shank, tulip | Highridge Medical | Cannulated Extended Tab Polyaxial Short Reduction Screw 4.5x25MM | 818M4525 | Standalone | DE0510347 | As per HSA registered indication(s) except for radiolucent implants which should be used as follows:  in patients with primary or metastatic spinal tumours who would benefit from post-operative high dose high precision beam therapy upon appropriate and stringent patient selection;  Patient selection should be done via standardised assessment such as the neurological-oncological-mechanical systemic (NOMS) framework; and  The assessment should be carried out by a multidisciplinary team (MDT), which may be inclusive of, but not limited to, radiation oncologists, spine surgeons and interventional radiologists, among others.
Orthopaedics | Spine - Thoracolumbar (TL) and sacral surgery | TL and sacral fusion and fixation implant | TL pedicle screw - Shank, tulip | Highridge Medical | Cannulated Extended Tab Polyaxial Short Reduction Screw 4.5x30MM | 818M4530 | Standalone | DE0510347 | As per HSA registered indication(s) except for radiolucent implants which should be used as follows:  in patients with primary or metastatic spinal tumours who would benefit from post-operative high dose high precision beam therapy upon appropriate and stringent patient selection;  Patient selection should be done via standardised assessment such as the neurological-oncological-mechanical systemic (NOMS) framework; and  The assessment should be carried out by a multidisciplinary team (MDT), which may be inclusive of, but not limited to, radiation oncologists, spine surgeons and interventional radiologists, among others.
Orthopaedics | Spine - Thoracolumbar (TL) and sacral surgery | TL and sacral fusion and fixation implant | TL pedicle screw - Shank, tulip | Highridge Medical | Cannulated Extended Tab Polyaxial Short Reduction Screw 4.5x35MM | 818M4535 | Standalone | DE0510347 | As per HSA registered indication(s) except for radiolucent implants which should be used as follows:  in patients with primary or metastatic spinal tumours who would benefit from post-operative high dose high precision beam therapy upon appropriate and stringent patient selection;  Patient selection should be done via standardised assessment such as the neurological-oncological-mechanical systemic (NOMS) framework; and  The assessment should be carried out by a multidisciplinary team (MDT), which may be inclusive of, but not limited to, radiation oncologists, spine surgeons and interventional radiologists, among others.
Orthopaedics | Spine - Thoracolumbar (TL) and sacral surgery | TL and sacral fusion and fixation implant | TL pedicle screw - Shank, tulip | Highridge Medical | Cannulated Extended Tab Polyaxial Short Reduction Screw 4.5x40MM | 818M4540 | Standalone | DE0510347 | As per HSA registered indication(s) except for radiolucent implants which should be used as follows:  in patients with primary or metastatic spinal tumours who would benefit from post-operative high dose high precision beam therapy upon appropriate and stringent patient selection;  Patient selection should be done via standardised assessment such as the neurological-oncological-mechanical systemic (NOMS) framework; and  The assessment should be carried out by a multidisciplinary team (MDT), which may be inclusive of, but not limited to, radiation oncologists, spine surgeons and interventional radiologists, among others.
Orthopaedics | Spine - Thoracolumbar (TL) and sacral surgery | TL and sacral fusion and fixation implant | TL pedicle screw - Shank, tulip | Highridge Medical | Cannulated Extended Tab Polyaxial Short Reduction Screw 4.5x45MM | 818M4545 | Standalone | DE0510347 | As per HSA registered indication(s) except for radiolucent implants which should be used as follows:  in patients with primary or metastatic spinal tumours who would benefit from post-operative high dose high precision beam therapy upon appropriate and stringent patient selection;  Patient selection should be done via standardised assessment such as the neurological-oncological-mechanical systemic (NOMS) framework; and  The assessment should be carried out by a multidisciplinary team (MDT), which may be inclusive of, but not limited to, radiation oncologists, spine surgeons and interventional radiologists, among others.
Orthopaedics | Spine - Thoracolumbar (TL) and sacral surgery | TL and sacral fusion and fixation implant | TL pedicle screw - Shank, tulip | Highridge Medical | Cannulated Extended Tab Polyaxial Short Reduction Screw 4.5x50MM | 818M4550 | Standalone | DE0510347 | As per HSA registered indication(s) except for radiolucent implants which should be used as follows:  in patients with primary or metastatic spinal tumours who would benefit from post-operative high dose high precision beam therapy upon appropriate and stringent patient selection;  Patient selection should be done via standardised assessment such as the neurological-oncological-mechanical systemic (NOMS) framework; and  The assessment should be carried out by a multidisciplinary team (MDT), which may be inclusive of, but not limited to, radiation oncologists, spine surgeons and interventional radiologists, among others.
Orthopaedics | Spine - Thoracolumbar (TL) and sacral surgery | TL and sacral fusion and fixation implant | TL pedicle screw - Shank, tulip | Highridge Medical | Cannulated Extended Tab Polyaxial Short Reduction Screw 4.5x55MM | 818M4555 | Standalone | DE0510347 | As per HSA registered indication(s) except for radiolucent implants which should be used as follows:  in patients with primary or metastatic spinal tumours who would benefit from post-operative high dose high precision beam therapy upon appropriate and stringent patient selection;  Patient selection should be done via standardised assessment such as the neurological-oncological-mechanical systemic (NOMS) framework; and  The assessment should be carried out by a multidisciplinary team (MDT), which may be inclusive of, but not limited to, radiation oncologists, spine surgeons and interventional radiologists, among others.
Orthopaedics | Spine - Thoracolumbar (TL) and sacral surgery | TL and sacral fusion and fixation implant | TL pedicle screw - Shank, tulip | Highridge Medical | Cannulated Extended Tab Polyaxial Short Reduction Screw 4.5x60MM | 818M4560 | Standalone | DE0510347 | As per HSA registered indication(s) except for radiolucent implants which should be used as follows:  in patients with primary or metastatic spinal tumours who would benefit from post-operative high dose high precision beam therapy upon appropriate and stringent patient selection;  Patient selection should be done via standardised assessment such as the neurological-oncological-mechanical systemic (NOMS) framework; and  The assessment should be carried out by a multidisciplinary team (MDT), which may be inclusive of, but not limited to, radiation oncologists, spine surgeons and interventional radiologists, among others.
Orthopaedics | Spine - Thoracolumbar (TL) and sacral surgery | TL and sacral fusion and fixation implant | TL pedicle screw - Shank, tulip | Highridge Medical | Cannulated Extended Tab Polyaxial Short Reduction Screw 5.0x20MM | 818M5020 | Standalone | DE0510347 | As per HSA registered indication(s) except for radiolucent implants which should be used as follows:  in patients with primary or metastatic spinal tumours who would benefit from post-operative high dose high precision beam therapy upon appropriate and stringent patient selection;  Patient selection should be done via standardised assessment such as the neurological-oncological-mechanical systemic (NOMS) framework; and  The assessment should be carried out by a multidisciplinary team (MDT), which may be inclusive of, but not limited to, radiation oncologists, spine surgeons and interventional radiologists, among others.
Orthopaedics | Spine - Thoracolumbar (TL) and sacral surgery | TL and sacral fusion and fixation implant | TL pedicle screw - Shank, tulip | Highridge Medical | Cannulated Extended Tab Polyaxial Short Reduction Screw 5.0x25MM | 818M5025 | Standalone | DE0510347 | As per HSA registered indication(s) except for radiolucent implants which should be used as follows:  in patients with primary or metastatic spinal tumours who would benefit from post-operative high dose high precision beam therapy upon appropriate and stringent patient selection;  Patient selection should be done via standardised assessment such as the neurological-oncological-mechanical systemic (NOMS) framework; and  The assessment should be carried out by a multidisciplinary team (MDT), which may be inclusive of, but not limited to, radiation oncologists, spine surgeons and interventional radiologists, among others.
Orthopaedics | Spine - Thoracolumbar (TL) and sacral surgery | TL and sacral fusion and fixation implant | TL pedicle screw - Shank, tulip | Highridge Medical | Cannulated Extended Tab Polyaxial Short Reduction Screw 5.0x30MM | 818M5030 | Standalone | DE0510347 | As per HSA registered indication(s) except for radiolucent implants which should be used as follows:  in patients with primary or metastatic spinal tumours who would benefit from post-operative high dose high precision beam therapy upon appropriate and stringent patient selection;  Patient selection should be done via standardised assessment such as the neurological-oncological-mechanical systemic (NOMS) framework; and  The assessment should be carried out by a multidisciplinary team (MDT), which may be inclusive of, but not limited to, radiation oncologists, spine surgeons and interventional radiologists, among others.
Orthopaedics | Spine - Thoracolumbar (TL) and sacral surgery | TL and sacral fusion and fixation implant | TL pedicle screw - Shank, tulip | Highridge Medical | Cannulated Extended Tab Polyaxial Short Reduction Screw 5.0x35MM | 818M5035 | Standalone | DE0510347 | As per HSA registered indication(s) except for radiolucent implants which should be used as follows:  in patients with primary or metastatic spinal tumours who would benefit from post-operative high dose high precision beam therapy upon appropriate and stringent patient selection;  Patient selection should be done via standardised assessment such as the neurological-oncological-mechanical systemic (NOMS) framework; and  The assessment should be carried out by a multidisciplinary team (MDT), which may be inclusive of, but not limited to, radiation oncologists, spine surgeons and interventional radiologists, among others.
Orthopaedics | Spine - Thoracolumbar (TL) and sacral surgery | TL and sacral fusion and fixation implant | TL pedicle screw - Shank, tulip | Highridge Medical | Cannulated Extended Tab Polyaxial Short Reduction Screw 5.0x40MM | 818M5040 | Standalone | DE0510347 | As per HSA registered indication(s) except for radiolucent implants which should be used as follows:  in patients with primary or metastatic spinal tumours who would benefit from post-operative high dose high precision beam therapy upon appropriate and stringent patient selection;  Patient selection should be done via standardised assessment such as the neurological-oncological-mechanical systemic (NOMS) framework; and  The assessment should be carried out by a multidisciplinary team (MDT), which may be inclusive of, but not limited to, radiation oncologists, spine surgeons and interventional radiologists, among others.
Orthopaedics | Spine - Thoracolumbar (TL) and sacral surgery | TL and sacral fusion and fixation implant | TL pedicle screw - Shank, tulip | Highridge Medical | Cannulated Extended Tab Polyaxial Short Reduction Screw 5.0x45MM | 818M5045 | Standalone | DE0510347 | As per HSA registered indication(s) except for radiolucent implants which should be used as follows:  in patients with primary or metastatic spinal tumours who would benefit from post-operative high dose high precision beam therapy upon appropriate and stringent patient selection;  Patient selection should be done via standardised assessment such as the neurological-oncological-mechanical systemic (NOMS) framework; and  The assessment should be carried out by a multidisciplinary team (MDT), which may be inclusive of, but not limited to, radiation oncologists, spine surgeons and interventional radiologists, among others.
Orthopaedics | Spine - Thoracolumbar (TL) and sacral surgery | TL and sacral fusion and fixation implant | TL pedicle screw - Shank, tulip | Highridge Medical | Cannulated Extended Tab Polyaxial Short Reduction Screw 5.0x50MM | 818M5050 | Standalone | DE0510347 | As per HSA registered indication(s) except for radiolucent implants which should be used as follows:  in patients with primary or metastatic spinal tumours who would benefit from post-operative high dose high precision beam therapy upon appropriate and stringent patient selection;  Patient selection should be done via standardised assessment such as the neurological-oncological-mechanical systemic (NOMS) framework; and  The assessment should be carried out by a multidisciplinary team (MDT), which may be inclusive of, but not limited to, radiation oncologists, spine surgeons and interventional radiologists, among others.
Orthopaedics | Spine - Thoracolumbar (TL) and sacral surgery | TL and sacral fusion and fixation implant | TL pedicle screw - Shank, tulip | Highridge Medical | Cannulated Extended Tab Polyaxial Short Reduction Screw 5.0x55MM | 818M5055 | Standalone | DE0510347 | As per HSA registered indication(s) except for radiolucent implants which should be used as follows:  in patients with primary or metastatic spinal tumours who would benefit from post-operative high dose high precision beam therapy upon appropriate and stringent patient selection;  Patient selection should be done via standardised assessment such as the neurological-oncological-mechanical systemic (NOMS) framework; and  The assessment should be carried out by a multidisciplinary team (MDT), which may be inclusive of, but not limited to, radiation oncologists, spine surgeons and interventional radiologists, among others.
Orthopaedics | Spine - Thoracolumbar (TL) and sacral surgery | TL and sacral fusion and fixation implant | TL pedicle screw - Shank, tulip | Highridge Medical | Cannulated Extended Tab Polyaxial Short Reduction Screw 5.0x60MM | 818M5060 | Standalone | DE0510347 | As per HSA registered indication(s) except for radiolucent implants which should be used as follows:  in patients with primary or metastatic spinal tumours who would benefit from post-operative high dose high precision beam therapy upon appropriate and stringent patient selection;  Patient selection should be done via standardised assessment such as the neurological-oncological-mechanical systemic (NOMS) framework; and  The assessment should be carried out by a multidisciplinary team (MDT), which may be inclusive of, but not limited to, radiation oncologists, spine surgeons and interventional radiologists, among others.
Orthopaedics | Spine - Thoracolumbar (TL) and sacral surgery | TL and sacral fusion and fixation implant | TL pedicle screw - Shank, tulip | Highridge Medical | Cannulated Extended Tab Polyaxial Short Reduction Screw 5.5x100MM | 818M5500 | Standalone | DE0510347 | As per HSA registered indication(s) except for radiolucent implants which should be used as follows:  in patients with primary or metastatic spinal tumours who would benefit from post-operative high dose high precision beam therapy upon appropriate and stringent patient selection;  Patient selection should be done via standardised assessment such as the neurological-oncological-mechanical systemic (NOMS) framework; and  The assessment should be carried out by a multidisciplinary team (MDT), which may be inclusive of, but not limited to, radiation oncologists, spine surgeons and interventional radiologists, among others.
Orthopaedics | Spine - Thoracolumbar (TL) and sacral surgery | TL and sacral fusion and fixation implant | TL pedicle screw - Shank, tulip | Highridge Medical | Cannulated Extended Tab Polyaxial Short Reduction Screw 5.5x105MM | 818M5505 | Standalone | DE0510347 | As per HSA registered indication(s) except for radiolucent implants which should be used as follows:  in patients with primary or metastatic spinal tumours who would benefit from post-operative high dose high precision beam therapy upon appropriate and stringent patient selection;  Patient selection should be done via standardised assessment such as the neurological-oncological-mechanical systemic (NOMS) framework; and  The assessment should be carried out by a multidisciplinary team (MDT), which may be inclusive of, but not limited to, radiation oncologists, spine surgeons and interventional radiologists, among others.
Orthopaedics | Spine - Thoracolumbar (TL) and sacral surgery | TL and sacral fusion and fixation implant | TL pedicle screw - Shank, tulip | Highridge Medical | Cannulated Extended Tab Polyaxial Short Reduction Screw 5.5x110MM | 818M5510 | Standalone | DE0510347 | As per HSA registered indication(s) except for radiolucent implants which should be used as follows:  in patients with primary or metastatic spinal tumours who would benefit from post-operative high dose high precision beam therapy upon appropriate and stringent patient selection;  Patient selection should be done via standardised assessment such as the neurological-oncological-mechanical systemic (NOMS) framework; and  The assessment should be carried out by a multidisciplinary team (MDT), which may be inclusive of, but not limited to, radiation oncologists, spine surgeons and interventional radiologists, among others.
Orthopaedics | Spine - Thoracolumbar (TL) and sacral surgery | TL and sacral fusion and fixation implant | TL pedicle screw - Shank, tulip | Highridge Medical | Cannulated Extended Tab Polyaxial Short Reduction Screw 5.5x115MM | 818M5515 | Standalone | DE0510347 | As per HSA registered indication(s) except for radiolucent implants which should be used as follows:  in patients with primary or metastatic spinal tumours who would benefit from post-operative high dose high precision beam therapy upon appropriate and stringent patient selection;  Patient selection should be done via standardised assessment such as the neurological-oncological-mechanical systemic (NOMS) framework; and  The assessment should be carried out by a multidisciplinary team (MDT), which may be inclusive of, but not limited to, radiation oncologists, spine surgeons and interventional radiologists, among others.
Orthopaedics | Spine - Thoracolumbar (TL) and sacral surgery | TL and sacral fusion and fixation implant | TL pedicle screw - Shank, tulip | Highridge Medical | Cannulated Extended Tab Polyaxial Short Reduction Screw 5.5x20MM | 818M5520 | Standalone | DE0510347 | As per HSA registered indication(s) except for radiolucent implants which should be used as follows:  in patients with primary or metastatic spinal tumours who would benefit from post-operative high dose high precision beam therapy upon appropriate and stringent patient selection;  Patient selection should be done via standardised assessment such as the neurological-oncological-mechanical systemic (NOMS) framework; and  The assessment should be carried out by a multidisciplinary team (MDT), which may be inclusive of, but not limited to, radiation oncologists, spine surgeons and interventional radiologists, among others.
Orthopaedics | Spine - Thoracolumbar (TL) and sacral surgery | TL and sacral fusion and fixation implant | TL pedicle screw - Shank, tulip | Highridge Medical | Cannulated Extended Tab Polyaxial Short Reduction Screw 5.5x120MM | 818M5521 | Standalone | DE0510347 | As per HSA registered indication(s) except for radiolucent implants which should be used as follows:  in patients with primary or metastatic spinal tumours who would benefit from post-operative high dose high precision beam therapy upon appropriate and stringent patient selection;  Patient selection should be done via standardised assessment such as the neurological-oncological-mechanical systemic (NOMS) framework; and  The assessment should be carried out by a multidisciplinary team (MDT), which may be inclusive of, but not limited to, radiation oncologists, spine surgeons and interventional radiologists, among others.
Orthopaedics | Spine - Thoracolumbar (TL) and sacral surgery | TL and sacral fusion and fixation implant | TL pedicle screw - Shank, tulip | Highridge Medical | Cannulated Extended Tab Polyaxial Short Reduction Screw 5.5x25MM | 818M5525 | Standalone | DE0510347 | As per HSA registered indication(s) except for radiolucent implants which should be used as follows:  in patients with primary or metastatic spinal tumours who would benefit from post-operative high dose high precision beam therapy upon appropriate and stringent patient selection;  Patient selection should be done via standardised assessment such as the neurological-oncological-mechanical systemic (NOMS) framework; and  The assessment should be carried out by a multidisciplinary team (MDT), which may be inclusive of, but not limited to, radiation oncologists, spine surgeons and interventional radiologists, among others.
Orthopaedics | Spine - Thoracolumbar (TL) and sacral surgery | TL and sacral fusion and fixation implant | TL pedicle screw - Shank, tulip | Highridge Medical | Cannulated Extended Tab Polyaxial Short Reduction Screw 5.5x30MM | 818M5530 | Standalone | DE0510347 | As per HSA registered indication(s) except for radiolucent implants which should be used as follows:  in patients with primary or metastatic spinal tumours who would benefit from post-operative high dose high precision beam therapy upon appropriate and stringent patient selection;  Patient selection should be done via standardised assessment such as the neurological-oncological-mechanical systemic (NOMS) framework; and  The assessment should be carried out by a multidisciplinary team (MDT), which may be inclusive of, but not limited to, radiation oncologists, spine surgeons and interventional radiologists, among others.
Orthopaedics | Spine - Thoracolumbar (TL) and sacral surgery | TL and sacral fusion and fixation implant | TL pedicle screw - Shank, tulip | Highridge Medical | Cannulated Extended Tab Polyaxial Short Reduction Screw 5.5x35MM | 818M5535 | Standalone | DE0510347 | As per HSA registered indication(s) except for radiolucent implants which should be used as follows:  in patients with primary or metastatic spinal tumours who would benefit from post-operative high dose high precision beam therapy upon appropriate and stringent patient selection;  Patient selection should be done via standardised assessment such as the neurological-oncological-mechanical systemic (NOMS) framework; and  The assessment should be carried out by a multidisciplinary team (MDT), which may be inclusive of, but not limited to, radiation oncologists, spine surgeons and interventional radiologists, among others.
Orthopaedics | Spine - Thoracolumbar (TL) and sacral surgery | TL and sacral fusion and fixation implant | TL pedicle screw - Shank, tulip | Highridge Medical | Cannulated Extended Tab Polyaxial Short Reduction Screw 5.5x40MM | 818M5540 | Standalone | DE0510347 | As per HSA registered indication(s) except for radiolucent implants which should be used as follows:  in patients with primary or metastatic spinal tumours who would benefit from post-operative high dose high precision beam therapy upon appropriate and stringent patient selection;  Patient selection should be done via standardised assessment such as the neurological-oncological-mechanical systemic (NOMS) framework; and  The assessment should be carried out by a multidisciplinary team (MDT), which may be inclusive of, but not limited to, radiation oncologists, spine surgeons and interventional radiologists, among others.
Orthopaedics | Spine - Thoracolumbar (TL) and sacral surgery | TL and sacral fusion and fixation implant | TL pedicle screw - Shank, tulip | Highridge Medical | Cannulated Extended Tab Polyaxial Short Reduction Screw 5.5x45MM | 818M5545 | Standalone | DE0510347 | As per HSA registered indication(s) except for radiolucent implants which should be used as follows:  in patients with primary or metastatic spinal tumours who would benefit from post-operative high dose high precision beam therapy upon appropriate and stringent patient selection;  Patient selection should be done via standardised assessment such as the neurological-oncological-mechanical systemic (NOMS) framework; and  The assessment should be carried out by a multidisciplinary team (MDT), which may be inclusive of, but not limited to, radiation oncologists, spine surgeons and interventional radiologists, among others.
Orthopaedics | Spine - Thoracolumbar (TL) and sacral surgery | TL and sacral fusion and fixation implant | TL pedicle screw - Shank, tulip | Highridge Medical | Cannulated Extended Tab Polyaxial Short Reduction Screw 5.5x50MM | 818M5550 | Standalone | DE0510347 | As per HSA registered indication(s) except for radiolucent implants which should be used as follows:  in patients with primary or metastatic spinal tumours who would benefit from post-operative high dose high precision beam therapy upon appropriate and stringent patient selection;  Patient selection should be done via standardised assessment such as the neurological-oncological-mechanical systemic (NOMS) framework; and  The assessment should be carried out by a multidisciplinary team (MDT), which may be inclusive of, but not limited to, radiation oncologists, spine surgeons and interventional radiologists, among others.
Orthopaedics | Spine - Thoracolumbar (TL) and sacral surgery | TL and sacral fusion and fixation implant | TL pedicle screw - Shank, tulip | Highridge Medical | Cannulated Extended Tab Polyaxial Short Reduction Screw 5.5x55MM | 818M5555 | Standalone | DE0510347 | As per HSA registered indication(s) except for radiolucent implants which should be used as follows:  in patients with primary or metastatic spinal tumours who would benefit from post-operative high dose high precision beam therapy upon appropriate and stringent patient selection;  Patient selection should be done via standardised assessment such as the neurological-oncological-mechanical systemic (NOMS) framework; and  The assessment should be carried out by a multidisciplinary team (MDT), which may be inclusive of, but not limited to, radiation oncologists, spine surgeons and interventional radiologists, among others.
Orthopaedics | Spine - Thoracolumbar (TL) and sacral surgery | TL and sacral fusion and fixation implant | TL pedicle screw - Shank, tulip | Highridge Medical | Cannulated Extended Tab Polyaxial Short Reduction Screw 5.5x60MM | 818M5560 | Standalone | DE0510347 | As per HSA registered indication(s) except for radiolucent implants which should be used as follows:  in patients with primary or metastatic spinal tumours who would benefit from post-operative high dose high precision beam therapy upon appropriate and stringent patient selection;  Patient selection should be done via standardised assessment such as the neurological-oncological-mechanical systemic (NOMS) framework; and  The assessment should be carried out by a multidisciplinary team (MDT), which may be inclusive of, but not limited to, radiation oncologists, spine surgeons and interventional radiologists, among others.
Orthopaedics | Spine - Thoracolumbar (TL) and sacral surgery | TL and sacral fusion and fixation implant | TL pedicle screw - Shank, tulip | Highridge Medical | Cannulated Extended Tab Polyaxial Short Reduction Screw 5.5x65MM | 818M5565 | Standalone | DE0510347 | As per HSA registered indication(s) except for radiolucent implants which should be used as follows:  in patients with primary or metastatic spinal tumours who would benefit from post-operative high dose high precision beam therapy upon appropriate and stringent patient selection;  Patient selection should be done via standardised assessment such as the neurological-oncological-mechanical systemic (NOMS) framework; and  The assessment should be carried out by a multidisciplinary team (MDT), which may be inclusive of, but not limited to, radiation oncologists, spine surgeons and interventional radiologists, among others.
Orthopaedics | Spine - Thoracolumbar (TL) and sacral surgery | TL and sacral fusion and fixation implant | TL pedicle screw - Shank, tulip | Highridge Medical | Cannulated Extended Tab Polyaxial Short Reduction Screw 5.5x70MM | 818M5570 | Standalone | DE0510347 | As per HSA registered indication(s) except for radiolucent implants which should be used as follows:  in patients with primary or metastatic spinal tumours who would benefit from post-operative high dose high precision beam therapy upon appropriate and stringent patient selection;  Patient selection should be done via standardised assessment such as the neurological-oncological-mechanical systemic (NOMS) framework; and  The assessment should be carried out by a multidisciplinary team (MDT), which may be inclusive of, but not limited to, radiation oncologists, spine surgeons and interventional radiologists, among others.
Orthopaedics | Spine - Thoracolumbar (TL) and sacral surgery | TL and sacral fusion and fixation implant | TL pedicle screw - Shank, tulip | Highridge Medical | Cannulated Extended Tab Polyaxial Short Reduction Screw 5.5x75MM | 818M5575 | Standalone | DE0510347 | As per HSA registered indication(s) except for radiolucent implants which should be used as follows:  in patients with primary or metastatic spinal tumours who would benefit from post-operative high dose high precision beam therapy upon appropriate and stringent patient selection;  Patient selection should be done via standardised assessment such as the neurological-oncological-mechanical systemic (NOMS) framework; and  The assessment should be carried out by a multidisciplinary team (MDT), which may be inclusive of, but not limited to, radiation oncologists, spine surgeons and interventional radiologists, among others.
Orthopaedics | Spine - Thoracolumbar (TL) and sacral surgery | TL and sacral fusion and fixation implant | TL pedicle screw - Shank, tulip | Highridge Medical | Cannulated Extended Tab Polyaxial Short Reduction Screw 5.5x80MM | 818M5580 | Standalone | DE0510347 | As per HSA registered indication(s) except for radiolucent implants which should be used as follows:  in patients with primary or metastatic spinal tumours who would benefit from post-operative high dose high precision beam therapy upon appropriate and stringent patient selection;  Patient selection should be done via standardised assessment such as the neurological-oncological-mechanical systemic (NOMS) framework; and  The assessment should be carried out by a multidisciplinary team (MDT), which may be inclusive of, but not limited to, radiation oncologists, spine surgeons and interventional radiologists, among others.
Orthopaedics | Spine - Thoracolumbar (TL) and sacral surgery | TL and sacral fusion and fixation implant | TL pedicle screw - Shank, tulip | Highridge Medical | Cannulated Extended Tab Polyaxial Short Reduction Screw 5.5x85MM | 818M5585 | Standalone | DE0510347 | As per HSA registered indication(s) except for radiolucent implants which should be used as follows:  in patients with primary or metastatic spinal tumours who would benefit from post-operative high dose high precision beam therapy upon appropriate and stringent patient selection;  Patient selection should be done via standardised assessment such as the neurological-oncological-mechanical systemic (NOMS) framework; and  The assessment should be carried out by a multidisciplinary team (MDT), which may be inclusive of, but not limited to, radiation oncologists, spine surgeons and interventional radiologists, among others.
Orthopaedics | Spine - Thoracolumbar (TL) and sacral surgery | TL and sacral fusion and fixation implant | TL pedicle screw - Shank, tulip | Highridge Medical | Cannulated Extended Tab Polyaxial Short Reduction Screw 5.5x90MM | 818M5590 | Standalone | DE0510347 | As per HSA registered indication(s) except for radiolucent implants which should be used as follows:  in patients with primary or metastatic spinal tumours who would benefit from post-operative high dose high precision beam therapy upon appropriate and stringent patient selection;  Patient selection should be done via standardised assessment such as the neurological-oncological-mechanical systemic (NOMS) framework; and  The assessment should be carried out by a multidisciplinary team (MDT), which may be inclusive of, but not limited to, radiation oncologists, spine surgeons and interventional radiologists, among others.
Orthopaedics | Spine - Thoracolumbar (TL) and sacral surgery | TL and sacral fusion and fixation implant | TL pedicle screw - Shank, tulip | Highridge Medical | Cannulated Extended Tab Polyaxial Short Reduction Screw 5.5x95MM | 818M5595 | Standalone | DE0510347 | As per HSA registered indication(s) except for radiolucent implants which should be used as follows:  in patients with primary or metastatic spinal tumours who would benefit from post-operative high dose high precision beam therapy upon appropriate and stringent patient selection;  Patient selection should be done via standardised assessment such as the neurological-oncological-mechanical systemic (NOMS) framework; and  The assessment should be carried out by a multidisciplinary team (MDT), which may be inclusive of, but not limited to, radiation oncologists, spine surgeons and interventional radiologists, among others.
Orthopaedics | Spine - Thoracolumbar (TL) and sacral surgery | TL and sacral fusion and fixation implant | TL pedicle screw - Shank, tulip | Highridge Medical | Cannulated Extended Tab Polyaxial Short Reduction Screw 6.0x100MM | 818M6000 | Standalone | DE0510347 | As per HSA registered indication(s) except for radiolucent implants which should be used as follows:  in patients with primary or metastatic spinal tumours who would benefit from post-operative high dose high precision beam therapy upon appropriate and stringent patient selection;  Patient selection should be done via standardised assessment such as the neurological-oncological-mechanical systemic (NOMS) framework; and  The assessment should be carried out by a multidisciplinary team (MDT), which may be inclusive of, but not limited to, radiation oncologists, spine surgeons and interventional radiologists, among others.
Orthopaedics | Spine - Thoracolumbar (TL) and sacral surgery | TL and sacral fusion and fixation implant | TL pedicle screw - Shank, tulip | Highridge Medical | Cannulated Extended Tab Polyaxial Short Reduction Screw 6.0x105MM | 818M6005 | Standalone | DE0510347 | As per HSA registered indication(s) except for radiolucent implants which should be used as follows:  in patients with primary or metastatic spinal tumours who would benefit from post-operative high dose high precision beam therapy upon appropriate and stringent patient selection;  Patient selection should be done via standardised assessment such as the neurological-oncological-mechanical systemic (NOMS) framework; and  The assessment should be carried out by a multidisciplinary team (MDT), which may be inclusive of, but not limited to, radiation oncologists, spine surgeons and interventional radiologists, among others.
Orthopaedics | Spine - Thoracolumbar (TL) and sacral surgery | TL and sacral fusion and fixation implant | TL pedicle screw - Shank, tulip | Highridge Medical | Cannulated Extended Tab Polyaxial Short Reduction Screw 6.0x110MM | 818M6010 | Standalone | DE0510347 | As per HSA registered indication(s) except for radiolucent implants which should be used as follows:  in patients with primary or metastatic spinal tumours who would benefit from post-operative high dose high precision beam therapy upon appropriate and stringent patient selection;  Patient selection should be done via standardised assessment such as the neurological-oncological-mechanical systemic (NOMS) framework; and  The assessment should be carried out by a multidisciplinary team (MDT), which may be inclusive of, but not limited to, radiation oncologists, spine surgeons and interventional radiologists, among others.
Orthopaedics | Spine - Thoracolumbar (TL) and sacral surgery | TL and sacral fusion and fixation implant | TL pedicle screw - Shank, tulip | Highridge Medical | Cannulated Extended Tab Polyaxial Short Reduction Screw 6.0x115MM | 818M6015 | Standalone | DE0510347 | As per HSA registered indication(s) except for radiolucent implants which should be used as follows:  in patients with primary or metastatic spinal tumours who would benefit from post-operative high dose high precision beam therapy upon appropriate and stringent patient selection;  Patient selection should be done via standardised assessment such as the neurological-oncological-mechanical systemic (NOMS) framework; and  The assessment should be carried out by a multidisciplinary team (MDT), which may be inclusive of, but not limited to, radiation oncologists, spine surgeons and interventional radiologists, among others.
Orthopaedics | Spine - Thoracolumbar (TL) and sacral surgery | TL and sacral fusion and fixation implant | TL pedicle screw - Shank, tulip | Highridge Medical | Cannulated Extended Tab Polyaxial Short Reduction Screw 6.0x20MM | 818M6020 | Standalone | DE0510347 | As per HSA registered indication(s) except for radiolucent implants which should be used as follows:  in patients with primary or metastatic spinal tumours who would benefit from post-operative high dose high precision beam therapy upon appropriate and stringent patient selection;  Patient selection should be done via standardised assessment such as the neurological-oncological-mechanical systemic (NOMS) framework; and  The assessment should be carried out by a multidisciplinary team (MDT), which may be inclusive of, but not limited to, radiation oncologists, spine surgeons and interventional radiologists, among others.
Orthopaedics | Spine - Thoracolumbar (TL) and sacral surgery | TL and sacral fusion and fixation implant | TL pedicle screw - Shank, tulip | Highridge Medical | Cannulated Extended Tab Polyaxial Short Reduction Screw 6.0x120MM | 818M6021 | Standalone | DE0510347 | As per HSA registered indication(s) except for radiolucent implants which should be used as follows:  in patients with primary or metastatic spinal tumours who would benefit from post-operative high dose high precision beam therapy upon appropriate and stringent patient selection;  Patient selection should be done via standardised assessment such as the neurological-oncological-mechanical systemic (NOMS) framework; and  The assessment should be carried out by a multidisciplinary team (MDT), which may be inclusive of, but not limited to, radiation oncologists, spine surgeons and interventional radiologists, among others.
Orthopaedics | Spine - Thoracolumbar (TL) and sacral surgery | TL and sacral fusion and fixation implant | TL pedicle screw - Shank, tulip | Highridge Medical | Cannulated Extended Tab Polyaxial Short Reduction Screw 6.0x25MM | 818M6025 | Standalone | DE0510347 | As per HSA registered indication(s) except for radiolucent implants which should be used as follows:  in patients with primary or metastatic spinal tumours who would benefit from post-operative high dose high precision beam therapy upon appropriate and stringent patient selection;  Patient selection should be done via standardised assessment such as the neurological-oncological-mechanical systemic (NOMS) framework; and  The assessment should be carried out by a multidisciplinary team (MDT), which may be inclusive of, but not limited to, radiation oncologists, spine surgeons and interventional radiologists, among others.
Orthopaedics | Spine - Thoracolumbar (TL) and sacral surgery | TL and sacral fusion and fixation implant | TL pedicle screw - Shank, tulip | Highridge Medical | Cannulated Extended Tab Polyaxial Short Reduction Screw 6.0x30MM | 818M6030 | Standalone | DE0510347 | As per HSA registered indication(s) except for radiolucent implants which should be used as follows:  in patients with primary or metastatic spinal tumours who would benefit from post-operative high dose high precision beam therapy upon appropriate and stringent patient selection;  Patient selection should be done via standardised assessment such as the neurological-oncological-mechanical systemic (NOMS) framework; and  The assessment should be carried out by a multidisciplinary team (MDT), which may be inclusive of, but not limited to, radiation oncologists, spine surgeons and interventional radiologists, among others.
Orthopaedics | Spine - Thoracolumbar (TL) and sacral surgery | TL and sacral fusion and fixation implant | TL pedicle screw - Shank, tulip | Highridge Medical | Cannulated Extended Tab Polyaxial Short Reduction Screw 6.0x35MM | 818M6035 | Standalone | DE0510347 | As per HSA registered indication(s) except for radiolucent implants which should be used as follows:  in patients with primary or metastatic spinal tumours who would benefit from post-operative high dose high precision beam therapy upon appropriate and stringent patient selection;  Patient selection should be done via standardised assessment such as the neurological-oncological-mechanical systemic (NOMS) framework; and  The assessment should be carried out by a multidisciplinary team (MDT), which may be inclusive of, but not limited to, radiation oncologists, spine surgeons and interventional radiologists, among others.
Orthopaedics | Spine - Thoracolumbar (TL) and sacral surgery | TL and sacral fusion and fixation implant | TL pedicle screw - Shank, tulip | Highridge Medical | Cannulated Extended Tab Polyaxial Short Reduction Screw 6.0x40MM | 818M6040 | Standalone | DE0510347 | As per HSA registered indication(s) except for radiolucent implants which should be used as follows:  in patients with primary or metastatic spinal tumours who would benefit from post-operative high dose high precision beam therapy upon appropriate and stringent patient selection;  Patient selection should be done via standardised assessment such as the neurological-oncological-mechanical systemic (NOMS) framework; and  The assessment should be carried out by a multidisciplinary team (MDT), which may be inclusive of, but not limited to, radiation oncologists, spine surgeons and interventional radiologists, among others.
Orthopaedics | Spine - Thoracolumbar (TL) and sacral surgery | TL and sacral fusion and fixation implant | TL pedicle screw - Shank, tulip | Highridge Medical | Cannulated Extended Tab Polyaxial Short Reduction Screw 6.0x45MM | 818M6045 | Standalone | DE0510347 | As per HSA registered indication(s) except for radiolucent implants which should be used as follows:  in patients with primary or metastatic spinal tumours who would benefit from post-operative high dose high precision beam therapy upon appropriate and stringent patient selection;  Patient selection should be done via standardised assessment such as the neurological-oncological-mechanical systemic (NOMS) framework; and  The assessment should be carried out by a multidisciplinary team (MDT), which may be inclusive of, but not limited to, radiation oncologists, spine surgeons and interventional radiologists, among others.
Orthopaedics | Spine - Thoracolumbar (TL) and sacral surgery | TL and sacral fusion and fixation implant | TL pedicle screw - Shank, tulip | Highridge Medical | Cannulated Extended Tab Polyaxial Short Reduction Screw 6.0x50MM | 818M6050 | Standalone | DE0510347 | As per HSA registered indication(s) except for radiolucent implants which should be used as follows:  in patients with primary or metastatic spinal tumours who would benefit from post-operative high dose high precision beam therapy upon appropriate and stringent patient selection;  Patient selection should be done via standardised assessment such as the neurological-oncological-mechanical systemic (NOMS) framework; and  The assessment should be carried out by a multidisciplinary team (MDT), which may be inclusive of, but not limited to, radiation oncologists, spine surgeons and interventional radiologists, among others.
Orthopaedics | Spine - Thoracolumbar (TL) and sacral surgery | TL and sacral fusion and fixation implant | TL pedicle screw - Shank, tulip | Highridge Medical | Cannulated Extended Tab Polyaxial Short Reduction Screw 6.0x55MM | 818M6055 | Standalone | DE0510347 | As per HSA registered indication(s) except for radiolucent implants which should be used as follows:  in patients with primary or metastatic spinal tumours who would benefit from post-operative high dose high precision beam therapy upon appropriate and stringent patient selection;  Patient selection should be done via standardised assessment such as the neurological-oncological-mechanical systemic (NOMS) framework; and  The assessment should be carried out by a multidisciplinary team (MDT), which may be inclusive of, but not limited to, radiation oncologists, spine surgeons and interventional radiologists, among others.
Orthopaedics | Spine - Thoracolumbar (TL) and sacral surgery | TL and sacral fusion and fixation implant | TL pedicle screw - Shank, tulip | Highridge Medical | Cannulated Extended Tab Polyaxial Short Reduction Screw 6.0x60MM | 818M6060 | Standalone | DE0510347 | As per HSA registered indication(s) except for radiolucent implants which should be used as follows:  in patients with primary or metastatic spinal tumours who would benefit from post-operative high dose high precision beam therapy upon appropriate and stringent patient selection;  Patient selection should be done via standardised assessment such as the neurological-oncological-mechanical systemic (NOMS) framework; and  The assessment should be carried out by a multidisciplinary team (MDT), which may be inclusive of, but not limited to, radiation oncologists, spine surgeons and interventional radiologists, among others.
Orthopaedics | Spine - Thoracolumbar (TL) and sacral surgery | TL and sacral fusion and fixation implant | TL pedicle screw - Shank, tulip | Highridge Medical | Cannulated Extended Tab Polyaxial Short Reduction Screw 6.0x65MM | 818M6065 | Standalone | DE0510347 | As per HSA registered indication(s) except for radiolucent implants which should be used as follows:  in patients with primary or metastatic spinal tumours who would benefit from post-operative high dose high precision beam therapy upon appropriate and stringent patient selection;  Patient selection should be done via standardised assessment such as the neurological-oncological-mechanical systemic (NOMS) framework; and  The assessment should be carried out by a multidisciplinary team (MDT), which may be inclusive of, but not limited to, radiation oncologists, spine surgeons and interventional radiologists, among others.
Orthopaedics | Spine - Thoracolumbar (TL) and sacral surgery | TL and sacral fusion and fixation implant | TL pedicle screw - Shank, tulip | Highridge Medical | Cannulated Extended Tab Polyaxial Short Reduction Screw 6.0x70MM | 818M6070 | Standalone | DE0510347 | As per HSA registered indication(s) except for radiolucent implants which should be used as follows:  in patients with primary or metastatic spinal tumours who would benefit from post-operative high dose high precision beam therapy upon appropriate and stringent patient selection;  Patient selection should be done via standardised assessment such as the neurological-oncological-mechanical systemic (NOMS) framework; and  The assessment should be carried out by a multidisciplinary team (MDT), which may be inclusive of, but not limited to, radiation oncologists, spine surgeons and interventional radiologists, among others.
Orthopaedics | Spine - Thoracolumbar (TL) and sacral surgery | TL and sacral fusion and fixation implant | TL pedicle screw - Shank, tulip | Highridge Medical | Cannulated Extended Tab Polyaxial Short Reduction Screw 6.0x75MM | 818M6075 | Standalone | DE0510347 | As per HSA registered indication(s) except for radiolucent implants which should be used as follows:  in patients with primary or metastatic spinal tumours who would benefit from post-operative high dose high precision beam therapy upon appropriate and stringent patient selection;  Patient selection should be done via standardised assessment such as the neurological-oncological-mechanical systemic (NOMS) framework; and  The assessment should be carried out by a multidisciplinary team (MDT), which may be inclusive of, but not limited to, radiation oncologists, spine surgeons and interventional radiologists, among others.
Orthopaedics | Spine - Thoracolumbar (TL) and sacral surgery | TL and sacral fusion and fixation implant | TL pedicle screw - Shank, tulip | Highridge Medical | Cannulated Extended Tab Polyaxial Short Reduction Screw 6.0x80MM | 818M6080 | Standalone | DE0510347 | As per HSA registered indication(s) except for radiolucent implants which should be used as follows:  in patients with primary or metastatic spinal tumours who would benefit from post-operative high dose high precision beam therapy upon appropriate and stringent patient selection;  Patient selection should be done via standardised assessment such as the neurological-oncological-mechanical systemic (NOMS) framework; and  The assessment should be carried out by a multidisciplinary team (MDT), which may be inclusive of, but not limited to, radiation oncologists, spine surgeons and interventional radiologists, among others.
Orthopaedics | Spine - Thoracolumbar (TL) and sacral surgery | TL and sacral fusion and fixation implant | TL pedicle screw - Shank, tulip | Highridge Medical | Cannulated Extended Tab Polyaxial Short Reduction Screw 6.0x85MM | 818M6085 | Standalone | DE0510347 | As per HSA registered indication(s) except for radiolucent implants which should be used as follows:  in patients with primary or metastatic spinal tumours who would benefit from post-operative high dose high precision beam therapy upon appropriate and stringent patient selection;  Patient selection should be done via standardised assessment such as the neurological-oncological-mechanical systemic (NOMS) framework; and  The assessment should be carried out by a multidisciplinary team (MDT), which may be inclusive of, but not limited to, radiation oncologists, spine surgeons and interventional radiologists, among others.
Orthopaedics | Spine - Thoracolumbar (TL) and sacral surgery | TL and sacral fusion and fixation implant | TL pedicle screw - Shank, tulip | Highridge Medical | Cannulated Extended Tab Polyaxial Short Reduction Screw 6.0x90MM | 818M6090 | Standalone | DE0510347 | As per HSA registered indication(s) except for radiolucent implants which should be used as follows:  in patients with primary or metastatic spinal tumours who would benefit from post-operative high dose high precision beam therapy upon appropriate and stringent patient selection;  Patient selection should be done via standardised assessment such as the neurological-oncological-mechanical systemic (NOMS) framework; and  The assessment should be carried out by a multidisciplinary team (MDT), which may be inclusive of, but not limited to, radiation oncologists, spine surgeons and interventional radiologists, among others.
Orthopaedics | Spine - Thoracolumbar (TL) and sacral surgery | TL and sacral fusion and fixation implant | TL pedicle screw - Shank, tulip | Highridge Medical | Cannulated Extended Tab Polyaxial Short Reduction Screw 6.0x95MM | 818M6095 | Standalone | DE0510347 | As per HSA registered indication(s) except for radiolucent implants which should be used as follows:  in patients with primary or metastatic spinal tumours who would benefit from post-operative high dose high precision beam therapy upon appropriate and stringent patient selection;  Patient selection should be done via standardised assessment such as the neurological-oncological-mechanical systemic (NOMS) framework; and  The assessment should be carried out by a multidisciplinary team (MDT), which may be inclusive of, but not limited to, radiation oncologists, spine surgeons and interventional radiologists, among others.
Orthopaedics | Spine - Thoracolumbar (TL) and sacral surgery | TL and sacral fusion and fixation implant | TL pedicle screw - Shank, tulip | Highridge Medical | Cannulated Extended Tab Polyaxial Short Reduction Screw 6.5x100MM | 818M6500 | Standalone | DE0510347 | As per HSA registered indication(s) except for radiolucent implants which should be used as follows:  in patients with primary or metastatic spinal tumours who would benefit from post-operative high dose high precision beam therapy upon appropriate and stringent patient selection;  Patient selection should be done via standardised assessment such as the neurological-oncological-mechanical systemic (NOMS) framework; and  The assessment should be carried out by a multidisciplinary team (MDT), which may be inclusive of, but not limited to, radiation oncologists, spine surgeons and interventional radiologists, among others.
Orthopaedics | Spine - Thoracolumbar (TL) and sacral surgery | TL and sacral fusion and fixation implant | TL pedicle screw - Shank, tulip | Highridge Medical | Cannulated Extended Tab Polyaxial Short Reduction Screw 6.5x105MM | 818M6505 | Standalone | DE0510347 | As per HSA registered indication(s) except for radiolucent implants which should be used as follows:  in patients with primary or metastatic spinal tumours who would benefit from post-operative high dose high precision beam therapy upon appropriate and stringent patient selection;  Patient selection should be done via standardised assessment such as the neurological-oncological-mechanical systemic (NOMS) framework; and  The assessment should be carried out by a multidisciplinary team (MDT), which may be inclusive of, but not limited to, radiation oncologists, spine surgeons and interventional radiologists, among others.
Orthopaedics | Spine - Thoracolumbar (TL) and sacral surgery | TL and sacral fusion and fixation implant | TL pedicle screw - Shank, tulip | Highridge Medical | Cannulated Extended Tab Polyaxial Short Reduction Screw 6.5x110MM | 818M6510 | Standalone | DE0510347 | As per HSA registered indication(s) except for radiolucent implants which should be used as follows:  in patients with primary or metastatic spinal tumours who would benefit from post-operative high dose high precision beam therapy upon appropriate and stringent patient selection;  Patient selection should be done via standardised assessment such as the neurological-oncological-mechanical systemic (NOMS) framework; and  The assessment should be carried out by a multidisciplinary team (MDT), which may be inclusive of, but not limited to, radiation oncologists, spine surgeons and interventional radiologists, among others.
Orthopaedics | Spine - Thoracolumbar (TL) and sacral surgery | TL and sacral fusion and fixation implant | TL pedicle screw - Shank, tulip | Highridge Medical | Cannulated Extended Tab Polyaxial Short Reduction Screw 6.5x115MM | 818M6515 | Standalone | DE0510347 | As per HSA registered indication(s) except for radiolucent implants which should be used as follows:  in patients with primary or metastatic spinal tumours who would benefit from post-operative high dose high precision beam therapy upon appropriate and stringent patient selection;  Patient selection should be done via standardised assessment such as the neurological-oncological-mechanical systemic (NOMS) framework; and  The assessment should be carried out by a multidisciplinary team (MDT), which may be inclusive of, but not limited to, radiation oncologists, spine surgeons and interventional radiologists, among others.
Orthopaedics | Spine - Thoracolumbar (TL) and sacral surgery | TL and sacral fusion and fixation implant | TL pedicle screw - Shank, tulip | Highridge Medical | Cannulated Extended Tab Polyaxial Short Reduction Screw 6.5x20MM | 818M6520 | Standalone | DE0510347 | As per HSA registered indication(s) except for radiolucent implants which should be used as follows:  in patients with primary or metastatic spinal tumours who would benefit from post-operative high dose high precision beam therapy upon appropriate and stringent patient selection;  Patient selection should be done via standardised assessment such as the neurological-oncological-mechanical systemic (NOMS) framework; and  The assessment should be carried out by a multidisciplinary team (MDT), which may be inclusive of, but not limited to, radiation oncologists, spine surgeons and interventional radiologists, among others.
Orthopaedics | Spine - Thoracolumbar (TL) and sacral surgery | TL and sacral fusion and fixation implant | TL pedicle screw - Shank, tulip | Highridge Medical | Cannulated Extended Tab Polyaxial Short Reduction Screw 6.5x120MM | 818M6521 | Standalone | DE0510347 | As per HSA registered indication(s) except for radiolucent implants which should be used as follows:  in patients with primary or metastatic spinal tumours who would benefit from post-operative high dose high precision beam therapy upon appropriate and stringent patient selection;  Patient selection should be done via standardised assessment such as the neurological-oncological-mechanical systemic (NOMS) framework; and  The assessment should be carried out by a multidisciplinary team (MDT), which may be inclusive of, but not limited to, radiation oncologists, spine surgeons and interventional radiologists, among others.
Orthopaedics | Spine - Thoracolumbar (TL) and sacral surgery | TL and sacral fusion and fixation implant | TL pedicle screw - Shank, tulip | Highridge Medical | Cannulated Extended Tab Polyaxial Short Reduction Screw 6.5x25MM | 818M6525 | Standalone | DE0510347 | As per HSA registered indication(s) except for radiolucent implants which should be used as follows:  in patients with primary or metastatic spinal tumours who would benefit from post-operative high dose high precision beam therapy upon appropriate and stringent patient selection;  Patient selection should be done via standardised assessment such as the neurological-oncological-mechanical systemic (NOMS) framework; and  The assessment should be carried out by a multidisciplinary team (MDT), which may be inclusive of, but not limited to, radiation oncologists, spine surgeons and interventional radiologists, among others.
Orthopaedics | Spine - Thoracolumbar (TL) and sacral surgery | TL and sacral fusion and fixation implant | TL pedicle screw - Shank, tulip | Highridge Medical | Cannulated Extended Tab Polyaxial Short Reduction Screw 6.5x30MM | 818M6530 | Standalone | DE0510347 | As per HSA registered indication(s) except for radiolucent implants which should be used as follows:  in patients with primary or metastatic spinal tumours who would benefit from post-operative high dose high precision beam therapy upon appropriate and stringent patient selection;  Patient selection should be done via standardised assessment such as the neurological-oncological-mechanical systemic (NOMS) framework; and  The assessment should be carried out by a multidisciplinary team (MDT), which may be inclusive of, but not limited to, radiation oncologists, spine surgeons and interventional radiologists, among others.
Orthopaedics | Spine - Thoracolumbar (TL) and sacral surgery | TL and sacral fusion and fixation implant | TL pedicle screw - Shank, tulip | Highridge Medical | Cannulated Extended Tab Polyaxial Short Reduction Screw 6.5x35MM | 818M6535 | Standalone | DE0510347 | As per HSA registered indication(s) except for radiolucent implants which should be used as follows:  in patients with primary or metastatic spinal tumours who would benefit from post-operative high dose high precision beam therapy upon appropriate and stringent patient selection;  Patient selection should be done via standardised assessment such as the neurological-oncological-mechanical systemic (NOMS) framework; and  The assessment should be carried out by a multidisciplinary team (MDT), which may be inclusive of, but not limited to, radiation oncologists, spine surgeons and interventional radiologists, among others.
Orthopaedics | Spine - Thoracolumbar (TL) and sacral surgery | TL and sacral fusion and fixation implant | TL pedicle screw - Shank, tulip | Highridge Medical | Cannulated Extended Tab Polyaxial Short Reduction Screw 6.5x40MM | 818M6540 | Standalone | DE0510347 | As per HSA registered indication(s) except for radiolucent implants which should be used as follows:  in patients with primary or metastatic spinal tumours who would benefit from post-operative high dose high precision beam therapy upon appropriate and stringent patient selection;  Patient selection should be done via standardised assessment such as the neurological-oncological-mechanical systemic (NOMS) framework; and  The assessment should be carried out by a multidisciplinary team (MDT), which may be inclusive of, but not limited to, radiation oncologists, spine surgeons and interventional radiologists, among others.
Orthopaedics | Spine - Thoracolumbar (TL) and sacral surgery | TL and sacral fusion and fixation implant | TL pedicle screw - Shank, tulip | Highridge Medical | Cannulated Extended Tab Polyaxial Short Reduction Screw 6.5x45MM | 818M6545 | Standalone | DE0510347 | As per HSA registered indication(s) except for radiolucent implants which should be used as follows:  in patients with primary or metastatic spinal tumours who would benefit from post-operative high dose high precision beam therapy upon appropriate and stringent patient selection;  Patient selection should be done via standardised assessment such as the neurological-oncological-mechanical systemic (NOMS) framework; and  The assessment should be carried out by a multidisciplinary team (MDT), which may be inclusive of, but not limited to, radiation oncologists, spine surgeons and interventional radiologists, among others.
Orthopaedics | Spine - Thoracolumbar (TL) and sacral surgery | TL and sacral fusion and fixation implant | TL pedicle screw - Shank, tulip | Highridge Medical | Cannulated Extended Tab Polyaxial Short Reduction Screw 6.5x50MM | 818M6550 | Standalone | DE0510347 | As per HSA registered indication(s) except for radiolucent implants which should be used as follows:  in patients with primary or metastatic spinal tumours who would benefit from post-operative high dose high precision beam therapy upon appropriate and stringent patient selection;  Patient selection should be done via standardised assessment such as the neurological-oncological-mechanical systemic (NOMS) framework; and  The assessment should be carried out by a multidisciplinary team (MDT), which may be inclusive of, but not limited to, radiation oncologists, spine surgeons and interventional radiologists, among others.
Orthopaedics | Spine - Thoracolumbar (TL) and sacral surgery | TL and sacral fusion and fixation implant | TL pedicle screw - Shank, tulip | Highridge Medical | Cannulated Extended Tab Polyaxial Short Reduction Screw 6.5x55MM | 818M6555 | Standalone | DE0510347 | As per HSA registered indication(s) except for radiolucent implants which should be used as follows:  in patients with primary or metastatic spinal tumours who would benefit from post-operative high dose high precision beam therapy upon appropriate and stringent patient selection;  Patient selection should be done via standardised assessment such as the neurological-oncological-mechanical systemic (NOMS) framework; and  The assessment should be carried out by a multidisciplinary team (MDT), which may be inclusive of, but not limited to, radiation oncologists, spine surgeons and interventional radiologists, among others.
Orthopaedics | Spine - Thoracolumbar (TL) and sacral surgery | TL and sacral fusion and fixation implant | TL pedicle screw - Shank, tulip | Highridge Medical | Cannulated Extended Tab Polyaxial Short Reduction Screw 6.5x60MM | 818M6560 | Standalone | DE0510347 | As per HSA registered indication(s) except for radiolucent implants which should be used as follows:  in patients with primary or metastatic spinal tumours who would benefit from post-operative high dose high precision beam therapy upon appropriate and stringent patient selection;  Patient selection should be done via standardised assessment such as the neurological-oncological-mechanical systemic (NOMS) framework; and  The assessment should be carried out by a multidisciplinary team (MDT), which may be inclusive of, but not limited to, radiation oncologists, spine surgeons and interventional radiologists, among others.
Orthopaedics | Spine - Thoracolumbar (TL) and sacral surgery | TL and sacral fusion and fixation implant | TL pedicle screw - Shank, tulip | Highridge Medical | Cannulated Extended Tab Polyaxial Short Reduction Screw 6.5x65MM | 818M6565 | Standalone | DE0510347 | As per HSA registered indication(s) except for radiolucent implants which should be used as follows:  in patients with primary or metastatic spinal tumours who would benefit from post-operative high dose high precision beam therapy upon appropriate and stringent patient selection;  Patient selection should be done via standardised assessment such as the neurological-oncological-mechanical systemic (NOMS) framework; and  The assessment should be carried out by a multidisciplinary team (MDT), which may be inclusive of, but not limited to, radiation oncologists, spine surgeons and interventional radiologists, among others.
Orthopaedics | Spine - Thoracolumbar (TL) and sacral surgery | TL and sacral fusion and fixation implant | TL pedicle screw - Shank, tulip | Highridge Medical | Cannulated Extended Tab Polyaxial Short Reduction Screw 6.5x70MM | 818M6570 | Standalone | DE0510347 | As per HSA registered indication(s) except for radiolucent implants which should be used as follows:  in patients with primary or metastatic spinal tumours who would benefit from post-operative high dose high precision beam therapy upon appropriate and stringent patient selection;  Patient selection should be done via standardised assessment such as the neurological-oncological-mechanical systemic (NOMS) framework; and  The assessment should be carried out by a multidisciplinary team (MDT), which may be inclusive of, but not limited to, radiation oncologists, spine surgeons and interventional radiologists, among others.
Orthopaedics | Spine - Thoracolumbar (TL) and sacral surgery | TL and sacral fusion and fixation implant | TL pedicle screw - Shank, tulip | Highridge Medical | Cannulated Extended Tab Polyaxial Short Reduction Screw 6.5x75MM | 818M6575 | Standalone | DE0510347 | As per HSA registered indication(s) except for radiolucent implants which should be used as follows:  in patients with primary or metastatic spinal tumours who would benefit from post-operative high dose high precision beam therapy upon appropriate and stringent patient selection;  Patient selection should be done via standardised assessment such as the neurological-oncological-mechanical systemic (NOMS) framework; and  The assessment should be carried out by a multidisciplinary team (MDT), which may be inclusive of, but not limited to, radiation oncologists, spine surgeons and interventional radiologists, among others.
Orthopaedics | Spine - Thoracolumbar (TL) and sacral surgery | TL and sacral fusion and fixation implant | TL pedicle screw - Shank, tulip | Highridge Medical | Cannulated Extended Tab Polyaxial Short Reduction Screw 6.5x80MM | 818M6580 | Standalone | DE0510347 | As per HSA registered indication(s) except for radiolucent implants which should be used as follows:  in patients with primary or metastatic spinal tumours who would benefit from post-operative high dose high precision beam therapy upon appropriate and stringent patient selection;  Patient selection should be done via standardised assessment such as the neurological-oncological-mechanical systemic (NOMS) framework; and  The assessment should be carried out by a multidisciplinary team (MDT), which may be inclusive of, but not limited to, radiation oncologists, spine surgeons and interventional radiologists, among others.
Orthopaedics | Spine - Thoracolumbar (TL) and sacral surgery | TL and sacral fusion and fixation implant | TL pedicle screw - Shank, tulip | Highridge Medical | Cannulated Extended Tab Polyaxial Short Reduction Screw 6.5x85MM | 818M6585 | Standalone | DE0510347 | As per HSA registered indication(s) except for radiolucent implants which should be used as follows:  in patients with primary or metastatic spinal tumours who would benefit from post-operative high dose high precision beam therapy upon appropriate and stringent patient selection;  Patient selection should be done via standardised assessment such as the neurological-oncological-mechanical systemic (NOMS) framework; and  The assessment should be carried out by a multidisciplinary team (MDT), which may be inclusive of, but not limited to, radiation oncologists, spine surgeons and interventional radiologists, among others.
Orthopaedics | Spine - Thoracolumbar (TL) and sacral surgery | TL and sacral fusion and fixation implant | TL pedicle screw - Shank, tulip | Highridge Medical | Cannulated Extended Tab Polyaxial Short Reduction Screw 6.5x90MM | 818M6590 | Standalone | DE0510347 | As per HSA registered indication(s) except for radiolucent implants which should be used as follows:  in patients with primary or metastatic spinal tumours who would benefit from post-operative high dose high precision beam therapy upon appropriate and stringent patient selection;  Patient selection should be done via standardised assessment such as the neurological-oncological-mechanical systemic (NOMS) framework; and  The assessment should be carried out by a multidisciplinary team (MDT), which may be inclusive of, but not limited to, radiation oncologists, spine surgeons and interventional radiologists, among others.
Orthopaedics | Spine - Thoracolumbar (TL) and sacral surgery | TL and sacral fusion and fixation implant | TL pedicle screw - Shank, tulip | Highridge Medical | Cannulated Extended Tab Polyaxial Short Reduction Screw 6.5x95MM | 818M6595 | Standalone | DE0510347 | As per HSA registered indication(s) except for radiolucent implants which should be used as follows:  in patients with primary or metastatic spinal tumours who would benefit from post-operative high dose high precision beam therapy upon appropriate and stringent patient selection;  Patient selection should be done via standardised assessment such as the neurological-oncological-mechanical systemic (NOMS) framework; and  The assessment should be carried out by a multidisciplinary team (MDT), which may be inclusive of, but not limited to, radiation oncologists, spine surgeons and interventional radiologists, among others.
Orthopaedics | Spine - Thoracolumbar (TL) and sacral surgery | TL and sacral fusion and fixation implant | TL pedicle screw - Shank, tulip | Highridge Medical | Cannulated Extended Tab Polyaxial Short Reduction Screw 7.0x100MM | 818M7000 | Standalone | DE0510347 | As per HSA registered indication(s) except for radiolucent implants which should be used as follows:  in patients with primary or metastatic spinal tumours who would benefit from post-operative high dose high precision beam therapy upon appropriate and stringent patient selection;  Patient selection should be done via standardised assessment such as the neurological-oncological-mechanical systemic (NOMS) framework; and  The assessment should be carried out by a multidisciplinary team (MDT), which may be inclusive of, but not limited to, radiation oncologists, spine surgeons and interventional radiologists, among others.
Orthopaedics | Spine - Thoracolumbar (TL) and sacral surgery | TL and sacral fusion and fixation implant | TL pedicle screw - Shank, tulip | Highridge Medical | Cannulated Extended Tab Polyaxial Short Reduction Screw 7.0x105MM | 818M7005 | Standalone | DE0510347 | As per HSA registered indication(s) except for radiolucent implants which should be used as follows:  in patients with primary or metastatic spinal tumours who would benefit from post-operative high dose high precision beam therapy upon appropriate and stringent patient selection;  Patient selection should be done via standardised assessment such as the neurological-oncological-mechanical systemic (NOMS) framework; and  The assessment should be carried out by a multidisciplinary team (MDT), which may be inclusive of, but not limited to, radiation oncologists, spine surgeons and interventional radiologists, among others.
Orthopaedics | Spine - Thoracolumbar (TL) and sacral surgery | TL and sacral fusion and fixation implant | TL pedicle screw - Shank, tulip | Highridge Medical | Cannulated Extended Tab Polyaxial Short Reduction Screw 7.0x110MM | 818M7010 | Standalone | DE0510347 | As per HSA registered indication(s) except for radiolucent implants which should be used as follows:  in patients with primary or metastatic spinal tumours who would benefit from post-operative high dose high precision beam therapy upon appropriate and stringent patient selection;  Patient selection should be done via standardised assessment such as the neurological-oncological-mechanical systemic (NOMS) framework; and  The assessment should be carried out by a multidisciplinary team (MDT), which may be inclusive of, but not limited to, radiation oncologists, spine surgeons and interventional radiologists, among others.
Orthopaedics | Spine - Thoracolumbar (TL) and sacral surgery | TL and sacral fusion and fixation implant | TL pedicle screw - Shank, tulip | Highridge Medical | Cannulated Extended Tab Polyaxial Short Reduction Screw 7.0x115MM | 818M7015 | Standalone | DE0510347 | As per HSA registered indication(s) except for radiolucent implants which should be used as follows:  in patients with primary or metastatic spinal tumours who would benefit from post-operative high dose high precision beam therapy upon appropriate and stringent patient selection;  Patient selection should be done via standardised assessment such as the neurological-oncological-mechanical systemic (NOMS) framework; and  The assessment should be carried out by a multidisciplinary team (MDT), which may be inclusive of, but not limited to, radiation oncologists, spine surgeons and interventional radiologists, among others.
Orthopaedics | Spine - Thoracolumbar (TL) and sacral surgery | TL and sacral fusion and fixation implant | TL pedicle screw - Shank, tulip | Highridge Medical | Cannulated Extended Tab Polyaxial Short Reduction Screw 7.0x20MM | 818M7020 | Standalone | DE0510347 | As per HSA registered indication(s) except for radiolucent implants which should be used as follows:  in patients with primary or metastatic spinal tumours who would benefit from post-operative high dose high precision beam therapy upon appropriate and stringent patient selection;  Patient selection should be done via standardised assessment such as the neurological-oncological-mechanical systemic (NOMS) framework; and  The assessment should be carried out by a multidisciplinary team (MDT), which may be inclusive of, but not limited to, radiation oncologists, spine surgeons and interventional radiologists, among others.
Orthopaedics | Spine - Thoracolumbar (TL) and sacral surgery | TL and sacral fusion and fixation implant | TL pedicle screw - Shank, tulip | Highridge Medical | Cannulated Extended Tab Polyaxial Short Reduction Screw 7.0x120MM | 818M7021 | Standalone | DE0510347 | As per HSA registered indication(s) except for radiolucent implants which should be used as follows:  in patients with primary or metastatic spinal tumours who would benefit from post-operative high dose high precision beam therapy upon appropriate and stringent patient selection;  Patient selection should be done via standardised assessment such as the neurological-oncological-mechanical systemic (NOMS) framework; and  The assessment should be carried out by a multidisciplinary team (MDT), which may be inclusive of, but not limited to, radiation oncologists, spine surgeons and interventional radiologists, among others.
Orthopaedics | Spine - Thoracolumbar (TL) and sacral surgery | TL and sacral fusion and fixation implant | TL pedicle screw - Shank, tulip | Highridge Medical | Cannulated Extended Tab Polyaxial Short Reduction Screw 7.0x25MM | 818M7025 | Standalone | DE0510347 | As per HSA registered indication(s) except for radiolucent implants which should be used as follows:  in patients with primary or metastatic spinal tumours who would benefit from post-operative high dose high precision beam therapy upon appropriate and stringent patient selection;  Patient selection should be done via standardised assessment such as the neurological-oncological-mechanical systemic (NOMS) framework; and  The assessment should be carried out by a multidisciplinary team (MDT), which may be inclusive of, but not limited to, radiation oncologists, spine surgeons and interventional radiologists, among others.
Orthopaedics | Spine - Thoracolumbar (TL) and sacral surgery | TL and sacral fusion and fixation implant | TL pedicle screw - Shank, tulip | Highridge Medical | Cannulated Extended Tab Polyaxial Short Reduction Screw 7.0x30MM | 818M7030 | Standalone | DE0510347 | As per HSA registered indication(s) except for radiolucent implants which should be used as follows:  in patients with primary or metastatic spinal tumours who would benefit from post-operative high dose high precision beam therapy upon appropriate and stringent patient selection;  Patient selection should be done via standardised assessment such as the neurological-oncological-mechanical systemic (NOMS) framework; and  The assessment should be carried out by a multidisciplinary team (MDT), which may be inclusive of, but not limited to, radiation oncologists, spine surgeons and interventional radiologists, among others.
Orthopaedics | Spine - Thoracolumbar (TL) and sacral surgery | TL and sacral fusion and fixation implant | TL pedicle screw - Shank, tulip | Highridge Medical | Cannulated Extended Tab Polyaxial Short Reduction Screw 7.0x35MM | 818M7035 | Standalone | DE0510347 | As per HSA registered indication(s) except for radiolucent implants which should be used as follows:  in patients with primary or metastatic spinal tumours who would benefit from post-operative high dose high precision beam therapy upon appropriate and stringent patient selection;  Patient selection should be done via standardised assessment such as the neurological-oncological-mechanical systemic (NOMS) framework; and  The assessment should be carried out by a multidisciplinary team (MDT), which may be inclusive of, but not limited to, radiation oncologists, spine surgeons and interventional radiologists, among others.
Orthopaedics | Spine - Thoracolumbar (TL) and sacral surgery | TL and sacral fusion and fixation implant | TL pedicle screw - Shank, tulip | Highridge Medical | Cannulated Extended Tab Polyaxial Short Reduction Screw 7.0x40MM | 818M7040 | Standalone | DE0510347 | As per HSA registered indication(s) except for radiolucent implants which should be used as follows:  in patients with primary or metastatic spinal tumours who would benefit from post-operative high dose high precision beam therapy upon appropriate and stringent patient selection;  Patient selection should be done via standardised assessment such as the neurological-oncological-mechanical systemic (NOMS) framework; and  The assessment should be carried out by a multidisciplinary team (MDT), which may be inclusive of, but not limited to, radiation oncologists, spine surgeons and interventional radiologists, among others.
Orthopaedics | Spine - Thoracolumbar (TL) and sacral surgery | TL and sacral fusion and fixation implant | TL pedicle screw - Shank, tulip | Highridge Medical | Cannulated Extended Tab Polyaxial Short Reduction Screw 7.0x45MM | 818M7045 | Standalone | DE0510347 | As per HSA registered indication(s) except for radiolucent implants which should be used as follows:  in patients with primary or metastatic spinal tumours who would benefit from post-operative high dose high precision beam therapy upon appropriate and stringent patient selection;  Patient selection should be done via standardised assessment such as the neurological-oncological-mechanical systemic (NOMS) framework; and  The assessment should be carried out by a multidisciplinary team (MDT), which may be inclusive of, but not limited to, radiation oncologists, spine surgeons and interventional radiologists, among others.
Orthopaedics | Spine - Thoracolumbar (TL) and sacral surgery | TL and sacral fusion and fixation implant | TL pedicle screw - Shank, tulip | Highridge Medical | Cannulated Extended Tab Polyaxial Short Reduction Screw 7.0x50MM | 818M7050 | Standalone | DE0510347 | As per HSA registered indication(s) except for radiolucent implants which should be used as follows:  in patients with primary or metastatic spinal tumours who would benefit from post-operative high dose high precision beam therapy upon appropriate and stringent patient selection;  Patient selection should be done via standardised assessment such as the neurological-oncological-mechanical systemic (NOMS) framework; and  The assessment should be carried out by a multidisciplinary team (MDT), which may be inclusive of, but not limited to, radiation oncologists, spine surgeons and interventional radiologists, among others.
Orthopaedics | Spine - Thoracolumbar (TL) and sacral surgery | TL and sacral fusion and fixation implant | TL pedicle screw - Shank, tulip | Highridge Medical | Cannulated Extended Tab Polyaxial Short Reduction Screw 7.0x55MM | 818M7055 | Standalone | DE0510347 | As per HSA registered indication(s) except for radiolucent implants which should be used as follows:  in patients with primary or metastatic spinal tumours who would benefit from post-operative high dose high precision beam therapy upon appropriate and stringent patient selection;  Patient selection should be done via standardised assessment such as the neurological-oncological-mechanical systemic (NOMS) framework; and  The assessment should be carried out by a multidisciplinary team (MDT), which may be inclusive of, but not limited to, radiation oncologists, spine surgeons and interventional radiologists, among others.
Orthopaedics | Spine - Thoracolumbar (TL) and sacral surgery | TL and sacral fusion and fixation implant | TL pedicle screw - Shank, tulip | Highridge Medical | Cannulated Extended Tab Polyaxial Short Reduction Screw 7.0x60MM | 818M7060 | Standalone | DE0510347 | As per HSA registered indication(s) except for radiolucent implants which should be used as follows:  in patients with primary or metastatic spinal tumours who would benefit from post-operative high dose high precision beam therapy upon appropriate and stringent patient selection;  Patient selection should be done via standardised assessment such as the neurological-oncological-mechanical systemic (NOMS) framework; and  The assessment should be carried out by a multidisciplinary team (MDT), which may be inclusive of, but not limited to, radiation oncologists, spine surgeons and interventional radiologists, among others.
Orthopaedics | Spine - Thoracolumbar (TL) and sacral surgery | TL and sacral fusion and fixation implant | TL pedicle screw - Shank, tulip | Highridge Medical | Cannulated Extended Tab Polyaxial Short Reduction Screw 7.0x65MM | 818M7065 | Standalone | DE0510347 | As per HSA registered indication(s) except for radiolucent implants which should be used as follows:  in patients with primary or metastatic spinal tumours who would benefit from post-operative high dose high precision beam therapy upon appropriate and stringent patient selection;  Patient selection should be done via standardised assessment such as the neurological-oncological-mechanical systemic (NOMS) framework; and  The assessment should be carried out by a multidisciplinary team (MDT), which may be inclusive of, but not limited to, radiation oncologists, spine surgeons and interventional radiologists, among others.
Orthopaedics | Spine - Thoracolumbar (TL) and sacral surgery | TL and sacral fusion and fixation implant | TL pedicle screw - Shank, tulip | Highridge Medical | Cannulated Extended Tab Polyaxial Short Reduction Screw 7.0x70MM | 818M7070 | Standalone | DE0510347 | As per HSA registered indication(s) except for radiolucent implants which should be used as follows:  in patients with primary or metastatic spinal tumours who would benefit from post-operative high dose high precision beam therapy upon appropriate and stringent patient selection;  Patient selection should be done via standardised assessment such as the neurological-oncological-mechanical systemic (NOMS) framework; and  The assessment should be carried out by a multidisciplinary team (MDT), which may be inclusive of, but not limited to, radiation oncologists, spine surgeons and interventional radiologists, among others.
Orthopaedics | Spine - Thoracolumbar (TL) and sacral surgery | TL and sacral fusion and fixation implant | TL pedicle screw - Shank, tulip | Highridge Medical | Cannulated Extended Tab Polyaxial Short Reduction Screw 7.0x75MM | 818M7075 | Standalone | DE0510347 | As per HSA registered indication(s) except for radiolucent implants which should be used as follows:  in patients with primary or metastatic spinal tumours who would benefit from post-operative high dose high precision beam therapy upon appropriate and stringent patient selection;  Patient selection should be done via standardised assessment such as the neurological-oncological-mechanical systemic (NOMS) framework; and  The assessment should be carried out by a multidisciplinary team (MDT), which may be inclusive of, but not limited to, radiation oncologists, spine surgeons and interventional radiologists, among others.
Orthopaedics | Spine - Thoracolumbar (TL) and sacral surgery | TL and sacral fusion and fixation implant | TL pedicle screw - Shank, tulip | Highridge Medical | Cannulated Extended Tab Polyaxial Short Reduction Screw 7.0x80MM | 818M7080 | Standalone | DE0510347 | As per HSA registered indication(s) except for radiolucent implants which should be used as follows:  in patients with primary or metastatic spinal tumours who would benefit from post-operative high dose high precision beam therapy upon appropriate and stringent patient selection;  Patient selection should be done via standardised assessment such as the neurological-oncological-mechanical systemic (NOMS) framework; and  The assessment should be carried out by a multidisciplinary team (MDT), which may be inclusive of, but not limited to, radiation oncologists, spine surgeons and interventional radiologists, among others.
Orthopaedics | Spine - Thoracolumbar (TL) and sacral surgery | TL and sacral fusion and fixation implant | TL pedicle screw - Shank, tulip | Highridge Medical | Cannulated Extended Tab Polyaxial Short Reduction Screw 7.0x85MM | 818M7085 | Standalone | DE0510347 | As per HSA registered indication(s) except for radiolucent implants which should be used as follows:  in patients with primary or metastatic spinal tumours who would benefit from post-operative high dose high precision beam therapy upon appropriate and stringent patient selection;  Patient selection should be done via standardised assessment such as the neurological-oncological-mechanical systemic (NOMS) framework; and  The assessment should be carried out by a multidisciplinary team (MDT), which may be inclusive of, but not limited to, radiation oncologists, spine surgeons and interventional radiologists, among others.
Orthopaedics | Spine - Thoracolumbar (TL) and sacral surgery | TL and sacral fusion and fixation implant | TL pedicle screw - Shank, tulip | Highridge Medical | Cannulated Extended Tab Polyaxial Short Reduction Screw 7.0x90MM | 818M7090 | Standalone | DE0510347 | As per HSA registered indication(s) except for radiolucent implants which should be used as follows:  in patients with primary or metastatic spinal tumours who would benefit from post-operative high dose high precision beam therapy upon appropriate and stringent patient selection;  Patient selection should be done via standardised assessment such as the neurological-oncological-mechanical systemic (NOMS) framework; and  The assessment should be carried out by a multidisciplinary team (MDT), which may be inclusive of, but not limited to, radiation oncologists, spine surgeons and interventional radiologists, among others.
Orthopaedics | Spine - Thoracolumbar (TL) and sacral surgery | TL and sacral fusion and fixation implant | TL pedicle screw - Shank, tulip | Highridge Medical | Cannulated Extended Tab Polyaxial Short Reduction Screw 7.0x95MM | 818M7095 | Standalone | DE0510347 | As per HSA registered indication(s) except for radiolucent implants which should be used as follows:  in patients with primary or metastatic spinal tumours who would benefit from post-operative high dose high precision beam therapy upon appropriate and stringent patient selection;  Patient selection should be done via standardised assessment such as the neurological-oncological-mechanical systemic (NOMS) framework; and  The assessment should be carried out by a multidisciplinary team (MDT), which may be inclusive of, but not limited to, radiation oncologists, spine surgeons and interventional radiologists, among others.
Orthopaedics | Spine - Thoracolumbar (TL) and sacral surgery | TL and sacral fusion and fixation implant | TL pedicle screw - Shank, tulip | Highridge Medical | Cannulated Extended Tab Polyaxial Short Reduction Screw 7.5x100MM | 818M7500 | Standalone | DE0510347 | As per HSA registered indication(s) except for radiolucent implants which should be used as follows:  in patients with primary or metastatic spinal tumours who would benefit from post-operative high dose high precision beam therapy upon appropriate and stringent patient selection;  Patient selection should be done via standardised assessment such as the neurological-oncological-mechanical systemic (NOMS) framework; and  The assessment should be carried out by a multidisciplinary team (MDT), which may be inclusive of, but not limited to, radiation oncologists, spine surgeons and interventional radiologists, among others.
Orthopaedics | Spine - Thoracolumbar (TL) and sacral surgery | TL and sacral fusion and fixation implant | TL pedicle screw - Shank, tulip | Highridge Medical | Cannulated Extended Tab Polyaxial Short Reduction Screw 7.5x105MM | 818M7505 | Standalone | DE0510347 | As per HSA registered indication(s) except for radiolucent implants which should be used as follows:  in patients with primary or metastatic spinal tumours who would benefit from post-operative high dose high precision beam therapy upon appropriate and stringent patient selection;  Patient selection should be done via standardised assessment such as the neurological-oncological-mechanical systemic (NOMS) framework; and  The assessment should be carried out by a multidisciplinary team (MDT), which may be inclusive of, but not limited to, radiation oncologists, spine surgeons and interventional radiologists, among others.
Orthopaedics | Spine - Thoracolumbar (TL) and sacral surgery | TL and sacral fusion and fixation implant | TL pedicle screw - Shank, tulip | Highridge Medical | Cannulated Extended Tab Polyaxial Short Reduction Screw 7.5x110MM | 818M7510 | Standalone | DE0510347 | As per HSA registered indication(s) except for radiolucent implants which should be used as follows:  in patients with primary or metastatic spinal tumours who would benefit from post-operative high dose high precision beam therapy upon appropriate and stringent patient selection;  Patient selection should be done via standardised assessment such as the neurological-oncological-mechanical systemic (NOMS) framework; and  The assessment should be carried out by a multidisciplinary team (MDT), which may be inclusive of, but not limited to, radiation oncologists, spine surgeons and interventional radiologists, among others.
Orthopaedics | Spine - Thoracolumbar (TL) and sacral surgery | TL and sacral fusion and fixation implant | TL pedicle screw - Shank, tulip | Highridge Medical | Cannulated Extended Tab Polyaxial Short Reduction Screw 7.5x115MM | 818M7515 | Standalone | DE0510347 | As per HSA registered indication(s) except for radiolucent implants which should be used as follows:  in patients with primary or metastatic spinal tumours who would benefit from post-operative high dose high precision beam therapy upon appropriate and stringent patient selection;  Patient selection should be done via standardised assessment such as the neurological-oncological-mechanical systemic (NOMS) framework; and  The assessment should be carried out by a multidisciplinary team (MDT), which may be inclusive of, but not limited to, radiation oncologists, spine surgeons and interventional radiologists, among others.
Orthopaedics | Spine - Thoracolumbar (TL) and sacral surgery | TL and sacral fusion and fixation implant | TL pedicle screw - Shank, tulip | Highridge Medical | Cannulated Extended Tab Polyaxial Short Reduction Screw 7.5x20MM | 818M7520 | Standalone | DE0510347 | As per HSA registered indication(s) except for radiolucent implants which should be used as follows:  in patients with primary or metastatic spinal tumours who would benefit from post-operative high dose high precision beam therapy upon appropriate and stringent patient selection;  Patient selection should be done via standardised assessment such as the neurological-oncological-mechanical systemic (NOMS) framework; and  The assessment should be carried out by a multidisciplinary team (MDT), which may be inclusive of, but not limited to, radiation oncologists, spine surgeons and interventional radiologists, among others.
Orthopaedics | Spine - Thoracolumbar (TL) and sacral surgery | TL and sacral fusion and fixation implant | TL pedicle screw - Shank, tulip | Highridge Medical | Cannulated Extended Tab Polyaxial Short Reduction Screw 7.5x120MM | 818M7521 | Standalone | DE0510347 | As per HSA registered indication(s) except for radiolucent implants which should be used as follows:  in patients with primary or metastatic spinal tumours who would benefit from post-operative high dose high precision beam therapy upon appropriate and stringent patient selection;  Patient selection should be done via standardised assessment such as the neurological-oncological-mechanical systemic (NOMS) framework; and  The assessment should be carried out by a multidisciplinary team (MDT), which may be inclusive of, but not limited to, radiation oncologists, spine surgeons and interventional radiologists, among others.
Orthopaedics | Spine - Thoracolumbar (TL) and sacral surgery | TL and sacral fusion and fixation implant | TL pedicle screw - Shank, tulip | Highridge Medical | Cannulated Extended Tab Polyaxial Short Reduction Screw 7.5x25MM | 818M7525 | Standalone | DE0510347 | As per HSA registered indication(s) except for radiolucent implants which should be used as follows:  in patients with primary or metastatic spinal tumours who would benefit from post-operative high dose high precision beam therapy upon appropriate and stringent patient selection;  Patient selection should be done via standardised assessment such as the neurological-oncological-mechanical systemic (NOMS) framework; and  The assessment should be carried out by a multidisciplinary team (MDT), which may be inclusive of, but not limited to, radiation oncologists, spine surgeons and interventional radiologists, among others.
Orthopaedics | Spine - Thoracolumbar (TL) and sacral surgery | TL and sacral fusion and fixation implant | TL pedicle screw - Shank, tulip | Highridge Medical | Cannulated Extended Tab Polyaxial Short Reduction Screw 7.5x30MM | 818M7530 | Standalone | DE0510347 | As per HSA registered indication(s) except for radiolucent implants which should be used as follows:  in patients with primary or metastatic spinal tumours who would benefit from post-operative high dose high precision beam therapy upon appropriate and stringent patient selection;  Patient selection should be done via standardised assessment such as the neurological-oncological-mechanical systemic (NOMS) framework; and  The assessment should be carried out by a multidisciplinary team (MDT), which may be inclusive of, but not limited to, radiation oncologists, spine surgeons and interventional radiologists, among others.
Orthopaedics | Spine - Thoracolumbar (TL) and sacral surgery | TL and sacral fusion and fixation implant | TL pedicle screw - Shank, tulip | Highridge Medical | Cannulated Extended Tab Polyaxial Short Reduction Screw 7.5x35MM | 818M7535 | Standalone | DE0510347 | As per HSA registered indication(s) except for radiolucent implants which should be used as follows:  in patients with primary or metastatic spinal tumours who would benefit from post-operative high dose high precision beam therapy upon appropriate and stringent patient selection;  Patient selection should be done via standardised assessment such as the neurological-oncological-mechanical systemic (NOMS) framework; and  The assessment should be carried out by a multidisciplinary team (MDT), which may be inclusive of, but not limited to, radiation oncologists, spine surgeons and interventional radiologists, among others.
Orthopaedics | Spine - Thoracolumbar (TL) and sacral surgery | TL and sacral fusion and fixation implant | TL pedicle screw - Shank, tulip | Highridge Medical | Cannulated Extended Tab Polyaxial Short Reduction Screw 7.5x40MM | 818M7540 | Standalone | DE0510347 | As per HSA registered indication(s) except for radiolucent implants which should be used as follows:  in patients with primary or metastatic spinal tumours who would benefit from post-operative high dose high precision beam therapy upon appropriate and stringent patient selection;  Patient selection should be done via standardised assessment such as the neurological-oncological-mechanical systemic (NOMS) framework; and  The assessment should be carried out by a multidisciplinary team (MDT), which may be inclusive of, but not limited to, radiation oncologists, spine surgeons and interventional radiologists, among others.
Orthopaedics | Spine - Thoracolumbar (TL) and sacral surgery | TL and sacral fusion and fixation implant | TL pedicle screw - Shank, tulip | Highridge Medical | Cannulated Extended Tab Polyaxial Short Reduction Screw 7.5x45MM | 818M7545 | Standalone | DE0510347 | As per HSA registered indication(s) except for radiolucent implants which should be used as follows:  in patients with primary or metastatic spinal tumours who would benefit from post-operative high dose high precision beam therapy upon appropriate and stringent patient selection;  Patient selection should be done via standardised assessment such as the neurological-oncological-mechanical systemic (NOMS) framework; and  The assessment should be carried out by a multidisciplinary team (MDT), which may be inclusive of, but not limited to, radiation oncologists, spine surgeons and interventional radiologists, among others.
Orthopaedics | Spine - Thoracolumbar (TL) and sacral surgery | TL and sacral fusion and fixation implant | TL pedicle screw - Shank, tulip | Highridge Medical | Cannulated Extended Tab Polyaxial Short Reduction Screw 7.5x50MM | 818M7550 | Standalone | DE0510347 | As per HSA registered indication(s) except for radiolucent implants which should be used as follows:  in patients with primary or metastatic spinal tumours who would benefit from post-operative high dose high precision beam therapy upon appropriate and stringent patient selection;  Patient selection should be done via standardised assessment such as the neurological-oncological-mechanical systemic (NOMS) framework; and  The assessment should be carried out by a multidisciplinary team (MDT), which may be inclusive of, but not limited to, radiation oncologists, spine surgeons and interventional radiologists, among others.
Orthopaedics | Spine - Thoracolumbar (TL) and sacral surgery | TL and sacral fusion and fixation implant | TL pedicle screw - Shank, tulip | Highridge Medical | Cannulated Extended Tab Polyaxial Short Reduction Screw 7.5x55MM | 818M7555 | Standalone | DE0510347 | As per HSA registered indication(s) except for radiolucent implants which should be used as follows:  in patients with primary or metastatic spinal tumours who would benefit from post-operative high dose high precision beam therapy upon appropriate and stringent patient selection;  Patient selection should be done via standardised assessment such as the neurological-oncological-mechanical systemic (NOMS) framework; and  The assessment should be carried out by a multidisciplinary team (MDT), which may be inclusive of, but not limited to, radiation oncologists, spine surgeons and interventional radiologists, among others.
Orthopaedics | Spine - Thoracolumbar (TL) and sacral surgery | TL and sacral fusion and fixation implant | TL pedicle screw - Shank, tulip | Highridge Medical | Cannulated Extended Tab Polyaxial Short Reduction Screw 7.5x60MM | 818M7560 | Standalone | DE0510347 | As per HSA registered indication(s) except for radiolucent implants which should be used as follows:  in patients with primary or metastatic spinal tumours who would benefit from post-operative high dose high precision beam therapy upon appropriate and stringent patient selection;  Patient selection should be done via standardised assessment such as the neurological-oncological-mechanical systemic (NOMS) framework; and  The assessment should be carried out by a multidisciplinary team (MDT), which may be inclusive of, but not limited to, radiation oncologists, spine surgeons and interventional radiologists, among others.
Orthopaedics | Spine - Thoracolumbar (TL) and sacral surgery | TL and sacral fusion and fixation implant | TL pedicle screw - Shank, tulip | Highridge Medical | Cannulated Extended Tab Polyaxial Short Reduction Screw 7.5x65MM | 818M7565 | Standalone | DE0510347 | As per HSA registered indication(s) except for radiolucent implants which should be used as follows:  in patients with primary or metastatic spinal tumours who would benefit from post-operative high dose high precision beam therapy upon appropriate and stringent patient selection;  Patient selection should be done via standardised assessment such as the neurological-oncological-mechanical systemic (NOMS) framework; and  The assessment should be carried out by a multidisciplinary team (MDT), which may be inclusive of, but not limited to, radiation oncologists, spine surgeons and interventional radiologists, among others.
Orthopaedics | Spine - Thoracolumbar (TL) and sacral surgery | TL and sacral fusion and fixation implant | TL pedicle screw - Shank, tulip | Highridge Medical | Cannulated Extended Tab Polyaxial Short Reduction Screw 7.5x70MM | 818M7570 | Standalone | DE0510347 | As per HSA registered indication(s) except for radiolucent implants which should be used as follows:  in patients with primary or metastatic spinal tumours who would benefit from post-operative high dose high precision beam therapy upon appropriate and stringent patient selection;  Patient selection should be done via standardised assessment such as the neurological-oncological-mechanical systemic (NOMS) framework; and  The assessment should be carried out by a multidisciplinary team (MDT), which may be inclusive of, but not limited to, radiation oncologists, spine surgeons and interventional radiologists, among others.
Orthopaedics | Spine - Thoracolumbar (TL) and sacral surgery | TL and sacral fusion and fixation implant | TL pedicle screw - Shank, tulip | Highridge Medical | Cannulated Extended Tab Polyaxial Short Reduction Screw 7.5x75MM | 818M7575 | Standalone | DE0510347 | As per HSA registered indication(s) except for radiolucent implants which should be used as follows:  in patients with primary or metastatic spinal tumours who would benefit from post-operative high dose high precision beam therapy upon appropriate and stringent patient selection;  Patient selection should be done via standardised assessment such as the neurological-oncological-mechanical systemic (NOMS) framework; and  The assessment should be carried out by a multidisciplinary team (MDT), which may be inclusive of, but not limited to, radiation oncologists, spine surgeons and interventional radiologists, among others.
Orthopaedics | Spine - Thoracolumbar (TL) and sacral surgery | TL and sacral fusion and fixation implant | TL pedicle screw - Shank, tulip | Highridge Medical | Cannulated Extended Tab Polyaxial Short Reduction Screw 7.5x80MM | 818M7580 | Standalone | DE0510347 | As per HSA registered indication(s) except for radiolucent implants which should be used as follows:  in patients with primary or metastatic spinal tumours who would benefit from post-operative high dose high precision beam therapy upon appropriate and stringent patient selection;  Patient selection should be done via standardised assessment such as the neurological-oncological-mechanical systemic (NOMS) framework; and  The assessment should be carried out by a multidisciplinary team (MDT), which may be inclusive of, but not limited to, radiation oncologists, spine surgeons and interventional radiologists, among others.
Orthopaedics | Spine - Thoracolumbar (TL) and sacral surgery | TL and sacral fusion and fixation implant | TL pedicle screw - Shank, tulip | Highridge Medical | Cannulated Extended Tab Polyaxial Short Reduction Screw 7.5x85MM | 818M7585 | Standalone | DE0510347 | As per HSA registered indication(s) except for radiolucent implants which should be used as follows:  in patients with primary or metastatic spinal tumours who would benefit from post-operative high dose high precision beam therapy upon appropriate and stringent patient selection;  Patient selection should be done via standardised assessment such as the neurological-oncological-mechanical systemic (NOMS) framework; and  The assessment should be carried out by a multidisciplinary team (MDT), which may be inclusive of, but not limited to, radiation oncologists, spine surgeons and interventional radiologists, among others.
Orthopaedics | Spine - Thoracolumbar (TL) and sacral surgery | TL and sacral fusion and fixation implant | TL pedicle screw - Shank, tulip | Highridge Medical | Cannulated Extended Tab Polyaxial Short Reduction Screw 7.5x90MM | 818M7590 | Standalone | DE0510347 | As per HSA registered indication(s) except for radiolucent implants which should be used as follows:  in patients with primary or metastatic spinal tumours who would benefit from post-operative high dose high precision beam therapy upon appropriate and stringent patient selection;  Patient selection should be done via standardised assessment such as the neurological-oncological-mechanical systemic (NOMS) framework; and  The assessment should be carried out by a multidisciplinary team (MDT), which may be inclusive of, but not limited to, radiation oncologists, spine surgeons and interventional radiologists, among others.
Orthopaedics | Spine - Thoracolumbar (TL) and sacral surgery | TL and sacral fusion and fixation implant | TL pedicle screw - Shank, tulip | Highridge Medical | Cannulated Extended Tab Polyaxial Short Reduction Screw 7.5x95MM | 818M7595 | Standalone | DE0510347 | As per HSA registered indication(s) except for radiolucent implants which should be used as follows:  in patients with primary or metastatic spinal tumours who would benefit from post-operative high dose high precision beam therapy upon appropriate and stringent patient selection;  Patient selection should be done via standardised assessment such as the neurological-oncological-mechanical systemic (NOMS) framework; and  The assessment should be carried out by a multidisciplinary team (MDT), which may be inclusive of, but not limited to, radiation oncologists, spine surgeons and interventional radiologists, among others.
Orthopaedics | Spine - Thoracolumbar (TL) and sacral surgery | TL and sacral fusion and fixation implant | TL pedicle screw - Shank, tulip | Highridge Medical | Cannulated Extended Tab Polyaxial Short Reduction Screw 10.0x100MM | 819M1000 | Standalone | DE0510347 | As per HSA registered indication(s) except for radiolucent implants which should be used as follows:  in patients with primary or metastatic spinal tumours who would benefit from post-operative high dose high precision beam therapy upon appropriate and stringent patient selection;  Patient selection should be done via standardised assessment such as the neurological-oncological-mechanical systemic (NOMS) framework; and  The assessment should be carried out by a multidisciplinary team (MDT), which may be inclusive of, but not limited to, radiation oncologists, spine surgeons and interventional radiologists, among others.
Orthopaedics | Spine - Thoracolumbar (TL) and sacral surgery | TL and sacral fusion and fixation implant | TL pedicle screw - Shank, tulip | Highridge Medical | Cannulated Extended Tab Polyaxial Short Reduction Screw 10.0x105MM | 819M1005 | Standalone | DE0510347 | As per HSA registered indication(s) except for radiolucent implants which should be used as follows:  in patients with primary or metastatic spinal tumours who would benefit from post-operative high dose high precision beam therapy upon appropriate and stringent patient selection;  Patient selection should be done via standardised assessment such as the neurological-oncological-mechanical systemic (NOMS) framework; and  The assessment should be carried out by a multidisciplinary team (MDT), which may be inclusive of, but not limited to, radiation oncologists, spine surgeons and interventional radiologists, among others.
Orthopaedics | Spine - Thoracolumbar (TL) and sacral surgery | TL and sacral fusion and fixation implant | TL pedicle screw - Shank, tulip | Highridge Medical | Cannulated Extended Tab Polyaxial Short Reduction Screw 10.0x110MM | 819M1010 | Standalone | DE0510347 | As per HSA registered indication(s) except for radiolucent implants which should be used as follows:  in patients with primary or metastatic spinal tumours who would benefit from post-operative high dose high precision beam therapy upon appropriate and stringent patient selection;  Patient selection should be done via standardised assessment such as the neurological-oncological-mechanical systemic (NOMS) framework; and  The assessment should be carried out by a multidisciplinary team (MDT), which may be inclusive of, but not limited to, radiation oncologists, spine surgeons and interventional radiologists, among others.
Orthopaedics | Spine - Thoracolumbar (TL) and sacral surgery | TL and sacral fusion and fixation implant | TL pedicle screw - Shank, tulip | Highridge Medical | Cannulated Extended Tab Polyaxial Short Reduction Screw 10.0x115MM | 819M1015 | Standalone | DE0510347 | As per HSA registered indication(s) except for radiolucent implants which should be used as follows:  in patients with primary or metastatic spinal tumours who would benefit from post-operative high dose high precision beam therapy upon appropriate and stringent patient selection;  Patient selection should be done via standardised assessment such as the neurological-oncological-mechanical systemic (NOMS) framework; and  The assessment should be carried out by a multidisciplinary team (MDT), which may be inclusive of, but not limited to, radiation oncologists, spine surgeons and interventional radiologists, among others.
Orthopaedics | Spine - Thoracolumbar (TL) and sacral surgery | TL and sacral fusion and fixation implant | TL pedicle screw - Shank, tulip | Highridge Medical | Cannulated Extended Tab Polyaxial Short Reduction Screw 10.0x20MM | 819M1020 | Standalone | DE0510347 | As per HSA registered indication(s) except for radiolucent implants which should be used as follows:  in patients with primary or metastatic spinal tumours who would benefit from post-operative high dose high precision beam therapy upon appropriate and stringent patient selection;  Patient selection should be done via standardised assessment such as the neurological-oncological-mechanical systemic (NOMS) framework; and  The assessment should be carried out by a multidisciplinary team (MDT), which may be inclusive of, but not limited to, radiation oncologists, spine surgeons and interventional radiologists, among others.
Orthopaedics | Spine - Thoracolumbar (TL) and sacral surgery | TL and sacral fusion and fixation implant | TL pedicle screw - Shank, tulip | Highridge Medical | Cannulated Extended Tab Polyaxial Short Reduction Screw 10.0x120MM | 819M1021 | Standalone | DE0510347 | As per HSA registered indication(s) except for radiolucent implants which should be used as follows:  in patients with primary or metastatic spinal tumours who would benefit from post-operative high dose high precision beam therapy upon appropriate and stringent patient selection;  Patient selection should be done via standardised assessment such as the neurological-oncological-mechanical systemic (NOMS) framework; and  The assessment should be carried out by a multidisciplinary team (MDT), which may be inclusive of, but not limited to, radiation oncologists, spine surgeons and interventional radiologists, among others.
Orthopaedics | Spine - Thoracolumbar (TL) and sacral surgery | TL and sacral fusion and fixation implant | TL pedicle screw - Shank, tulip | Highridge Medical | Cannulated Extended Tab Polyaxial Short Reduction Screw 10.0x25MM | 819M1025 | Standalone | DE0510347 | As per HSA registered indication(s) except for radiolucent implants which should be used as follows:  in patients with primary or metastatic spinal tumours who would benefit from post-operative high dose high precision beam therapy upon appropriate and stringent patient selection;  Patient selection should be done via standardised assessment such as the neurological-oncological-mechanical systemic (NOMS) framework; and  The assessment should be carried out by a multidisciplinary team (MDT), which may be inclusive of, but not limited to, radiation oncologists, spine surgeons and interventional radiologists, among others.
Orthopaedics | Spine - Thoracolumbar (TL) and sacral surgery | TL and sacral fusion and fixation implant | TL pedicle screw - Shank, tulip | Highridge Medical | Cannulated Extended Tab Polyaxial Short Reduction Screw 10.0x30MM | 819M1030 | Standalone | DE0510347 | As per HSA registered indication(s) except for radiolucent implants which should be used as follows:  in patients with primary or metastatic spinal tumours who would benefit from post-operative high dose high precision beam therapy upon appropriate and stringent patient selection;  Patient selection should be done via standardised assessment such as the neurological-oncological-mechanical systemic (NOMS) framework; and  The assessment should be carried out by a multidisciplinary team (MDT), which may be inclusive of, but not limited to, radiation oncologists, spine surgeons and interventional radiologists, among others.
Orthopaedics | Spine - Thoracolumbar (TL) and sacral surgery | TL and sacral fusion and fixation implant | TL pedicle screw - Shank, tulip | Highridge Medical | Cannulated Extended Tab Polyaxial Short Reduction Screw 10.0x35MM | 819M1035 | Standalone | DE0510347 | As per HSA registered indication(s) except for radiolucent implants which should be used as follows:  in patients with primary or metastatic spinal tumours who would benefit from post-operative high dose high precision beam therapy upon appropriate and stringent patient selection;  Patient selection should be done via standardised assessment such as the neurological-oncological-mechanical systemic (NOMS) framework; and  The assessment should be carried out by a multidisciplinary team (MDT), which may be inclusive of, but not limited to, radiation oncologists, spine surgeons and interventional radiologists, among others.
Orthopaedics | Spine - Thoracolumbar (TL) and sacral surgery | TL and sacral fusion and fixation implant | TL pedicle screw - Shank, tulip | Highridge Medical | Cannulated Extended Tab Polyaxial Short Reduction Screw 10.0x40MM | 819M1040 | Standalone | DE0510347 | As per HSA registered indication(s) except for radiolucent implants which should be used as follows:  in patients with primary or metastatic spinal tumours who would benefit from post-operative high dose high precision beam therapy upon appropriate and stringent patient selection;  Patient selection should be done via standardised assessment such as the neurological-oncological-mechanical systemic (NOMS) framework; and  The assessment should be carried out by a multidisciplinary team (MDT), which may be inclusive of, but not limited to, radiation oncologists, spine surgeons and interventional radiologists, among others.
Orthopaedics | Spine - Thoracolumbar (TL) and sacral surgery | TL and sacral fusion and fixation implant | TL pedicle screw - Shank, tulip | Highridge Medical | Cannulated Extended Tab Polyaxial Short Reduction Screw 10.0x45MM | 819M1045 | Standalone | DE0510347 | As per HSA registered indication(s) except for radiolucent implants which should be used as follows:  in patients with primary or metastatic spinal tumours who would benefit from post-operative high dose high precision beam therapy upon appropriate and stringent patient selection;  Patient selection should be done via standardised assessment such as the neurological-oncological-mechanical systemic (NOMS) framework; and  The assessment should be carried out by a multidisciplinary team (MDT), which may be inclusive of, but not limited to, radiation oncologists, spine surgeons and interventional radiologists, among others.
Orthopaedics | Spine - Thoracolumbar (TL) and sacral surgery | TL and sacral fusion and fixation implant | TL pedicle screw - Shank, tulip | Highridge Medical | Cannulated Extended Tab Polyaxial Short Reduction Screw 10.0x50MM | 819M1050 | Standalone | DE0510347 | As per HSA registered indication(s) except for radiolucent implants which should be used as follows:  in patients with primary or metastatic spinal tumours who would benefit from post-operative high dose high precision beam therapy upon appropriate and stringent patient selection;  Patient selection should be done via standardised assessment such as the neurological-oncological-mechanical systemic (NOMS) framework; and  The assessment should be carried out by a multidisciplinary team (MDT), which may be inclusive of, but not limited to, radiation oncologists, spine surgeons and interventional radiologists, among others.
Orthopaedics | Spine - Thoracolumbar (TL) and sacral surgery | TL and sacral fusion and fixation implant | TL pedicle screw - Shank, tulip | Highridge Medical | Cannulated Extended Tab Polyaxial Short Reduction Screw 10.0x55MM | 819M1055 | Standalone | DE0510347 | As per HSA registered indication(s) except for radiolucent implants which should be used as follows:  in patients with primary or metastatic spinal tumours who would benefit from post-operative high dose high precision beam therapy upon appropriate and stringent patient selection;  Patient selection should be done via standardised assessment such as the neurological-oncological-mechanical systemic (NOMS) framework; and  The assessment should be carried out by a multidisciplinary team (MDT), which may be inclusive of, but not limited to, radiation oncologists, spine surgeons and interventional radiologists, among others.
Orthopaedics | Spine - Thoracolumbar (TL) and sacral surgery | TL and sacral fusion and fixation implant | TL pedicle screw - Shank, tulip | Highridge Medical | Cannulated Extended Tab Polyaxial Short Reduction Screw 10.0x60MM | 819M1060 | Standalone | DE0510347 | As per HSA registered indication(s) except for radiolucent implants which should be used as follows:  in patients with primary or metastatic spinal tumours who would benefit from post-operative high dose high precision beam therapy upon appropriate and stringent patient selection;  Patient selection should be done via standardised assessment such as the neurological-oncological-mechanical systemic (NOMS) framework; and  The assessment should be carried out by a multidisciplinary team (MDT), which may be inclusive of, but not limited to, radiation oncologists, spine surgeons and interventional radiologists, among others.
Orthopaedics | Spine - Thoracolumbar (TL) and sacral surgery | TL and sacral fusion and fixation implant | TL pedicle screw - Shank, tulip | Highridge Medical | Cannulated Extended Tab Polyaxial Short Reduction Screw 10.0x65MM | 819M1065 | Standalone | DE0510347 | As per HSA registered indication(s) except for radiolucent implants which should be used as follows:  in patients with primary or metastatic spinal tumours who would benefit from post-operative high dose high precision beam therapy upon appropriate and stringent patient selection;  Patient selection should be done via standardised assessment such as the neurological-oncological-mechanical systemic (NOMS) framework; and  The assessment should be carried out by a multidisciplinary team (MDT), which may be inclusive of, but not limited to, radiation oncologists, spine surgeons and interventional radiologists, among others.
Orthopaedics | Spine - Thoracolumbar (TL) and sacral surgery | TL and sacral fusion and fixation implant | TL pedicle screw - Shank, tulip | Highridge Medical | Cannulated Extended Tab Polyaxial Short Reduction Screw 10.0x70MM | 819M1070 | Standalone | DE0510347 | As per HSA registered indication(s) except for radiolucent implants which should be used as follows:  in patients with primary or metastatic spinal tumours who would benefit from post-operative high dose high precision beam therapy upon appropriate and stringent patient selection;  Patient selection should be done via standardised assessment such as the neurological-oncological-mechanical systemic (NOMS) framework; and  The assessment should be carried out by a multidisciplinary team (MDT), which may be inclusive of, but not limited to, radiation oncologists, spine surgeons and interventional radiologists, among others.
Orthopaedics | Spine - Thoracolumbar (TL) and sacral surgery | TL and sacral fusion and fixation implant | TL pedicle screw - Shank, tulip | Highridge Medical | Cannulated Extended Tab Polyaxial Short Reduction Screw 10.0x75MM | 819M1075 | Standalone | DE0510347 | As per HSA registered indication(s) except for radiolucent implants which should be used as follows:  in patients with primary or metastatic spinal tumours who would benefit from post-operative high dose high precision beam therapy upon appropriate and stringent patient selection;  Patient selection should be done via standardised assessment such as the neurological-oncological-mechanical systemic (NOMS) framework; and  The assessment should be carried out by a multidisciplinary team (MDT), which may be inclusive of, but not limited to, radiation oncologists, spine surgeons and interventional radiologists, among others.
Orthopaedics | Spine - Thoracolumbar (TL) and sacral surgery | TL and sacral fusion and fixation implant | TL pedicle screw - Shank, tulip | Highridge Medical | Cannulated Extended Tab Polyaxial Short Reduction Screw 10.0x80MM | 819M1080 | Standalone | DE0510347 | As per HSA registered indication(s) except for radiolucent implants which should be used as follows:  in patients with primary or metastatic spinal tumours who would benefit from post-operative high dose high precision beam therapy upon appropriate and stringent patient selection;  Patient selection should be done via standardised assessment such as the neurological-oncological-mechanical systemic (NOMS) framework; and  The assessment should be carried out by a multidisciplinary team (MDT), which may be inclusive of, but not limited to, radiation oncologists, spine surgeons and interventional radiologists, among others.
Orthopaedics | Spine - Thoracolumbar (TL) and sacral surgery | TL and sacral fusion and fixation implant | TL pedicle screw - Shank, tulip | Highridge Medical | Cannulated Extended Tab Polyaxial Short Reduction Screw 10.0x85MM | 819M1085 | Standalone | DE0510347 | As per HSA registered indication(s) except for radiolucent implants which should be used as follows:  in patients with primary or metastatic spinal tumours who would benefit from post-operative high dose high precision beam therapy upon appropriate and stringent patient selection;  Patient selection should be done via standardised assessment such as the neurological-oncological-mechanical systemic (NOMS) framework; and  The assessment should be carried out by a multidisciplinary team (MDT), which may be inclusive of, but not limited to, radiation oncologists, spine surgeons and interventional radiologists, among others.
Orthopaedics | Spine - Thoracolumbar (TL) and sacral surgery | TL and sacral fusion and fixation implant | TL pedicle screw - Shank, tulip | Highridge Medical | Cannulated Extended Tab Polyaxial Short Reduction Screw 10.0x90MM | 819M1090 | Standalone | DE0510347 | As per HSA registered indication(s) except for radiolucent implants which should be used as follows:  in patients with primary or metastatic spinal tumours who would benefit from post-operative high dose high precision beam therapy upon appropriate and stringent patient selection;  Patient selection should be done via standardised assessment such as the neurological-oncological-mechanical systemic (NOMS) framework; and  The assessment should be carried out by a multidisciplinary team (MDT), which may be inclusive of, but not limited to, radiation oncologists, spine surgeons and interventional radiologists, among others.
Orthopaedics | Spine - Thoracolumbar (TL) and sacral surgery | TL and sacral fusion and fixation implant | TL pedicle screw - Shank, tulip | Highridge Medical | Cannulated Extended Tab Polyaxial Short Reduction Screw 10.0x95MM | 819M1095 | Standalone | DE0510347 | As per HSA registered indication(s) except for radiolucent implants which should be used as follows:  in patients with primary or metastatic spinal tumours who would benefit from post-operative high dose high precision beam therapy upon appropriate and stringent patient selection;  Patient selection should be done via standardised assessment such as the neurological-oncological-mechanical systemic (NOMS) framework; and  The assessment should be carried out by a multidisciplinary team (MDT), which may be inclusive of, but not limited to, radiation oncologists, spine surgeons and interventional radiologists, among others.
Orthopaedics | Spine - Thoracolumbar (TL) and sacral surgery | TL and sacral fusion and fixation implant | TL pedicle screw - Shank, tulip | Highridge Medical | Cannulated Extended Tab Polyaxial Short Reduction Screw 10.5x100MM | 819M1500 | Standalone | DE0510347 | As per HSA registered indication(s) except for radiolucent implants which should be used as follows:  in patients with primary or metastatic spinal tumours who would benefit from post-operative high dose high precision beam therapy upon appropriate and stringent patient selection;  Patient selection should be done via standardised assessment such as the neurological-oncological-mechanical systemic (NOMS) framework; and  The assessment should be carried out by a multidisciplinary team (MDT), which may be inclusive of, but not limited to, radiation oncologists, spine surgeons and interventional radiologists, among others.
Orthopaedics | Spine - Thoracolumbar (TL) and sacral surgery | TL and sacral fusion and fixation implant | TL pedicle screw - Shank, tulip | Highridge Medical | Cannulated Extended Tab Polyaxial Short Reduction Screw 10.5x105MM | 819M1505 | Standalone | DE0510347 | As per HSA registered indication(s) except for radiolucent implants which should be used as follows:  in patients with primary or metastatic spinal tumours who would benefit from post-operative high dose high precision beam therapy upon appropriate and stringent patient selection;  Patient selection should be done via standardised assessment such as the neurological-oncological-mechanical systemic (NOMS) framework; and  The assessment should be carried out by a multidisciplinary team (MDT), which may be inclusive of, but not limited to, radiation oncologists, spine surgeons and interventional radiologists, among others.
Orthopaedics | Spine - Thoracolumbar (TL) and sacral surgery | TL and sacral fusion and fixation implant | TL pedicle screw - Shank, tulip | Highridge Medical | Cannulated Extended Tab Polyaxial Short Reduction Screw 10.5x110MM | 819M1510 | Standalone | DE0510347 | As per HSA registered indication(s) except for radiolucent implants which should be used as follows:  in patients with primary or metastatic spinal tumours who would benefit from post-operative high dose high precision beam therapy upon appropriate and stringent patient selection;  Patient selection should be done via standardised assessment such as the neurological-oncological-mechanical systemic (NOMS) framework; and  The assessment should be carried out by a multidisciplinary team (MDT), which may be inclusive of, but not limited to, radiation oncologists, spine surgeons and interventional radiologists, among others.
Orthopaedics | Spine - Thoracolumbar (TL) and sacral surgery | TL and sacral fusion and fixation implant | TL pedicle screw - Shank, tulip | Highridge Medical | Cannulated Extended Tab Polyaxial Short Reduction Screw 10.5x115MM | 819M1515 | Standalone | DE0510347 | As per HSA registered indication(s) except for radiolucent implants which should be used as follows:  in patients with primary or metastatic spinal tumours who would benefit from post-operative high dose high precision beam therapy upon appropriate and stringent patient selection;  Patient selection should be done via standardised assessment such as the neurological-oncological-mechanical systemic (NOMS) framework; and  The assessment should be carried out by a multidisciplinary team (MDT), which may be inclusive of, but not limited to, radiation oncologists, spine surgeons and interventional radiologists, among others.
Orthopaedics | Spine - Thoracolumbar (TL) and sacral surgery | TL and sacral fusion and fixation implant | TL pedicle screw - Shank, tulip | Highridge Medical | Cannulated Extended Tab Polyaxial Short Reduction Screw 10.5x20MM | 819M1520 | Standalone | DE0510347 | As per HSA registered indication(s) except for radiolucent implants which should be used as follows:  in patients with primary or metastatic spinal tumours who would benefit from post-operative high dose high precision beam therapy upon appropriate and stringent patient selection;  Patient selection should be done via standardised assessment such as the neurological-oncological-mechanical systemic (NOMS) framework; and  The assessment should be carried out by a multidisciplinary team (MDT), which may be inclusive of, but not limited to, radiation oncologists, spine surgeons and interventional radiologists, among others.
Orthopaedics | Spine - Thoracolumbar (TL) and sacral surgery | TL and sacral fusion and fixation implant | TL pedicle screw - Shank, tulip | Highridge Medical | Cannulated Extended Tab Polyaxial Short Reduction Screw 10.5x120MM | 819M1521 | Standalone | DE0510347 | As per HSA registered indication(s) except for radiolucent implants which should be used as follows:  in patients with primary or metastatic spinal tumours who would benefit from post-operative high dose high precision beam therapy upon appropriate and stringent patient selection;  Patient selection should be done via standardised assessment such as the neurological-oncological-mechanical systemic (NOMS) framework; and  The assessment should be carried out by a multidisciplinary team (MDT), which may be inclusive of, but not limited to, radiation oncologists, spine surgeons and interventional radiologists, among others.
Orthopaedics | Spine - Thoracolumbar (TL) and sacral surgery | TL and sacral fusion and fixation implant | TL pedicle screw - Shank, tulip | Highridge Medical | Cannulated Extended Tab Polyaxial Short Reduction Screw 10.5x25MM | 819M1525 | Standalone | DE0510347 | As per HSA registered indication(s) except for radiolucent implants which should be used as follows:  in patients with primary or metastatic spinal tumours who would benefit from post-operative high dose high precision beam therapy upon appropriate and stringent patient selection;  Patient selection should be done via standardised assessment such as the neurological-oncological-mechanical systemic (NOMS) framework; and  The assessment should be carried out by a multidisciplinary team (MDT), which may be inclusive of, but not limited to, radiation oncologists, spine surgeons and interventional radiologists, among others.
Orthopaedics | Spine - Thoracolumbar (TL) and sacral surgery | TL and sacral fusion and fixation implant | TL pedicle screw - Shank, tulip | Highridge Medical | Cannulated Extended Tab Polyaxial Short Reduction Screw 10.5x30MM | 819M1530 | Standalone | DE0510347 | As per HSA registered indication(s) except for radiolucent implants which should be used as follows:  in patients with primary or metastatic spinal tumours who would benefit from post-operative high dose high precision beam therapy upon appropriate and stringent patient selection;  Patient selection should be done via standardised assessment such as the neurological-oncological-mechanical systemic (NOMS) framework; and  The assessment should be carried out by a multidisciplinary team (MDT), which may be inclusive of, but not limited to, radiation oncologists, spine surgeons and interventional radiologists, among others.
Orthopaedics | Spine - Thoracolumbar (TL) and sacral surgery | TL and sacral fusion and fixation implant | TL pedicle screw - Shank, tulip | Highridge Medical | Cannulated Extended Tab Polyaxial Short Reduction Screw 10.5x35MM | 819M1535 | Standalone | DE0510347 | As per HSA registered indication(s) except for radiolucent implants which should be used as follows:  in patients with primary or metastatic spinal tumours who would benefit from post-operative high dose high precision beam therapy upon appropriate and stringent patient selection;  Patient selection should be done via standardised assessment such as the neurological-oncological-mechanical systemic (NOMS) framework; and  The assessment should be carried out by a multidisciplinary team (MDT), which may be inclusive of, but not limited to, radiation oncologists, spine surgeons and interventional radiologists, among others.
Orthopaedics | Spine - Thoracolumbar (TL) and sacral surgery | TL and sacral fusion and fixation implant | TL pedicle screw - Shank, tulip | Highridge Medical | Cannulated Extended Tab Polyaxial Short Reduction Screw 10.5x40MM | 819M1540 | Standalone | DE0510347 | As per HSA registered indication(s) except for radiolucent implants which should be used as follows:  in patients with primary or metastatic spinal tumours who would benefit from post-operative high dose high precision beam therapy upon appropriate and stringent patient selection;  Patient selection should be done via standardised assessment such as the neurological-oncological-mechanical systemic (NOMS) framework; and  The assessment should be carried out by a multidisciplinary team (MDT), which may be inclusive of, but not limited to, radiation oncologists, spine surgeons and interventional radiologists, among others.
Orthopaedics | Spine - Thoracolumbar (TL) and sacral surgery | TL and sacral fusion and fixation implant | TL pedicle screw - Shank, tulip | Highridge Medical | Cannulated Extended Tab Polyaxial Short Reduction Screw 10.5x45MM | 819M1545 | Standalone | DE0510347 | As per HSA registered indication(s) except for radiolucent implants which should be used as follows:  in patients with primary or metastatic spinal tumours who would benefit from post-operative high dose high precision beam therapy upon appropriate and stringent patient selection;  Patient selection should be done via standardised assessment such as the neurological-oncological-mechanical systemic (NOMS) framework; and  The assessment should be carried out by a multidisciplinary team (MDT), which may be inclusive of, but not limited to, radiation oncologists, spine surgeons and interventional radiologists, among others.
Orthopaedics | Spine - Thoracolumbar (TL) and sacral surgery | TL and sacral fusion and fixation implant | TL pedicle screw - Shank, tulip | Highridge Medical | Cannulated Extended Tab Polyaxial Short Reduction Screw 10.5x50MM | 819M1550 | Standalone | DE0510347 | As per HSA registered indication(s) except for radiolucent implants which should be used as follows:  in patients with primary or metastatic spinal tumours who would benefit from post-operative high dose high precision beam therapy upon appropriate and stringent patient selection;  Patient selection should be done via standardised assessment such as the neurological-oncological-mechanical systemic (NOMS) framework; and  The assessment should be carried out by a multidisciplinary team (MDT), which may be inclusive of, but not limited to, radiation oncologists, spine surgeons and interventional radiologists, among others.
Orthopaedics | Spine - Thoracolumbar (TL) and sacral surgery | TL and sacral fusion and fixation implant | TL pedicle screw - Shank, tulip | Highridge Medical | Cannulated Extended Tab Polyaxial Short Reduction Screw 10.5x55MM | 819M1555 | Standalone | DE0510347 | As per HSA registered indication(s) except for radiolucent implants which should be used as follows:  in patients with primary or metastatic spinal tumours who would benefit from post-operative high dose high precision beam therapy upon appropriate and stringent patient selection;  Patient selection should be done via standardised assessment such as the neurological-oncological-mechanical systemic (NOMS) framework; and  The assessment should be carried out by a multidisciplinary team (MDT), which may be inclusive of, but not limited to, radiation oncologists, spine surgeons and interventional radiologists, among others.
Orthopaedics | Spine - Thoracolumbar (TL) and sacral surgery | TL and sacral fusion and fixation implant | TL pedicle screw - Shank, tulip | Highridge Medical | Cannulated Extended Tab Polyaxial Short Reduction Screw 10.5x60MM | 819M1560 | Standalone | DE0510347 | As per HSA registered indication(s) except for radiolucent implants which should be used as follows:  in patients with primary or metastatic spinal tumours who would benefit from post-operative high dose high precision beam therapy upon appropriate and stringent patient selection;  Patient selection should be done via standardised assessment such as the neurological-oncological-mechanical systemic (NOMS) framework; and  The assessment should be carried out by a multidisciplinary team (MDT), which may be inclusive of, but not limited to, radiation oncologists, spine surgeons and interventional radiologists, among others.
Orthopaedics | Spine - Thoracolumbar (TL) and sacral surgery | TL and sacral fusion and fixation implant | TL pedicle screw - Shank, tulip | Highridge Medical | Cannulated Extended Tab Polyaxial Short Reduction Screw 10.5x65MM | 819M1565 | Standalone | DE0510347 | As per HSA registered indication(s) except for radiolucent implants which should be used as follows:  in patients with primary or metastatic spinal tumours who would benefit from post-operative high dose high precision beam therapy upon appropriate and stringent patient selection;  Patient selection should be done via standardised assessment such as the neurological-oncological-mechanical systemic (NOMS) framework; and  The assessment should be carried out by a multidisciplinary team (MDT), which may be inclusive of, but not limited to, radiation oncologists, spine surgeons and interventional radiologists, among others.
Orthopaedics | Spine - Thoracolumbar (TL) and sacral surgery | TL and sacral fusion and fixation implant | TL pedicle screw - Shank, tulip | Highridge Medical | Cannulated Extended Tab Polyaxial Short Reduction Screw 10.5x70MM | 819M1570 | Standalone | DE0510347 | As per HSA registered indication(s) except for radiolucent implants which should be used as follows:  in patients with primary or metastatic spinal tumours who would benefit from post-operative high dose high precision beam therapy upon appropriate and stringent patient selection;  Patient selection should be done via standardised assessment such as the neurological-oncological-mechanical systemic (NOMS) framework; and  The assessment should be carried out by a multidisciplinary team (MDT), which may be inclusive of, but not limited to, radiation oncologists, spine surgeons and interventional radiologists, among others.
Orthopaedics | Spine - Thoracolumbar (TL) and sacral surgery | TL and sacral fusion and fixation implant | TL pedicle screw - Shank, tulip | Highridge Medical | Cannulated Extended Tab Polyaxial Short Reduction Screw 10.5x75MM | 819M1575 | Standalone | DE0510347 | As per HSA registered indication(s) except for radiolucent implants which should be used as follows:  in patients with primary or metastatic spinal tumours who would benefit from post-operative high dose high precision beam therapy upon appropriate and stringent patient selection;  Patient selection should be done via standardised assessment such as the neurological-oncological-mechanical systemic (NOMS) framework; and  The assessment should be carried out by a multidisciplinary team (MDT), which may be inclusive of, but not limited to, radiation oncologists, spine surgeons and interventional radiologists, among others.
Orthopaedics | Spine - Thoracolumbar (TL) and sacral surgery | TL and sacral fusion and fixation implant | TL pedicle screw - Shank, tulip | Highridge Medical | Cannulated Extended Tab Polyaxial Short Reduction Screw 10.5x80MM | 819M1580 | Standalone | DE0510347 | As per HSA registered indication(s) except for radiolucent implants which should be used as follows:  in patients with primary or metastatic spinal tumours who would benefit from post-operative high dose high precision beam therapy upon appropriate and stringent patient selection;  Patient selection should be done via standardised assessment such as the neurological-oncological-mechanical systemic (NOMS) framework; and  The assessment should be carried out by a multidisciplinary team (MDT), which may be inclusive of, but not limited to, radiation oncologists, spine surgeons and interventional radiologists, among others.
Orthopaedics | Spine - Thoracolumbar (TL) and sacral surgery | TL and sacral fusion and fixation implant | TL pedicle screw - Shank, tulip | Highridge Medical | Cannulated Extended Tab Polyaxial Short Reduction Screw 10.5x85MM | 819M1585 | Standalone | DE0510347 | As per HSA registered indication(s) except for radiolucent implants which should be used as follows:  in patients with primary or metastatic spinal tumours who would benefit from post-operative high dose high precision beam therapy upon appropriate and stringent patient selection;  Patient selection should be done via standardised assessment such as the neurological-oncological-mechanical systemic (NOMS) framework; and  The assessment should be carried out by a multidisciplinary team (MDT), which may be inclusive of, but not limited to, radiation oncologists, spine surgeons and interventional radiologists, among others.
Orthopaedics | Spine - Thoracolumbar (TL) and sacral surgery | TL and sacral fusion and fixation implant | TL pedicle screw - Shank, tulip | Highridge Medical | Cannulated Extended Tab Polyaxial Short Reduction Screw 10.5x90MM | 819M1590 | Standalone | DE0510347 | As per HSA registered indication(s) except for radiolucent implants which should be used as follows:  in patients with primary or metastatic spinal tumours who would benefit from post-operative high dose high precision beam therapy upon appropriate and stringent patient selection;  Patient selection should be done via standardised assessment such as the neurological-oncological-mechanical systemic (NOMS) framework; and  The assessment should be carried out by a multidisciplinary team (MDT), which may be inclusive of, but not limited to, radiation oncologists, spine surgeons and interventional radiologists, among others.
Orthopaedics | Spine - Thoracolumbar (TL) and sacral surgery | TL and sacral fusion and fixation implant | TL pedicle screw - Shank, tulip | Highridge Medical | Cannulated Extended Tab Polyaxial Short Reduction Screw 10.5x95MM | 819M1595 | Standalone | DE0510347 | As per HSA registered indication(s) except for radiolucent implants which should be used as follows:  in patients with primary or metastatic spinal tumours who would benefit from post-operative high dose high precision beam therapy upon appropriate and stringent patient selection;  Patient selection should be done via standardised assessment such as the neurological-oncological-mechanical systemic (NOMS) framework; and  The assessment should be carried out by a multidisciplinary team (MDT), which may be inclusive of, but not limited to, radiation oncologists, spine surgeons and interventional radiologists, among others.
Orthopaedics | Spine - Thoracolumbar (TL) and sacral surgery | TL and sacral fusion and fixation implant | TL pedicle screw - Shank, tulip | Highridge Medical | Cannulated Extended Tab Polyaxial Short Reduction Screw 8.0x100MM | 819M8000 | Standalone | DE0510347 | As per HSA registered indication(s) except for radiolucent implants which should be used as follows:  in patients with primary or metastatic spinal tumours who would benefit from post-operative high dose high precision beam therapy upon appropriate and stringent patient selection;  Patient selection should be done via standardised assessment such as the neurological-oncological-mechanical systemic (NOMS) framework; and  The assessment should be carried out by a multidisciplinary team (MDT), which may be inclusive of, but not limited to, radiation oncologists, spine surgeons and interventional radiologists, among others.
Orthopaedics | Spine - Thoracolumbar (TL) and sacral surgery | TL and sacral fusion and fixation implant | TL pedicle screw - Shank, tulip | Highridge Medical | Cannulated Extended Tab Polyaxial Short Reduction Screw 8.0x105MM | 819M8005 | Standalone | DE0510347 | As per HSA registered indication(s) except for radiolucent implants which should be used as follows:  in patients with primary or metastatic spinal tumours who would benefit from post-operative high dose high precision beam therapy upon appropriate and stringent patient selection;  Patient selection should be done via standardised assessment such as the neurological-oncological-mechanical systemic (NOMS) framework; and  The assessment should be carried out by a multidisciplinary team (MDT), which may be inclusive of, but not limited to, radiation oncologists, spine surgeons and interventional radiologists, among others.
Orthopaedics | Spine - Thoracolumbar (TL) and sacral surgery | TL and sacral fusion and fixation implant | TL pedicle screw - Shank, tulip | Highridge Medical | Cannulated Extended Tab Polyaxial Short Reduction Screw 8.0x110MM | 819M8010 | Standalone | DE0510347 | As per HSA registered indication(s) except for radiolucent implants which should be used as follows:  in patients with primary or metastatic spinal tumours who would benefit from post-operative high dose high precision beam therapy upon appropriate and stringent patient selection;  Patient selection should be done via standardised assessment such as the neurological-oncological-mechanical systemic (NOMS) framework; and  The assessment should be carried out by a multidisciplinary team (MDT), which may be inclusive of, but not limited to, radiation oncologists, spine surgeons and interventional radiologists, among others.
Orthopaedics | Spine - Thoracolumbar (TL) and sacral surgery | TL and sacral fusion and fixation implant | TL pedicle screw - Shank, tulip | Highridge Medical | Cannulated Extended Tab Polyaxial Short Reduction Screw 8.0x115MM | 819M8015 | Standalone | DE0510347 | As per HSA registered indication(s) except for radiolucent implants which should be used as follows:  in patients with primary or metastatic spinal tumours who would benefit from post-operative high dose high precision beam therapy upon appropriate and stringent patient selection;  Patient selection should be done via standardised assessment such as the neurological-oncological-mechanical systemic (NOMS) framework; and  The assessment should be carried out by a multidisciplinary team (MDT), which may be inclusive of, but not limited to, radiation oncologists, spine surgeons and interventional radiologists, among others.
Orthopaedics | Spine - Thoracolumbar (TL) and sacral surgery | TL and sacral fusion and fixation implant | TL pedicle screw - Shank, tulip | Highridge Medical | Cannulated Extended Tab Polyaxial Short Reduction Screw 8.0x20MM | 819M8020 | Standalone | DE0510347 | As per HSA registered indication(s) except for radiolucent implants which should be used as follows:  in patients with primary or metastatic spinal tumours who would benefit from post-operative high dose high precision beam therapy upon appropriate and stringent patient selection;  Patient selection should be done via standardised assessment such as the neurological-oncological-mechanical systemic (NOMS) framework; and  The assessment should be carried out by a multidisciplinary team (MDT), which may be inclusive of, but not limited to, radiation oncologists, spine surgeons and interventional radiologists, among others.
Orthopaedics | Spine - Thoracolumbar (TL) and sacral surgery | TL and sacral fusion and fixation implant | TL pedicle screw - Shank, tulip | Highridge Medical | Cannulated Extended Tab Polyaxial Short Reduction Screw 8.0x120MM | 819M8021 | Standalone | DE0510347 | As per HSA registered indication(s) except for radiolucent implants which should be used as follows:  in patients with primary or metastatic spinal tumours who would benefit from post-operative high dose high precision beam therapy upon appropriate and stringent patient selection;  Patient selection should be done via standardised assessment such as the neurological-oncological-mechanical systemic (NOMS) framework; and  The assessment should be carried out by a multidisciplinary team (MDT), which may be inclusive of, but not limited to, radiation oncologists, spine surgeons and interventional radiologists, among others.
Orthopaedics | Spine - Thoracolumbar (TL) and sacral surgery | TL and sacral fusion and fixation implant | TL pedicle screw - Shank, tulip | Highridge Medical | Cannulated Extended Tab Polyaxial Short Reduction Screw 8.0x25MM | 819M8025 | Standalone | DE0510347 | As per HSA registered indication(s) except for radiolucent implants which should be used as follows:  in patients with primary or metastatic spinal tumours who would benefit from post-operative high dose high precision beam therapy upon appropriate and stringent patient selection;  Patient selection should be done via standardised assessment such as the neurological-oncological-mechanical systemic (NOMS) framework; and  The assessment should be carried out by a multidisciplinary team (MDT), which may be inclusive of, but not limited to, radiation oncologists, spine surgeons and interventional radiologists, among others.
Orthopaedics | Spine - Thoracolumbar (TL) and sacral surgery | TL and sacral fusion and fixation implant | TL pedicle screw - Shank, tulip | Highridge Medical | Cannulated Extended Tab Polyaxial Short Reduction Screw 8.0x30MM | 819M8030 | Standalone | DE0510347 | As per HSA registered indication(s) except for radiolucent implants which should be used as follows:  in patients with primary or metastatic spinal tumours who would benefit from post-operative high dose high precision beam therapy upon appropriate and stringent patient selection;  Patient selection should be done via standardised assessment such as the neurological-oncological-mechanical systemic (NOMS) framework; and  The assessment should be carried out by a multidisciplinary team (MDT), which may be inclusive of, but not limited to, radiation oncologists, spine surgeons and interventional radiologists, among others.
Orthopaedics | Spine - Thoracolumbar (TL) and sacral surgery | TL and sacral fusion and fixation implant | TL pedicle screw - Shank, tulip | Highridge Medical | Cannulated Extended Tab Polyaxial Short Reduction Screw 8.0x35MM | 819M8035 | Standalone | DE0510347 | As per HSA registered indication(s) except for radiolucent implants which should be used as follows:  in patients with primary or metastatic spinal tumours who would benefit from post-operative high dose high precision beam therapy upon appropriate and stringent patient selection;  Patient selection should be done via standardised assessment such as the neurological-oncological-mechanical systemic (NOMS) framework; and  The assessment should be carried out by a multidisciplinary team (MDT), which may be inclusive of, but not limited to, radiation oncologists, spine surgeons and interventional radiologists, among others.
Orthopaedics | Spine - Thoracolumbar (TL) and sacral surgery | TL and sacral fusion and fixation implant | TL pedicle screw - Shank, tulip | Highridge Medical | Cannulated Extended Tab Polyaxial Short Reduction Screw 8.0x40MM | 819M8040 | Standalone | DE0510347 | As per HSA registered indication(s) except for radiolucent implants which should be used as follows:  in patients with primary or metastatic spinal tumours who would benefit from post-operative high dose high precision beam therapy upon appropriate and stringent patient selection;  Patient selection should be done via standardised assessment such as the neurological-oncological-mechanical systemic (NOMS) framework; and  The assessment should be carried out by a multidisciplinary team (MDT), which may be inclusive of, but not limited to, radiation oncologists, spine surgeons and interventional radiologists, among others.
Orthopaedics | Spine - Thoracolumbar (TL) and sacral surgery | TL and sacral fusion and fixation implant | TL pedicle screw - Shank, tulip | Highridge Medical | Cannulated Extended Tab Polyaxial Short Reduction Screw 8.0x45MM | 819M8045 | Standalone | DE0510347 | As per HSA registered indication(s) except for radiolucent implants which should be used as follows:  in patients with primary or metastatic spinal tumours who would benefit from post-operative high dose high precision beam therapy upon appropriate and stringent patient selection;  Patient selection should be done via standardised assessment such as the neurological-oncological-mechanical systemic (NOMS) framework; and  The assessment should be carried out by a multidisciplinary team (MDT), which may be inclusive of, but not limited to, radiation oncologists, spine surgeons and interventional radiologists, among others.
Orthopaedics | Spine - Thoracolumbar (TL) and sacral surgery | TL and sacral fusion and fixation implant | TL pedicle screw - Shank, tulip | Highridge Medical | Cannulated Extended Tab Polyaxial Short Reduction Screw 8.0x50MM | 819M8050 | Standalone | DE0510347 | As per HSA registered indication(s) except for radiolucent implants which should be used as follows:  in patients with primary or metastatic spinal tumours who would benefit from post-operative high dose high precision beam therapy upon appropriate and stringent patient selection;  Patient selection should be done via standardised assessment such as the neurological-oncological-mechanical systemic (NOMS) framework; and  The assessment should be carried out by a multidisciplinary team (MDT), which may be inclusive of, but not limited to, radiation oncologists, spine surgeons and interventional radiologists, among others.
Orthopaedics | Spine - Thoracolumbar (TL) and sacral surgery | TL and sacral fusion and fixation implant | TL pedicle screw - Shank, tulip | Highridge Medical | Cannulated Extended Tab Polyaxial Short Reduction Screw 8.0x55MM | 819M8055 | Standalone | DE0510347 | As per HSA registered indication(s) except for radiolucent implants which should be used as follows:  in patients with primary or metastatic spinal tumours who would benefit from post-operative high dose high precision beam therapy upon appropriate and stringent patient selection;  Patient selection should be done via standardised assessment such as the neurological-oncological-mechanical systemic (NOMS) framework; and  The assessment should be carried out by a multidisciplinary team (MDT), which may be inclusive of, but not limited to, radiation oncologists, spine surgeons and interventional radiologists, among others.
Orthopaedics | Spine - Thoracolumbar (TL) and sacral surgery | TL and sacral fusion and fixation implant | TL pedicle screw - Shank, tulip | Highridge Medical | Cannulated Extended Tab Polyaxial Short Reduction Screw 8.0x60MM | 819M8060 | Standalone | DE0510347 | As per HSA registered indication(s) except for radiolucent implants which should be used as follows:  in patients with primary or metastatic spinal tumours who would benefit from post-operative high dose high precision beam therapy upon appropriate and stringent patient selection;  Patient selection should be done via standardised assessment such as the neurological-oncological-mechanical systemic (NOMS) framework; and  The assessment should be carried out by a multidisciplinary team (MDT), which may be inclusive of, but not limited to, radiation oncologists, spine surgeons and interventional radiologists, among others.
Orthopaedics | Spine - Thoracolumbar (TL) and sacral surgery | TL and sacral fusion and fixation implant | TL pedicle screw - Shank, tulip | Highridge Medical | Cannulated Extended Tab Polyaxial Short Reduction Screw 8.0x65MM | 819M8065 | Standalone | DE0510347 | As per HSA registered indication(s) except for radiolucent implants which should be used as follows:  in patients with primary or metastatic spinal tumours who would benefit from post-operative high dose high precision beam therapy upon appropriate and stringent patient selection;  Patient selection should be done via standardised assessment such as the neurological-oncological-mechanical systemic (NOMS) framework; and  The assessment should be carried out by a multidisciplinary team (MDT), which may be inclusive of, but not limited to, radiation oncologists, spine surgeons and interventional radiologists, among others.
Orthopaedics | Spine - Thoracolumbar (TL) and sacral surgery | TL and sacral fusion and fixation implant | TL pedicle screw - Shank, tulip | Highridge Medical | Cannulated Extended Tab Polyaxial Short Reduction Screw 8.0x70MM | 819M8070 | Standalone | DE0510347 | As per HSA registered indication(s) except for radiolucent implants which should be used as follows:  in patients with primary or metastatic spinal tumours who would benefit from post-operative high dose high precision beam therapy upon appropriate and stringent patient selection;  Patient selection should be done via standardised assessment such as the neurological-oncological-mechanical systemic (NOMS) framework; and  The assessment should be carried out by a multidisciplinary team (MDT), which may be inclusive of, but not limited to, radiation oncologists, spine surgeons and interventional radiologists, among others.
Orthopaedics | Spine - Thoracolumbar (TL) and sacral surgery | TL and sacral fusion and fixation implant | TL pedicle screw - Shank, tulip | Highridge Medical | Cannulated Extended Tab Polyaxial Short Reduction Screw 8.0x75MM | 819M8075 | Standalone | DE0510347 | As per HSA registered indication(s) except for radiolucent implants which should be used as follows:  in patients with primary or metastatic spinal tumours who would benefit from post-operative high dose high precision beam therapy upon appropriate and stringent patient selection;  Patient selection should be done via standardised assessment such as the neurological-oncological-mechanical systemic (NOMS) framework; and  The assessment should be carried out by a multidisciplinary team (MDT), which may be inclusive of, but not limited to, radiation oncologists, spine surgeons and interventional radiologists, among others.
Orthopaedics | Spine - Thoracolumbar (TL) and sacral surgery | TL and sacral fusion and fixation implant | TL pedicle screw - Shank, tulip | Highridge Medical | Cannulated Extended Tab Polyaxial Short Reduction Screw 8.0x80MM | 819M8080 | Standalone | DE0510347 | As per HSA registered indication(s) except for radiolucent implants which should be used as follows:  in patients with primary or metastatic spinal tumours who would benefit from post-operative high dose high precision beam therapy upon appropriate and stringent patient selection;  Patient selection should be done via standardised assessment such as the neurological-oncological-mechanical systemic (NOMS) framework; and  The assessment should be carried out by a multidisciplinary team (MDT), which may be inclusive of, but not limited to, radiation oncologists, spine surgeons and interventional radiologists, among others.
Orthopaedics | Spine - Thoracolumbar (TL) and sacral surgery | TL and sacral fusion and fixation implant | TL pedicle screw - Shank, tulip | Highridge Medical | Cannulated Extended Tab Polyaxial Short Reduction Screw 8.0x85MM | 819M8085 | Standalone | DE0510347 | As per HSA registered indication(s) except for radiolucent implants which should be used as follows:  in patients with primary or metastatic spinal tumours who would benefit from post-operative high dose high precision beam therapy upon appropriate and stringent patient selection;  Patient selection should be done via standardised assessment such as the neurological-oncological-mechanical systemic (NOMS) framework; and  The assessment should be carried out by a multidisciplinary team (MDT), which may be inclusive of, but not limited to, radiation oncologists, spine surgeons and interventional radiologists, among others.
Orthopaedics | Spine - Thoracolumbar (TL) and sacral surgery | TL and sacral fusion and fixation implant | TL pedicle screw - Shank, tulip | Highridge Medical | Cannulated Extended Tab Polyaxial Short Reduction Screw 8.0x90MM | 819M8090 | Standalone | DE0510347 | As per HSA registered indication(s) except for radiolucent implants which should be used as follows:  in patients with primary or metastatic spinal tumours who would benefit from post-operative high dose high precision beam therapy upon appropriate and stringent patient selection;  Patient selection should be done via standardised assessment such as the neurological-oncological-mechanical systemic (NOMS) framework; and  The assessment should be carried out by a multidisciplinary team (MDT), which may be inclusive of, but not limited to, radiation oncologists, spine surgeons and interventional radiologists, among others.
Orthopaedics | Spine - Thoracolumbar (TL) and sacral surgery | TL and sacral fusion and fixation implant | TL pedicle screw - Shank, tulip | Highridge Medical | Cannulated Extended Tab Polyaxial Short Reduction Screw 8.0x95MM | 819M8095 | Standalone | DE0510347 | As per HSA registered indication(s) except for radiolucent implants which should be used as follows:  in patients with primary or metastatic spinal tumours who would benefit from post-operative high dose high precision beam therapy upon appropriate and stringent patient selection;  Patient selection should be done via standardised assessment such as the neurological-oncological-mechanical systemic (NOMS) framework; and  The assessment should be carried out by a multidisciplinary team (MDT), which may be inclusive of, but not limited to, radiation oncologists, spine surgeons and interventional radiologists, among others.
Orthopaedics | Spine - Thoracolumbar (TL) and sacral surgery | TL and sacral fusion and fixation implant | TL pedicle screw - Shank, tulip | Highridge Medical | Cannulated Extended Tab Polyaxial Short Reduction Screw 8.5x100MM | 819M8500 | Standalone | DE0510347 | As per HSA registered indication(s) except for radiolucent implants which should be used as follows:  in patients with primary or metastatic spinal tumours who would benefit from post-operative high dose high precision beam therapy upon appropriate and stringent patient selection;  Patient selection should be done via standardised assessment such as the neurological-oncological-mechanical systemic (NOMS) framework; and  The assessment should be carried out by a multidisciplinary team (MDT), which may be inclusive of, but not limited to, radiation oncologists, spine surgeons and interventional radiologists, among others.
Orthopaedics | Spine - Thoracolumbar (TL) and sacral surgery | TL and sacral fusion and fixation implant | TL pedicle screw - Shank, tulip | Highridge Medical | Cannulated Extended Tab Polyaxial Short Reduction Screw 8.5x105MM | 819M8505 | Standalone | DE0510347 | As per HSA registered indication(s) except for radiolucent implants which should be used as follows:  in patients with primary or metastatic spinal tumours who would benefit from post-operative high dose high precision beam therapy upon appropriate and stringent patient selection;  Patient selection should be done via standardised assessment such as the neurological-oncological-mechanical systemic (NOMS) framework; and  The assessment should be carried out by a multidisciplinary team (MDT), which may be inclusive of, but not limited to, radiation oncologists, spine surgeons and interventional radiologists, among others.
Orthopaedics | Spine - Thoracolumbar (TL) and sacral surgery | TL and sacral fusion and fixation implant | TL pedicle screw - Shank, tulip | Highridge Medical | Cannulated Extended Tab Polyaxial Short Reduction Screw 8.5x110MM | 819M8510 | Standalone | DE0510347 | As per HSA registered indication(s) except for radiolucent implants which should be used as follows:  in patients with primary or metastatic spinal tumours who would benefit from post-operative high dose high precision beam therapy upon appropriate and stringent patient selection;  Patient selection should be done via standardised assessment such as the neurological-oncological-mechanical systemic (NOMS) framework; and  The assessment should be carried out by a multidisciplinary team (MDT), which may be inclusive of, but not limited to, radiation oncologists, spine surgeons and interventional radiologists, among others.
Orthopaedics | Spine - Thoracolumbar (TL) and sacral surgery | TL and sacral fusion and fixation implant | TL pedicle screw - Shank, tulip | Highridge Medical | Cannulated Extended Tab Polyaxial Short Reduction Screw 8.5x115MM | 819M8515 | Standalone | DE0510347 | As per HSA registered indication(s) except for radiolucent implants which should be used as follows:  in patients with primary or metastatic spinal tumours who would benefit from post-operative high dose high precision beam therapy upon appropriate and stringent patient selection;  Patient selection should be done via standardised assessment such as the neurological-oncological-mechanical systemic (NOMS) framework; and  The assessment should be carried out by a multidisciplinary team (MDT), which may be inclusive of, but not limited to, radiation oncologists, spine surgeons and interventional radiologists, among others.
Orthopaedics | Spine - Thoracolumbar (TL) and sacral surgery | TL and sacral fusion and fixation implant | TL pedicle screw - Shank, tulip | Highridge Medical | Cannulated Extended Tab Polyaxial Short Reduction Screw 8.5x20MM | 819M8520 | Standalone | DE0510347 | As per HSA registered indication(s) except for radiolucent implants which should be used as follows:  in patients with primary or metastatic spinal tumours who would benefit from post-operative high dose high precision beam therapy upon appropriate and stringent patient selection;  Patient selection should be done via standardised assessment such as the neurological-oncological-mechanical systemic (NOMS) framework; and  The assessment should be carried out by a multidisciplinary team (MDT), which may be inclusive of, but not limited to, radiation oncologists, spine surgeons and interventional radiologists, among others.
Orthopaedics | Spine - Thoracolumbar (TL) and sacral surgery | TL and sacral fusion and fixation implant | TL pedicle screw - Shank, tulip | Highridge Medical | Cannulated Extended Tab Polyaxial Short Reduction Screw 8.5x120MM | 819M8521 | Standalone | DE0510347 | As per HSA registered indication(s) except for radiolucent implants which should be used as follows:  in patients with primary or metastatic spinal tumours who would benefit from post-operative high dose high precision beam therapy upon appropriate and stringent patient selection;  Patient selection should be done via standardised assessment such as the neurological-oncological-mechanical systemic (NOMS) framework; and  The assessment should be carried out by a multidisciplinary team (MDT), which may be inclusive of, but not limited to, radiation oncologists, spine surgeons and interventional radiologists, among others.
Orthopaedics | Spine - Thoracolumbar (TL) and sacral surgery | TL and sacral fusion and fixation implant | TL pedicle screw - Shank, tulip | Highridge Medical | Cannulated Extended Tab Polyaxial Short Reduction Screw 8.5x25MM | 819M8525 | Standalone | DE0510347 | As per HSA registered indication(s) except for radiolucent implants which should be used as follows:  in patients with primary or metastatic spinal tumours who would benefit from post-operative high dose high precision beam therapy upon appropriate and stringent patient selection;  Patient selection should be done via standardised assessment such as the neurological-oncological-mechanical systemic (NOMS) framework; and  The assessment should be carried out by a multidisciplinary team (MDT), which may be inclusive of, but not limited to, radiation oncologists, spine surgeons and interventional radiologists, among others.
Orthopaedics | Spine - Thoracolumbar (TL) and sacral surgery | TL and sacral fusion and fixation implant | TL pedicle screw - Shank, tulip | Highridge Medical | Cannulated Extended Tab Polyaxial Short Reduction Screw 8.5x30MM | 819M8530 | Standalone | DE0510347 | As per HSA registered indication(s) except for radiolucent implants which should be used as follows:  in patients with primary or metastatic spinal tumours who would benefit from post-operative high dose high precision beam therapy upon appropriate and stringent patient selection;  Patient selection should be done via standardised assessment such as the neurological-oncological-mechanical systemic (NOMS) framework; and  The assessment should be carried out by a multidisciplinary team (MDT), which may be inclusive of, but not limited to, radiation oncologists, spine surgeons and interventional radiologists, among others.
Orthopaedics | Spine - Thoracolumbar (TL) and sacral surgery | TL and sacral fusion and fixation implant | TL pedicle screw - Shank, tulip | Highridge Medical | Cannulated Extended Tab Polyaxial Short Reduction Screw 8.5x35MM | 819M8535 | Standalone | DE0510347 | As per HSA registered indication(s) except for radiolucent implants which should be used as follows:  in patients with primary or metastatic spinal tumours who would benefit from post-operative high dose high precision beam therapy upon appropriate and stringent patient selection;  Patient selection should be done via standardised assessment such as the neurological-oncological-mechanical systemic (NOMS) framework; and  The assessment should be carried out by a multidisciplinary team (MDT), which may be inclusive of, but not limited to, radiation oncologists, spine surgeons and interventional radiologists, among others.
Orthopaedics | Spine - Thoracolumbar (TL) and sacral surgery | TL and sacral fusion and fixation implant | TL pedicle screw - Shank, tulip | Highridge Medical | Cannulated Extended Tab Polyaxial Short Reduction Screw 8.5x40MM | 819M8540 | Standalone | DE0510347 | As per HSA registered indication(s) except for radiolucent implants which should be used as follows:  in patients with primary or metastatic spinal tumours who would benefit from post-operative high dose high precision beam therapy upon appropriate and stringent patient selection;  Patient selection should be done via standardised assessment such as the neurological-oncological-mechanical systemic (NOMS) framework; and  The assessment should be carried out by a multidisciplinary team (MDT), which may be inclusive of, but not limited to, radiation oncologists, spine surgeons and interventional radiologists, among others.
Orthopaedics | Spine - Thoracolumbar (TL) and sacral surgery | TL and sacral fusion and fixation implant | TL pedicle screw - Shank, tulip | Highridge Medical | Cannulated Extended Tab Polyaxial Short Reduction Screw 8.5x45MM | 819M8545 | Standalone | DE0510347 | As per HSA registered indication(s) except for radiolucent implants which should be used as follows:  in patients with primary or metastatic spinal tumours who would benefit from post-operative high dose high precision beam therapy upon appropriate and stringent patient selection;  Patient selection should be done via standardised assessment such as the neurological-oncological-mechanical systemic (NOMS) framework; and  The assessment should be carried out by a multidisciplinary team (MDT), which may be inclusive of, but not limited to, radiation oncologists, spine surgeons and interventional radiologists, among others.
Orthopaedics | Spine - Thoracolumbar (TL) and sacral surgery | TL and sacral fusion and fixation implant | TL pedicle screw - Shank, tulip | Highridge Medical | Cannulated Extended Tab Polyaxial Short Reduction Screw 8.5x50MM | 819M8550 | Standalone | DE0510347 | As per HSA registered indication(s) except for radiolucent implants which should be used as follows:  in patients with primary or metastatic spinal tumours who would benefit from post-operative high dose high precision beam therapy upon appropriate and stringent patient selection;  Patient selection should be done via standardised assessment such as the neurological-oncological-mechanical systemic (NOMS) framework; and  The assessment should be carried out by a multidisciplinary team (MDT), which may be inclusive of, but not limited to, radiation oncologists, spine surgeons and interventional radiologists, among others.
Orthopaedics | Spine - Thoracolumbar (TL) and sacral surgery | TL and sacral fusion and fixation implant | TL pedicle screw - Shank, tulip | Highridge Medical | Cannulated Extended Tab Polyaxial Short Reduction Screw 8.5x55MM | 819M8555 | Standalone | DE0510347 | As per HSA registered indication(s) except for radiolucent implants which should be used as follows:  in patients with primary or metastatic spinal tumours who would benefit from post-operative high dose high precision beam therapy upon appropriate and stringent patient selection;  Patient selection should be done via standardised assessment such as the neurological-oncological-mechanical systemic (NOMS) framework; and  The assessment should be carried out by a multidisciplinary team (MDT), which may be inclusive of, but not limited to, radiation oncologists, spine surgeons and interventional radiologists, among others.
Orthopaedics | Spine - Thoracolumbar (TL) and sacral surgery | TL and sacral fusion and fixation implant | TL pedicle screw - Shank, tulip | Highridge Medical | Cannulated Extended Tab Polyaxial Short Reduction Screw 8.5x60MM | 819M8560 | Standalone | DE0510347 | As per HSA registered indication(s) except for radiolucent implants which should be used as follows:  in patients with primary or metastatic spinal tumours who would benefit from post-operative high dose high precision beam therapy upon appropriate and stringent patient selection;  Patient selection should be done via standardised assessment such as the neurological-oncological-mechanical systemic (NOMS) framework; and  The assessment should be carried out by a multidisciplinary team (MDT), which may be inclusive of, but not limited to, radiation oncologists, spine surgeons and interventional radiologists, among others.
Orthopaedics | Spine - Thoracolumbar (TL) and sacral surgery | TL and sacral fusion and fixation implant | TL pedicle screw - Shank, tulip | Highridge Medical | Cannulated Extended Tab Polyaxial Short Reduction Screw 8.5x65MM | 819M8565 | Standalone | DE0510347 | As per HSA registered indication(s) except for radiolucent implants which should be used as follows:  in patients with primary or metastatic spinal tumours who would benefit from post-operative high dose high precision beam therapy upon appropriate and stringent patient selection;  Patient selection should be done via standardised assessment such as the neurological-oncological-mechanical systemic (NOMS) framework; and  The assessment should be carried out by a multidisciplinary team (MDT), which may be inclusive of, but not limited to, radiation oncologists, spine surgeons and interventional radiologists, among others.
Orthopaedics | Spine - Thoracolumbar (TL) and sacral surgery | TL and sacral fusion and fixation implant | TL pedicle screw - Shank, tulip | Highridge Medical | Cannulated Extended Tab Polyaxial Short Reduction Screw 8.5x70MM | 819M8570 | Standalone | DE0510347 | As per HSA registered indication(s) except for radiolucent implants which should be used as follows:  in patients with primary or metastatic spinal tumours who would benefit from post-operative high dose high precision beam therapy upon appropriate and stringent patient selection;  Patient selection should be done via standardised assessment such as the neurological-oncological-mechanical systemic (NOMS) framework; and  The assessment should be carried out by a multidisciplinary team (MDT), which may be inclusive of, but not limited to, radiation oncologists, spine surgeons and interventional radiologists, among others.
Orthopaedics | Spine - Thoracolumbar (TL) and sacral surgery | TL and sacral fusion and fixation implant | TL pedicle screw - Shank, tulip | Highridge Medical | Cannulated Extended Tab Polyaxial Short Reduction Screw 8.5x75MM | 819M8575 | Standalone | DE0510347 | As per HSA registered indication(s) except for radiolucent implants which should be used as follows:  in patients with primary or metastatic spinal tumours who would benefit from post-operative high dose high precision beam therapy upon appropriate and stringent patient selection;  Patient selection should be done via standardised assessment such as the neurological-oncological-mechanical systemic (NOMS) framework; and  The assessment should be carried out by a multidisciplinary team (MDT), which may be inclusive of, but not limited to, radiation oncologists, spine surgeons and interventional radiologists, among others.
Orthopaedics | Spine - Thoracolumbar (TL) and sacral surgery | TL and sacral fusion and fixation implant | TL pedicle screw - Shank, tulip | Highridge Medical | Cannulated Extended Tab Polyaxial Short Reduction Screw 8.5x80MM | 819M8580 | Standalone | DE0510347 | As per HSA registered indication(s) except for radiolucent implants which should be used as follows:  in patients with primary or metastatic spinal tumours who would benefit from post-operative high dose high precision beam therapy upon appropriate and stringent patient selection;  Patient selection should be done via standardised assessment such as the neurological-oncological-mechanical systemic (NOMS) framework; and  The assessment should be carried out by a multidisciplinary team (MDT), which may be inclusive of, but not limited to, radiation oncologists, spine surgeons and interventional radiologists, among others.
Orthopaedics | Spine - Thoracolumbar (TL) and sacral surgery | TL and sacral fusion and fixation implant | TL pedicle screw - Shank, tulip | Highridge Medical | Cannulated Extended Tab Polyaxial Short Reduction Screw 8.5x85MM | 819M8585 | Standalone | DE0510347 | As per HSA registered indication(s) except for radiolucent implants which should be used as follows:  in patients with primary or metastatic spinal tumours who would benefit from post-operative high dose high precision beam therapy upon appropriate and stringent patient selection;  Patient selection should be done via standardised assessment such as the neurological-oncological-mechanical systemic (NOMS) framework; and  The assessment should be carried out by a multidisciplinary team (MDT), which may be inclusive of, but not limited to, radiation oncologists, spine surgeons and interventional radiologists, among others.
Orthopaedics | Spine - Thoracolumbar (TL) and sacral surgery | TL and sacral fusion and fixation implant | TL pedicle screw - Shank, tulip | Highridge Medical | Cannulated Extended Tab Polyaxial Short Reduction Screw 8.5x90MM | 819M8590 | Standalone | DE0510347 | As per HSA registered indication(s) except for radiolucent implants which should be used as follows:  in patients with primary or metastatic spinal tumours who would benefit from post-operative high dose high precision beam therapy upon appropriate and stringent patient selection;  Patient selection should be done via standardised assessment such as the neurological-oncological-mechanical systemic (NOMS) framework; and  The assessment should be carried out by a multidisciplinary team (MDT), which may be inclusive of, but not limited to, radiation oncologists, spine surgeons and interventional radiologists, among others.
Orthopaedics | Spine - Thoracolumbar (TL) and sacral surgery | TL and sacral fusion and fixation implant | TL pedicle screw - Shank, tulip | Highridge Medical | Cannulated Extended Tab Polyaxial Short Reduction Screw 8.5x95MM | 819M8595 | Standalone | DE0510347 | As per HSA registered indication(s) except for radiolucent implants which should be used as follows:  in patients with primary or metastatic spinal tumours who would benefit from post-operative high dose high precision beam therapy upon appropriate and stringent patient selection;  Patient selection should be done via standardised assessment such as the neurological-oncological-mechanical systemic (NOMS) framework; and  The assessment should be carried out by a multidisciplinary team (MDT), which may be inclusive of, but not limited to, radiation oncologists, spine surgeons and interventional radiologists, among others.
Orthopaedics | Spine - Thoracolumbar (TL) and sacral surgery | TL and sacral fusion and fixation implant | TL pedicle screw - Shank, tulip | Highridge Medical | Cannulated Extended Tab Polyaxial Short Reduction Screw 9.0x100MM | 819M9000 | Standalone | DE0510347 | As per HSA registered indication(s) except for radiolucent implants which should be used as follows:  in patients with primary or metastatic spinal tumours who would benefit from post-operative high dose high precision beam therapy upon appropriate and stringent patient selection;  Patient selection should be done via standardised assessment such as the neurological-oncological-mechanical systemic (NOMS) framework; and  The assessment should be carried out by a multidisciplinary team (MDT), which may be inclusive of, but not limited to, radiation oncologists, spine surgeons and interventional radiologists, among others.
Orthopaedics | Spine - Thoracolumbar (TL) and sacral surgery | TL and sacral fusion and fixation implant | TL pedicle screw - Shank, tulip | Highridge Medical | Cannulated Extended Tab Polyaxial Short Reduction Screw 9.0x105MM | 819M9005 | Standalone | DE0510347 | As per HSA registered indication(s) except for radiolucent implants which should be used as follows:  in patients with primary or metastatic spinal tumours who would benefit from post-operative high dose high precision beam therapy upon appropriate and stringent patient selection;  Patient selection should be done via standardised assessment such as the neurological-oncological-mechanical systemic (NOMS) framework; and  The assessment should be carried out by a multidisciplinary team (MDT), which may be inclusive of, but not limited to, radiation oncologists, spine surgeons and interventional radiologists, among others.
Orthopaedics | Spine - Thoracolumbar (TL) and sacral surgery | TL and sacral fusion and fixation implant | TL pedicle screw - Shank, tulip | Highridge Medical | Cannulated Extended Tab Polyaxial Short Reduction Screw 9.0x110MM | 819M9010 | Standalone | DE0510347 | As per HSA registered indication(s) except for radiolucent implants which should be used as follows:  in patients with primary or metastatic spinal tumours who would benefit from post-operative high dose high precision beam therapy upon appropriate and stringent patient selection;  Patient selection should be done via standardised assessment such as the neurological-oncological-mechanical systemic (NOMS) framework; and  The assessment should be carried out by a multidisciplinary team (MDT), which may be inclusive of, but not limited to, radiation oncologists, spine surgeons and interventional radiologists, among others.
Orthopaedics | Spine - Thoracolumbar (TL) and sacral surgery | TL and sacral fusion and fixation implant | TL pedicle screw - Shank, tulip | Highridge Medical | Cannulated Extended Tab Polyaxial Short Reduction Screw 9.0x115MM | 819M9015 | Standalone | DE0510347 | As per HSA registered indication(s) except for radiolucent implants which should be used as follows:  in patients with primary or metastatic spinal tumours who would benefit from post-operative high dose high precision beam therapy upon appropriate and stringent patient selection;  Patient selection should be done via standardised assessment such as the neurological-oncological-mechanical systemic (NOMS) framework; and  The assessment should be carried out by a multidisciplinary team (MDT), which may be inclusive of, but not limited to, radiation oncologists, spine surgeons and interventional radiologists, among others.
Orthopaedics | Spine - Thoracolumbar (TL) and sacral surgery | TL and sacral fusion and fixation implant | TL pedicle screw - Shank, tulip | Highridge Medical | Cannulated Extended Tab Polyaxial Short Reduction Screw 9.0x20MM | 819M9020 | Standalone | DE0510347 | As per HSA registered indication(s) except for radiolucent implants which should be used as follows:  in patients with primary or metastatic spinal tumours who would benefit from post-operative high dose high precision beam therapy upon appropriate and stringent patient selection;  Patient selection should be done via standardised assessment such as the neurological-oncological-mechanical systemic (NOMS) framework; and  The assessment should be carried out by a multidisciplinary team (MDT), which may be inclusive of, but not limited to, radiation oncologists, spine surgeons and interventional radiologists, among others.
Orthopaedics | Spine - Thoracolumbar (TL) and sacral surgery | TL and sacral fusion and fixation implant | TL pedicle screw - Shank, tulip | Highridge Medical | Cannulated Extended Tab Polyaxial Short Reduction Screw 9.0x120MM | 819M9021 | Standalone | DE0510347 | As per HSA registered indication(s) except for radiolucent implants which should be used as follows:  in patients with primary or metastatic spinal tumours who would benefit from post-operative high dose high precision beam therapy upon appropriate and stringent patient selection;  Patient selection should be done via standardised assessment such as the neurological-oncological-mechanical systemic (NOMS) framework; and  The assessment should be carried out by a multidisciplinary team (MDT), which may be inclusive of, but not limited to, radiation oncologists, spine surgeons and interventional radiologists, among others.
Orthopaedics | Spine - Thoracolumbar (TL) and sacral surgery | TL and sacral fusion and fixation implant | TL pedicle screw - Shank, tulip | Highridge Medical | Cannulated Extended Tab Polyaxial Short Reduction Screw 9.0x25MM | 819M9025 | Standalone | DE0510347 | As per HSA registered indication(s) except for radiolucent implants which should be used as follows:  in patients with primary or metastatic spinal tumours who would benefit from post-operative high dose high precision beam therapy upon appropriate and stringent patient selection;  Patient selection should be done via standardised assessment such as the neurological-oncological-mechanical systemic (NOMS) framework; and  The assessment should be carried out by a multidisciplinary team (MDT), which may be inclusive of, but not limited to, radiation oncologists, spine surgeons and interventional radiologists, among others.
Orthopaedics | Spine - Thoracolumbar (TL) and sacral surgery | TL and sacral fusion and fixation implant | TL pedicle screw - Shank, tulip | Highridge Medical | Cannulated Extended Tab Polyaxial Short Reduction Screw 9.0x30MM | 819M9030 | Standalone | DE0510347 | As per HSA registered indication(s) except for radiolucent implants which should be used as follows:  in patients with primary or metastatic spinal tumours who would benefit from post-operative high dose high precision beam therapy upon appropriate and stringent patient selection;  Patient selection should be done via standardised assessment such as the neurological-oncological-mechanical systemic (NOMS) framework; and  The assessment should be carried out by a multidisciplinary team (MDT), which may be inclusive of, but not limited to, radiation oncologists, spine surgeons and interventional radiologists, among others.
Orthopaedics | Spine - Thoracolumbar (TL) and sacral surgery | TL and sacral fusion and fixation implant | TL pedicle screw - Shank, tulip | Highridge Medical | Cannulated Extended Tab Polyaxial Short Reduction Screw 9.0x35MM | 819M9035 | Standalone | DE0510347 | As per HSA registered indication(s) except for radiolucent implants which should be used as follows:  in patients with primary or metastatic spinal tumours who would benefit from post-operative high dose high precision beam therapy upon appropriate and stringent patient selection;  Patient selection should be done via standardised assessment such as the neurological-oncological-mechanical systemic (NOMS) framework; and  The assessment should be carried out by a multidisciplinary team (MDT), which may be inclusive of, but not limited to, radiation oncologists, spine surgeons and interventional radiologists, among others.
Orthopaedics | Spine - Thoracolumbar (TL) and sacral surgery | TL and sacral fusion and fixation implant | TL pedicle screw - Shank, tulip | Highridge Medical | Cannulated Extended Tab Polyaxial Short Reduction Screw 9.0x40MM | 819M9040 | Standalone | DE0510347 | As per HSA registered indication(s) except for radiolucent implants which should be used as follows:  in patients with primary or metastatic spinal tumours who would benefit from post-operative high dose high precision beam therapy upon appropriate and stringent patient selection;  Patient selection should be done via standardised assessment such as the neurological-oncological-mechanical systemic (NOMS) framework; and  The assessment should be carried out by a multidisciplinary team (MDT), which may be inclusive of, but not limited to, radiation oncologists, spine surgeons and interventional radiologists, among others.
Orthopaedics | Spine - Thoracolumbar (TL) and sacral surgery | TL and sacral fusion and fixation implant | TL pedicle screw - Shank, tulip | Highridge Medical | Cannulated Extended Tab Polyaxial Short Reduction Screw 9.0x45MM | 819M9045 | Standalone | DE0510347 | As per HSA registered indication(s) except for radiolucent implants which should be used as follows:  in patients with primary or metastatic spinal tumours who would benefit from post-operative high dose high precision beam therapy upon appropriate and stringent patient selection;  Patient selection should be done via standardised assessment such as the neurological-oncological-mechanical systemic (NOMS) framework; and  The assessment should be carried out by a multidisciplinary team (MDT), which may be inclusive of, but not limited to, radiation oncologists, spine surgeons and interventional radiologists, among others.
Orthopaedics | Spine - Thoracolumbar (TL) and sacral surgery | TL and sacral fusion and fixation implant | TL pedicle screw - Shank, tulip | Highridge Medical | Cannulated Extended Tab Polyaxial Short Reduction Screw 9.0x50MM | 819M9050 | Standalone | DE0510347 | As per HSA registered indication(s) except for radiolucent implants which should be used as follows:  in patients with primary or metastatic spinal tumours who would benefit from post-operative high dose high precision beam therapy upon appropriate and stringent patient selection;  Patient selection should be done via standardised assessment such as the neurological-oncological-mechanical systemic (NOMS) framework; and  The assessment should be carried out by a multidisciplinary team (MDT), which may be inclusive of, but not limited to, radiation oncologists, spine surgeons and interventional radiologists, among others.
Orthopaedics | Spine - Thoracolumbar (TL) and sacral surgery | TL and sacral fusion and fixation implant | TL pedicle screw - Shank, tulip | Highridge Medical | Cannulated Extended Tab Polyaxial Short Reduction Screw 9.0x55MM | 819M9055 | Standalone | DE0510347 | As per HSA registered indication(s) except for radiolucent implants which should be used as follows:  in patients with primary or metastatic spinal tumours who would benefit from post-operative high dose high precision beam therapy upon appropriate and stringent patient selection;  Patient selection should be done via standardised assessment such as the neurological-oncological-mechanical systemic (NOMS) framework; and  The assessment should be carried out by a multidisciplinary team (MDT), which may be inclusive of, but not limited to, radiation oncologists, spine surgeons and interventional radiologists, among others.
Orthopaedics | Spine - Thoracolumbar (TL) and sacral surgery | TL and sacral fusion and fixation implant | TL pedicle screw - Shank, tulip | Highridge Medical | Cannulated Extended Tab Polyaxial Short Reduction Screw 9.0x60MM | 819M9060 | Standalone | DE0510347 | As per HSA registered indication(s) except for radiolucent implants which should be used as follows:  in patients with primary or metastatic spinal tumours who would benefit from post-operative high dose high precision beam therapy upon appropriate and stringent patient selection;  Patient selection should be done via standardised assessment such as the neurological-oncological-mechanical systemic (NOMS) framework; and  The assessment should be carried out by a multidisciplinary team (MDT), which may be inclusive of, but not limited to, radiation oncologists, spine surgeons and interventional radiologists, among others.
Orthopaedics | Spine - Thoracolumbar (TL) and sacral surgery | TL and sacral fusion and fixation implant | TL pedicle screw - Shank, tulip | Highridge Medical | Cannulated Extended Tab Polyaxial Short Reduction Screw 9.0x65MM | 819M9065 | Standalone | DE0510347 | As per HSA registered indication(s) except for radiolucent implants which should be used as follows:  in patients with primary or metastatic spinal tumours who would benefit from post-operative high dose high precision beam therapy upon appropriate and stringent patient selection;  Patient selection should be done via standardised assessment such as the neurological-oncological-mechanical systemic (NOMS) framework; and  The assessment should be carried out by a multidisciplinary team (MDT), which may be inclusive of, but not limited to, radiation oncologists, spine surgeons and interventional radiologists, among others.
Orthopaedics | Spine - Thoracolumbar (TL) and sacral surgery | TL and sacral fusion and fixation implant | TL pedicle screw - Shank, tulip | Highridge Medical | Cannulated Extended Tab Polyaxial Short Reduction Screw 9.0x70MM | 819M9070 | Standalone | DE0510347 | As per HSA registered indication(s) except for radiolucent implants which should be used as follows:  in patients with primary or metastatic spinal tumours who would benefit from post-operative high dose high precision beam therapy upon appropriate and stringent patient selection;  Patient selection should be done via standardised assessment such as the neurological-oncological-mechanical systemic (NOMS) framework; and  The assessment should be carried out by a multidisciplinary team (MDT), which may be inclusive of, but not limited to, radiation oncologists, spine surgeons and interventional radiologists, among others.
Orthopaedics | Spine - Thoracolumbar (TL) and sacral surgery | TL and sacral fusion and fixation implant | TL pedicle screw - Shank, tulip | Highridge Medical | Cannulated Extended Tab Polyaxial Short Reduction Screw 9.0x75MM | 819M9075 | Standalone | DE0510347 | As per HSA registered indication(s) except for radiolucent implants which should be used as follows:  in patients with primary or metastatic spinal tumours who would benefit from post-operative high dose high precision beam therapy upon appropriate and stringent patient selection;  Patient selection should be done via standardised assessment such as the neurological-oncological-mechanical systemic (NOMS) framework; and  The assessment should be carried out by a multidisciplinary team (MDT), which may be inclusive of, but not limited to, radiation oncologists, spine surgeons and interventional radiologists, among others.
Orthopaedics | Spine - Thoracolumbar (TL) and sacral surgery | TL and sacral fusion and fixation implant | TL pedicle screw - Shank, tulip | Highridge Medical | Cannulated Extended Tab Polyaxial Short Reduction Screw 9.0x80MM | 819M9080 | Standalone | DE0510347 | As per HSA registered indication(s) except for radiolucent implants which should be used as follows:  in patients with primary or metastatic spinal tumours who would benefit from post-operative high dose high precision beam therapy upon appropriate and stringent patient selection;  Patient selection should be done via standardised assessment such as the neurological-oncological-mechanical systemic (NOMS) framework; and  The assessment should be carried out by a multidisciplinary team (MDT), which may be inclusive of, but not limited to, radiation oncologists, spine surgeons and interventional radiologists, among others.
Orthopaedics | Spine - Thoracolumbar (TL) and sacral surgery | TL and sacral fusion and fixation implant | TL pedicle screw - Shank, tulip | Highridge Medical | Cannulated Extended Tab Polyaxial Short Reduction Screw 9.0x85MM | 819M9085 | Standalone | DE0510347 | As per HSA registered indication(s) except for radiolucent implants which should be used as follows:  in patients with primary or metastatic spinal tumours who would benefit from post-operative high dose high precision beam therapy upon appropriate and stringent patient selection;  Patient selection should be done via standardised assessment such as the neurological-oncological-mechanical systemic (NOMS) framework; and  The assessment should be carried out by a multidisciplinary team (MDT), which may be inclusive of, but not limited to, radiation oncologists, spine surgeons and interventional radiologists, among others.
Orthopaedics | Spine - Thoracolumbar (TL) and sacral surgery | TL and sacral fusion and fixation implant | TL pedicle screw - Shank, tulip | Highridge Medical | Cannulated Extended Tab Polyaxial Short Reduction Screw 9.0x90MM | 819M9090 | Standalone | DE0510347 | As per HSA registered indication(s) except for radiolucent implants which should be used as follows:  in patients with primary or metastatic spinal tumours who would benefit from post-operative high dose high precision beam therapy upon appropriate and stringent patient selection;  Patient selection should be done via standardised assessment such as the neurological-oncological-mechanical systemic (NOMS) framework; and  The assessment should be carried out by a multidisciplinary team (MDT), which may be inclusive of, but not limited to, radiation oncologists, spine surgeons and interventional radiologists, among others.
Orthopaedics | Spine - Thoracolumbar (TL) and sacral surgery | TL and sacral fusion and fixation implant | TL pedicle screw - Shank, tulip | Highridge Medical | Cannulated Extended Tab Polyaxial Short Reduction Screw 9.0x95MM | 819M9095 | Standalone | DE0510347 | As per HSA registered indication(s) except for radiolucent implants which should be used as follows:  in patients with primary or metastatic spinal tumours who would benefit from post-operative high dose high precision beam therapy upon appropriate and stringent patient selection;  Patient selection should be done via standardised assessment such as the neurological-oncological-mechanical systemic (NOMS) framework; and  The assessment should be carried out by a multidisciplinary team (MDT), which may be inclusive of, but not limited to, radiation oncologists, spine surgeons and interventional radiologists, among others.
Orthopaedics | Spine - Thoracolumbar (TL) and sacral surgery | TL and sacral fusion and fixation implant | TL pedicle screw - Shank, tulip | Highridge Medical | Cannulated Extended Tab Polyaxial Short Reduction Screw 9.5x100MM | 819M9500 | Standalone | DE0510347 | As per HSA registered indication(s) except for radiolucent implants which should be used as follows:  in patients with primary or metastatic spinal tumours who would benefit from post-operative high dose high precision beam therapy upon appropriate and stringent patient selection;  Patient selection should be done via standardised assessment such as the neurological-oncological-mechanical systemic (NOMS) framework; and  The assessment should be carried out by a multidisciplinary team (MDT), which may be inclusive of, but not limited to, radiation oncologists, spine surgeons and interventional radiologists, among others.
Orthopaedics | Spine - Thoracolumbar (TL) and sacral surgery | TL and sacral fusion and fixation implant | TL pedicle screw - Shank, tulip | Highridge Medical | Cannulated Extended Tab Polyaxial Short Reduction Screw 9.5x105MM | 819M9505 | Standalone | DE0510347 | As per HSA registered indication(s) except for radiolucent implants which should be used as follows:  in patients with primary or metastatic spinal tumours who would benefit from post-operative high dose high precision beam therapy upon appropriate and stringent patient selection;  Patient selection should be done via standardised assessment such as the neurological-oncological-mechanical systemic (NOMS) framework; and  The assessment should be carried out by a multidisciplinary team (MDT), which may be inclusive of, but not limited to, radiation oncologists, spine surgeons and interventional radiologists, among others.
Orthopaedics | Spine - Thoracolumbar (TL) and sacral surgery | TL and sacral fusion and fixation implant | TL pedicle screw - Shank, tulip | Highridge Medical | Cannulated Extended Tab Polyaxial Short Reduction Screw 9.5x110MM | 819M9510 | Standalone | DE0510347 | As per HSA registered indication(s) except for radiolucent implants which should be used as follows:  in patients with primary or metastatic spinal tumours who would benefit from post-operative high dose high precision beam therapy upon appropriate and stringent patient selection;  Patient selection should be done via standardised assessment such as the neurological-oncological-mechanical systemic (NOMS) framework; and  The assessment should be carried out by a multidisciplinary team (MDT), which may be inclusive of, but not limited to, radiation oncologists, spine surgeons and interventional radiologists, among others.
Orthopaedics | Spine - Thoracolumbar (TL) and sacral surgery | TL and sacral fusion and fixation implant | TL pedicle screw - Shank, tulip | Highridge Medical | Cannulated Extended Tab Polyaxial Short Reduction Screw 9.5x115MM | 819M9515 | Standalone | DE0510347 | As per HSA registered indication(s) except for radiolucent implants which should be used as follows:  in patients with primary or metastatic spinal tumours who would benefit from post-operative high dose high precision beam therapy upon appropriate and stringent patient selection;  Patient selection should be done via standardised assessment such as the neurological-oncological-mechanical systemic (NOMS) framework; and  The assessment should be carried out by a multidisciplinary team (MDT), which may be inclusive of, but not limited to, radiation oncologists, spine surgeons and interventional radiologists, among others.
Orthopaedics | Spine - Thoracolumbar (TL) and sacral surgery | TL and sacral fusion and fixation implant | TL pedicle screw - Shank, tulip | Highridge Medical | Cannulated Extended Tab Polyaxial Short Reduction Screw 9.5x20MM | 819M9520 | Standalone | DE0510347 | As per HSA registered indication(s) except for radiolucent implants which should be used as follows:  in patients with primary or metastatic spinal tumours who would benefit from post-operative high dose high precision beam therapy upon appropriate and stringent patient selection;  Patient selection should be done via standardised assessment such as the neurological-oncological-mechanical systemic (NOMS) framework; and  The assessment should be carried out by a multidisciplinary team (MDT), which may be inclusive of, but not limited to, radiation oncologists, spine surgeons and interventional radiologists, among others.
Orthopaedics | Spine - Thoracolumbar (TL) and sacral surgery | TL and sacral fusion and fixation implant | TL pedicle screw - Shank, tulip | Highridge Medical | Cannulated Extended Tab Polyaxial Short Reduction Screw 9.5x120MM | 819M9521 | Standalone | DE0510347 | As per HSA registered indication(s) except for radiolucent implants which should be used as follows:  in patients with primary or metastatic spinal tumours who would benefit from post-operative high dose high precision beam therapy upon appropriate and stringent patient selection;  Patient selection should be done via standardised assessment such as the neurological-oncological-mechanical systemic (NOMS) framework; and  The assessment should be carried out by a multidisciplinary team (MDT), which may be inclusive of, but not limited to, radiation oncologists, spine surgeons and interventional radiologists, among others.
Orthopaedics | Spine - Thoracolumbar (TL) and sacral surgery | TL and sacral fusion and fixation implant | TL pedicle screw - Shank, tulip | Highridge Medical | Cannulated Extended Tab Polyaxial Short Reduction Screw 9.5x25MM | 819M9525 | Standalone | DE0510347 | As per HSA registered indication(s) except for radiolucent implants which should be used as follows:  in patients with primary or metastatic spinal tumours who would benefit from post-operative high dose high precision beam therapy upon appropriate and stringent patient selection;  Patient selection should be done via standardised assessment such as the neurological-oncological-mechanical systemic (NOMS) framework; and  The assessment should be carried out by a multidisciplinary team (MDT), which may be inclusive of, but not limited to, radiation oncologists, spine surgeons and interventional radiologists, among others.
Orthopaedics | Spine - Thoracolumbar (TL) and sacral surgery | TL and sacral fusion and fixation implant | TL pedicle screw - Shank, tulip | Highridge Medical | Cannulated Extended Tab Polyaxial Short Reduction Screw 9.5x30MM | 819M9530 | Standalone | DE0510347 | As per HSA registered indication(s) except for radiolucent implants which should be used as follows:  in patients with primary or metastatic spinal tumours who would benefit from post-operative high dose high precision beam therapy upon appropriate and stringent patient selection;  Patient selection should be done via standardised assessment such as the neurological-oncological-mechanical systemic (NOMS) framework; and  The assessment should be carried out by a multidisciplinary team (MDT), which may be inclusive of, but not limited to, radiation oncologists, spine surgeons and interventional radiologists, among others.
Orthopaedics | Spine - Thoracolumbar (TL) and sacral surgery | TL and sacral fusion and fixation implant | TL pedicle screw - Shank, tulip | Highridge Medical | Cannulated Extended Tab Polyaxial Short Reduction Screw 9.5x35MM | 819M9535 | Standalone | DE0510347 | As per HSA registered indication(s) except for radiolucent implants which should be used as follows:  in patients with primary or metastatic spinal tumours who would benefit from post-operative high dose high precision beam therapy upon appropriate and stringent patient selection;  Patient selection should be done via standardised assessment such as the neurological-oncological-mechanical systemic (NOMS) framework; and  The assessment should be carried out by a multidisciplinary team (MDT), which may be inclusive of, but not limited to, radiation oncologists, spine surgeons and interventional radiologists, among others.
Orthopaedics | Spine - Thoracolumbar (TL) and sacral surgery | TL and sacral fusion and fixation implant | TL pedicle screw - Shank, tulip | Highridge Medical | Cannulated Extended Tab Polyaxial Short Reduction Screw 9.5x40MM | 819M9540 | Standalone | DE0510347 | As per HSA registered indication(s) except for radiolucent implants which should be used as follows:  in patients with primary or metastatic spinal tumours who would benefit from post-operative high dose high precision beam therapy upon appropriate and stringent patient selection;  Patient selection should be done via standardised assessment such as the neurological-oncological-mechanical systemic (NOMS) framework; and  The assessment should be carried out by a multidisciplinary team (MDT), which may be inclusive of, but not limited to, radiation oncologists, spine surgeons and interventional radiologists, among others.
Orthopaedics | Spine - Thoracolumbar (TL) and sacral surgery | TL and sacral fusion and fixation implant | TL pedicle screw - Shank, tulip | Highridge Medical | Cannulated Extended Tab Polyaxial Short Reduction Screw 9.5x45MM | 819M9545 | Standalone | DE0510347 | As per HSA registered indication(s) except for radiolucent implants which should be used as follows:  in patients with primary or metastatic spinal tumours who would benefit from post-operative high dose high precision beam therapy upon appropriate and stringent patient selection;  Patient selection should be done via standardised assessment such as the neurological-oncological-mechanical systemic (NOMS) framework; and  The assessment should be carried out by a multidisciplinary team (MDT), which may be inclusive of, but not limited to, radiation oncologists, spine surgeons and interventional radiologists, among others.
Orthopaedics | Spine - Thoracolumbar (TL) and sacral surgery | TL and sacral fusion and fixation implant | TL pedicle screw - Shank, tulip | Highridge Medical | Cannulated Extended Tab Polyaxial Short Reduction Screw 9.5x50MM | 819M9550 | Standalone | DE0510347 | As per HSA registered indication(s) except for radiolucent implants which should be used as follows:  in patients with primary or metastatic spinal tumours who would benefit from post-operative high dose high precision beam therapy upon appropriate and stringent patient selection;  Patient selection should be done via standardised assessment such as the neurological-oncological-mechanical systemic (NOMS) framework; and  The assessment should be carried out by a multidisciplinary team (MDT), which may be inclusive of, but not limited to, radiation oncologists, spine surgeons and interventional radiologists, among others.
Orthopaedics | Spine - Thoracolumbar (TL) and sacral surgery | TL and sacral fusion and fixation implant | TL pedicle screw - Shank, tulip | Highridge Medical | Cannulated Extended Tab Polyaxial Short Reduction Screw 9.5x55MM | 819M9555 | Standalone | DE0510347 | As per HSA registered indication(s) except for radiolucent implants which should be used as follows:  in patients with primary or metastatic spinal tumours who would benefit from post-operative high dose high precision beam therapy upon appropriate and stringent patient selection;  Patient selection should be done via standardised assessment such as the neurological-oncological-mechanical systemic (NOMS) framework; and  The assessment should be carried out by a multidisciplinary team (MDT), which may be inclusive of, but not limited to, radiation oncologists, spine surgeons and interventional radiologists, among others.
Orthopaedics | Spine - Thoracolumbar (TL) and sacral surgery | TL and sacral fusion and fixation implant | TL pedicle screw - Shank, tulip | Highridge Medical | Cannulated Extended Tab Polyaxial Short Reduction Screw 9.5x60MM | 819M9560 | Standalone | DE0510347 | As per HSA registered indication(s) except for radiolucent implants which should be used as follows:  in patients with primary or metastatic spinal tumours who would benefit from post-operative high dose high precision beam therapy upon appropriate and stringent patient selection;  Patient selection should be done via standardised assessment such as the neurological-oncological-mechanical systemic (NOMS) framework; and  The assessment should be carried out by a multidisciplinary team (MDT), which may be inclusive of, but not limited to, radiation oncologists, spine surgeons and interventional radiologists, among others.
Orthopaedics | Spine - Thoracolumbar (TL) and sacral surgery | TL and sacral fusion and fixation implant | TL pedicle screw - Shank, tulip | Highridge Medical | Cannulated Extended Tab Polyaxial Short Reduction Screw 9.5x65MM | 819M9565 | Standalone | DE0510347 | As per HSA registered indication(s) except for radiolucent implants which should be used as follows:  in patients with primary or metastatic spinal tumours who would benefit from post-operative high dose high precision beam therapy upon appropriate and stringent patient selection;  Patient selection should be done via standardised assessment such as the neurological-oncological-mechanical systemic (NOMS) framework; and  The assessment should be carried out by a multidisciplinary team (MDT), which may be inclusive of, but not limited to, radiation oncologists, spine surgeons and interventional radiologists, among others.
Orthopaedics | Spine - Thoracolumbar (TL) and sacral surgery | TL and sacral fusion and fixation implant | TL pedicle screw - Shank, tulip | Highridge Medical | Cannulated Extended Tab Polyaxial Short Reduction Screw 9.5x70MM | 819M9570 | Standalone | DE0510347 | As per HSA registered indication(s) except for radiolucent implants which should be used as follows:  in patients with primary or metastatic spinal tumours who would benefit from post-operative high dose high precision beam therapy upon appropriate and stringent patient selection;  Patient selection should be done via standardised assessment such as the neurological-oncological-mechanical systemic (NOMS) framework; and  The assessment should be carried out by a multidisciplinary team (MDT), which may be inclusive of, but not limited to, radiation oncologists, spine surgeons and interventional radiologists, among others.
Orthopaedics | Spine - Thoracolumbar (TL) and sacral surgery | TL and sacral fusion and fixation implant | TL pedicle screw - Shank, tulip | Highridge Medical | Cannulated Extended Tab Polyaxial Short Reduction Screw 9.5x75MM | 819M9575 | Standalone | DE0510347 | As per HSA registered indication(s) except for radiolucent implants which should be used as follows:  in patients with primary or metastatic spinal tumours who would benefit from post-operative high dose high precision beam therapy upon appropriate and stringent patient selection;  Patient selection should be done via standardised assessment such as the neurological-oncological-mechanical systemic (NOMS) framework; and  The assessment should be carried out by a multidisciplinary team (MDT), which may be inclusive of, but not limited to, radiation oncologists, spine surgeons and interventional radiologists, among others.
Orthopaedics | Spine - Thoracolumbar (TL) and sacral surgery | TL and sacral fusion and fixation implant | TL pedicle screw - Shank, tulip | Highridge Medical | Cannulated Extended Tab Polyaxial Short Reduction Screw 9.5x80MM | 819M9580 | Standalone | DE0510347 | As per HSA registered indication(s) except for radiolucent implants which should be used as follows:  in patients with primary or metastatic spinal tumours who would benefit from post-operative high dose high precision beam therapy upon appropriate and stringent patient selection;  Patient selection should be done via standardised assessment such as the neurological-oncological-mechanical systemic (NOMS) framework; and  The assessment should be carried out by a multidisciplinary team (MDT), which may be inclusive of, but not limited to, radiation oncologists, spine surgeons and interventional radiologists, among others.
Orthopaedics | Spine - Thoracolumbar (TL) and sacral surgery | TL and sacral fusion and fixation implant | TL pedicle screw - Shank, tulip | Highridge Medical | Cannulated Extended Tab Polyaxial Short Reduction Screw 9.5x85MM | 819M9585 | Standalone | DE0510347 | As per HSA registered indication(s) except for radiolucent implants which should be used as follows:  in patients with primary or metastatic spinal tumours who would benefit from post-operative high dose high precision beam therapy upon appropriate and stringent patient selection;  Patient selection should be done via standardised assessment such as the neurological-oncological-mechanical systemic (NOMS) framework; and  The assessment should be carried out by a multidisciplinary team (MDT), which may be inclusive of, but not limited to, radiation oncologists, spine surgeons and interventional radiologists, among others.
Orthopaedics | Spine - Thoracolumbar (TL) and sacral surgery | TL and sacral fusion and fixation implant | TL pedicle screw - Shank, tulip | Highridge Medical | Cannulated Extended Tab Polyaxial Short Reduction Screw 9.5x90MM | 819M9590 | Standalone | DE0510347 | As per HSA registered indication(s) except for radiolucent implants which should be used as follows:  in patients with primary or metastatic spinal tumours who would benefit from post-operative high dose high precision beam therapy upon appropriate and stringent patient selection;  Patient selection should be done via standardised assessment such as the neurological-oncological-mechanical systemic (NOMS) framework; and  The assessment should be carried out by a multidisciplinary team (MDT), which may be inclusive of, but not limited to, radiation oncologists, spine surgeons and interventional radiologists, among others.
Orthopaedics | Spine - Thoracolumbar (TL) and sacral surgery | TL and sacral fusion and fixation implant | TL pedicle screw - Shank, tulip | Highridge Medical | Cannulated Extended Tab Polyaxial Short Reduction Screw 9.5x95MM | 819M9595 | Standalone | DE0510347 | As per HSA registered indication(s) except for radiolucent implants which should be used as follows:  in patients with primary or metastatic spinal tumours who would benefit from post-operative high dose high precision beam therapy upon appropriate and stringent patient selection;  Patient selection should be done via standardised assessment such as the neurological-oncological-mechanical systemic (NOMS) framework; and  The assessment should be carried out by a multidisciplinary team (MDT), which may be inclusive of, but not limited to, radiation oncologists, spine surgeons and interventional radiologists, among others.
Orthopaedics | Spine - Thoracolumbar (TL) and sacral surgery | TL and sacral fusion and fixation implant | TL pedicle screw - Shank, tulip | Highridge Medical | MIS POLY 4.5x20MM | 824M4520 | Standalone | DE0510347 | As per HSA registered indication(s) except for radiolucent implants which should be used as follows:  in patients with primary or metastatic spinal tumours who would benefit from post-operative high dose high precision beam therapy upon appropriate and stringent patient selection;  Patient selection should be done via standardised assessment such as the neurological-oncological-mechanical systemic (NOMS) framework; and  The assessment should be carried out by a multidisciplinary team (MDT), which may be inclusive of, but not limited to, radiation oncologists, spine surgeons and interventional radiologists, among others.
Orthopaedics | Spine - Thoracolumbar (TL) and sacral surgery | TL and sacral fusion and fixation implant | TL pedicle screw - Shank, tulip | Highridge Medical | MIS POLY 4.5x25MM | 824M4525 | Standalone | DE0510347 | As per HSA registered indication(s) except for radiolucent implants which should be used as follows:  in patients with primary or metastatic spinal tumours who would benefit from post-operative high dose high precision beam therapy upon appropriate and stringent patient selection;  Patient selection should be done via standardised assessment such as the neurological-oncological-mechanical systemic (NOMS) framework; and  The assessment should be carried out by a multidisciplinary team (MDT), which may be inclusive of, but not limited to, radiation oncologists, spine surgeons and interventional radiologists, among others.
Orthopaedics | Spine - Thoracolumbar (TL) and sacral surgery | TL and sacral fusion and fixation implant | TL pedicle screw - Shank, tulip | Highridge Medical | MIS POLY 4.5x30MM | 824M4530 | Standalone | DE0510347 | As per HSA registered indication(s) except for radiolucent implants which should be used as follows:  in patients with primary or metastatic spinal tumours who would benefit from post-operative high dose high precision beam therapy upon appropriate and stringent patient selection;  Patient selection should be done via standardised assessment such as the neurological-oncological-mechanical systemic (NOMS) framework; and  The assessment should be carried out by a multidisciplinary team (MDT), which may be inclusive of, but not limited to, radiation oncologists, spine surgeons and interventional radiologists, among others.
Orthopaedics | Spine - Thoracolumbar (TL) and sacral surgery | TL and sacral fusion and fixation implant | TL pedicle screw - Shank, tulip | Highridge Medical | MIS POLY 4.5x35MM | 824M4535 | Standalone | DE0510347 | As per HSA registered indication(s) except for radiolucent implants which should be used as follows:  in patients with primary or metastatic spinal tumours who would benefit from post-operative high dose high precision beam therapy upon appropriate and stringent patient selection;  Patient selection should be done via standardised assessment such as the neurological-oncological-mechanical systemic (NOMS) framework; and  The assessment should be carried out by a multidisciplinary team (MDT), which may be inclusive of, but not limited to, radiation oncologists, spine surgeons and interventional radiologists, among others.
Orthopaedics | Spine - Thoracolumbar (TL) and sacral surgery | TL and sacral fusion and fixation implant | TL pedicle screw - Shank, tulip | Highridge Medical | MIS POLY 4.5x40MM | 824M4540 | Standalone | DE0510347 | As per HSA registered indication(s) except for radiolucent implants which should be used as follows:  in patients with primary or metastatic spinal tumours who would benefit from post-operative high dose high precision beam therapy upon appropriate and stringent patient selection;  Patient selection should be done via standardised assessment such as the neurological-oncological-mechanical systemic (NOMS) framework; and  The assessment should be carried out by a multidisciplinary team (MDT), which may be inclusive of, but not limited to, radiation oncologists, spine surgeons and interventional radiologists, among others.
Orthopaedics | Spine - Thoracolumbar (TL) and sacral surgery | TL and sacral fusion and fixation implant | TL pedicle screw - Shank, tulip | Highridge Medical | MIS POLY 4.5x45MM | 824M4545 | Standalone | DE0510347 | As per HSA registered indication(s) except for radiolucent implants which should be used as follows:  in patients with primary or metastatic spinal tumours who would benefit from post-operative high dose high precision beam therapy upon appropriate and stringent patient selection;  Patient selection should be done via standardised assessment such as the neurological-oncological-mechanical systemic (NOMS) framework; and  The assessment should be carried out by a multidisciplinary team (MDT), which may be inclusive of, but not limited to, radiation oncologists, spine surgeons and interventional radiologists, among others.
Orthopaedics | Spine - Thoracolumbar (TL) and sacral surgery | TL and sacral fusion and fixation implant | TL pedicle screw - Shank, tulip | Highridge Medical | MIS POLY 4.5x50MM | 824M4550 | Standalone | DE0510347 | As per HSA registered indication(s) except for radiolucent implants which should be used as follows:  in patients with primary or metastatic spinal tumours who would benefit from post-operative high dose high precision beam therapy upon appropriate and stringent patient selection;  Patient selection should be done via standardised assessment such as the neurological-oncological-mechanical systemic (NOMS) framework; and  The assessment should be carried out by a multidisciplinary team (MDT), which may be inclusive of, but not limited to, radiation oncologists, spine surgeons and interventional radiologists, among others.
Orthopaedics | Spine - Thoracolumbar (TL) and sacral surgery | TL and sacral fusion and fixation implant | TL pedicle screw - Shank, tulip | Highridge Medical | MIS POLY 4.5x55MM | 824M4555 | Standalone | DE0510347 | As per HSA registered indication(s) except for radiolucent implants which should be used as follows:  in patients with primary or metastatic spinal tumours who would benefit from post-operative high dose high precision beam therapy upon appropriate and stringent patient selection;  Patient selection should be done via standardised assessment such as the neurological-oncological-mechanical systemic (NOMS) framework; and  The assessment should be carried out by a multidisciplinary team (MDT), which may be inclusive of, but not limited to, radiation oncologists, spine surgeons and interventional radiologists, among others.
Orthopaedics | Spine - Thoracolumbar (TL) and sacral surgery | TL and sacral fusion and fixation implant | TL pedicle screw - Shank, tulip | Highridge Medical | MIS POLY 4.5x60MM | 824M4560 | Standalone | DE0510347 | As per HSA registered indication(s) except for radiolucent implants which should be used as follows:  in patients with primary or metastatic spinal tumours who would benefit from post-operative high dose high precision beam therapy upon appropriate and stringent patient selection;  Patient selection should be done via standardised assessment such as the neurological-oncological-mechanical systemic (NOMS) framework; and  The assessment should be carried out by a multidisciplinary team (MDT), which may be inclusive of, but not limited to, radiation oncologists, spine surgeons and interventional radiologists, among others.
Orthopaedics | Spine - Thoracolumbar (TL) and sacral surgery | TL and sacral fusion and fixation implant | TL pedicle screw - Shank, tulip | Highridge Medical | MIS POLY 5.0x20MM | 824M5020 | Standalone | DE0510347 | As per HSA registered indication(s) except for radiolucent implants which should be used as follows:  in patients with primary or metastatic spinal tumours who would benefit from post-operative high dose high precision beam therapy upon appropriate and stringent patient selection;  Patient selection should be done via standardised assessment such as the neurological-oncological-mechanical systemic (NOMS) framework; and  The assessment should be carried out by a multidisciplinary team (MDT), which may be inclusive of, but not limited to, radiation oncologists, spine surgeons and interventional radiologists, among others.
Orthopaedics | Spine - Thoracolumbar (TL) and sacral surgery | TL and sacral fusion and fixation implant | TL pedicle screw - Shank, tulip | Highridge Medical | MIS POLY 5.0x25MM | 824M5025 | Standalone | DE0510347 | As per HSA registered indication(s) except for radiolucent implants which should be used as follows:  in patients with primary or metastatic spinal tumours who would benefit from post-operative high dose high precision beam therapy upon appropriate and stringent patient selection;  Patient selection should be done via standardised assessment such as the neurological-oncological-mechanical systemic (NOMS) framework; and  The assessment should be carried out by a multidisciplinary team (MDT), which may be inclusive of, but not limited to, radiation oncologists, spine surgeons and interventional radiologists, among others.
Orthopaedics | Spine - Thoracolumbar (TL) and sacral surgery | TL and sacral fusion and fixation implant | TL pedicle screw - Shank, tulip | Highridge Medical | MIS POLY 5.0x30MM | 824M5030 | Standalone | DE0510347 | As per HSA registered indication(s) except for radiolucent implants which should be used as follows:  in patients with primary or metastatic spinal tumours who would benefit from post-operative high dose high precision beam therapy upon appropriate and stringent patient selection;  Patient selection should be done via standardised assessment such as the neurological-oncological-mechanical systemic (NOMS) framework; and  The assessment should be carried out by a multidisciplinary team (MDT), which may be inclusive of, but not limited to, radiation oncologists, spine surgeons and interventional radiologists, among others.
Orthopaedics | Spine - Thoracolumbar (TL) and sacral surgery | TL and sacral fusion and fixation implant | TL pedicle screw - Shank, tulip | Highridge Medical | MIS POLY 5.0x35MM | 824M5035 | Standalone | DE0510347 | As per HSA registered indication(s) except for radiolucent implants which should be used as follows:  in patients with primary or metastatic spinal tumours who would benefit from post-operative high dose high precision beam therapy upon appropriate and stringent patient selection;  Patient selection should be done via standardised assessment such as the neurological-oncological-mechanical systemic (NOMS) framework; and  The assessment should be carried out by a multidisciplinary team (MDT), which may be inclusive of, but not limited to, radiation oncologists, spine surgeons and interventional radiologists, among others.
Orthopaedics | Spine - Thoracolumbar (TL) and sacral surgery | TL and sacral fusion and fixation implant | TL pedicle screw - Shank, tulip | Highridge Medical | MIS POLY 5.0x40MM | 824M5040 | Standalone | DE0510347 | As per HSA registered indication(s) except for radiolucent implants which should be used as follows:  in patients with primary or metastatic spinal tumours who would benefit from post-operative high dose high precision beam therapy upon appropriate and stringent patient selection;  Patient selection should be done via standardised assessment such as the neurological-oncological-mechanical systemic (NOMS) framework; and  The assessment should be carried out by a multidisciplinary team (MDT), which may be inclusive of, but not limited to, radiation oncologists, spine surgeons and interventional radiologists, among others.
Orthopaedics | Spine - Thoracolumbar (TL) and sacral surgery | TL and sacral fusion and fixation implant | TL pedicle screw - Shank, tulip | Highridge Medical | MIS POLY 5.0x45MM | 824M5045 | Standalone | DE0510347 | As per HSA registered indication(s) except for radiolucent implants which should be used as follows:  in patients with primary or metastatic spinal tumours who would benefit from post-operative high dose high precision beam therapy upon appropriate and stringent patient selection;  Patient selection should be done via standardised assessment such as the neurological-oncological-mechanical systemic (NOMS) framework; and  The assessment should be carried out by a multidisciplinary team (MDT), which may be inclusive of, but not limited to, radiation oncologists, spine surgeons and interventional radiologists, among others.
Orthopaedics | Spine - Thoracolumbar (TL) and sacral surgery | TL and sacral fusion and fixation implant | TL pedicle screw - Shank, tulip | Highridge Medical | MIS POLY 5.0x50MM | 824M5050 | Standalone | DE0510347 | As per HSA registered indication(s) except for radiolucent implants which should be used as follows:  in patients with primary or metastatic spinal tumours who would benefit from post-operative high dose high precision beam therapy upon appropriate and stringent patient selection;  Patient selection should be done via standardised assessment such as the neurological-oncological-mechanical systemic (NOMS) framework; and  The assessment should be carried out by a multidisciplinary team (MDT), which may be inclusive of, but not limited to, radiation oncologists, spine surgeons and interventional radiologists, among others.
Orthopaedics | Spine - Thoracolumbar (TL) and sacral surgery | TL and sacral fusion and fixation implant | TL pedicle screw - Shank, tulip | Highridge Medical | MIS POLY 5.0x55MM | 824M5055 | Standalone | DE0510347 | As per HSA registered indication(s) except for radiolucent implants which should be used as follows:  in patients with primary or metastatic spinal tumours who would benefit from post-operative high dose high precision beam therapy upon appropriate and stringent patient selection;  Patient selection should be done via standardised assessment such as the neurological-oncological-mechanical systemic (NOMS) framework; and  The assessment should be carried out by a multidisciplinary team (MDT), which may be inclusive of, but not limited to, radiation oncologists, spine surgeons and interventional radiologists, among others.
Orthopaedics | Spine - Thoracolumbar (TL) and sacral surgery | TL and sacral fusion and fixation implant | TL pedicle screw - Shank, tulip | Highridge Medical | MIS POLY 5.0x60MM | 824M5060 | Standalone | DE0510347 | As per HSA registered indication(s) except for radiolucent implants which should be used as follows:  in patients with primary or metastatic spinal tumours who would benefit from post-operative high dose high precision beam therapy upon appropriate and stringent patient selection;  Patient selection should be done via standardised assessment such as the neurological-oncological-mechanical systemic (NOMS) framework; and  The assessment should be carried out by a multidisciplinary team (MDT), which may be inclusive of, but not limited to, radiation oncologists, spine surgeons and interventional radiologists, among others.
Orthopaedics | Spine - Thoracolumbar (TL) and sacral surgery | TL and sacral fusion and fixation implant | TL pedicle screw - Shank, tulip | Highridge Medical | MIS POLY 5.5x100MM | 824M5500 | Standalone | DE0510347 | As per HSA registered indication(s) except for radiolucent implants which should be used as follows:  in patients with primary or metastatic spinal tumours who would benefit from post-operative high dose high precision beam therapy upon appropriate and stringent patient selection;  Patient selection should be done via standardised assessment such as the neurological-oncological-mechanical systemic (NOMS) framework; and  The assessment should be carried out by a multidisciplinary team (MDT), which may be inclusive of, but not limited to, radiation oncologists, spine surgeons and interventional radiologists, among others.
Orthopaedics | Spine - Thoracolumbar (TL) and sacral surgery | TL and sacral fusion and fixation implant | TL pedicle screw - Shank, tulip | Highridge Medical | MIS POLY 5.5x105MM | 824M5505 | Standalone | DE0510347 | As per HSA registered indication(s) except for radiolucent implants which should be used as follows:  in patients with primary or metastatic spinal tumours who would benefit from post-operative high dose high precision beam therapy upon appropriate and stringent patient selection;  Patient selection should be done via standardised assessment such as the neurological-oncological-mechanical systemic (NOMS) framework; and  The assessment should be carried out by a multidisciplinary team (MDT), which may be inclusive of, but not limited to, radiation oncologists, spine surgeons and interventional radiologists, among others.
Orthopaedics | Spine - Thoracolumbar (TL) and sacral surgery | TL and sacral fusion and fixation implant | TL pedicle screw - Shank, tulip | Highridge Medical | MIS POLY 5.5x110MM | 824M5510 | Standalone | DE0510347 | As per HSA registered indication(s) except for radiolucent implants which should be used as follows:  in patients with primary or metastatic spinal tumours who would benefit from post-operative high dose high precision beam therapy upon appropriate and stringent patient selection;  Patient selection should be done via standardised assessment such as the neurological-oncological-mechanical systemic (NOMS) framework; and  The assessment should be carried out by a multidisciplinary team (MDT), which may be inclusive of, but not limited to, radiation oncologists, spine surgeons and interventional radiologists, among others.
Orthopaedics | Spine - Thoracolumbar (TL) and sacral surgery | TL and sacral fusion and fixation implant | TL pedicle screw - Shank, tulip | Highridge Medical | MIS POLY 5.5x115MM | 824M5515 | Standalone | DE0510347 | As per HSA registered indication(s) except for radiolucent implants which should be used as follows:  in patients with primary or metastatic spinal tumours who would benefit from post-operative high dose high precision beam therapy upon appropriate and stringent patient selection;  Patient selection should be done via standardised assessment such as the neurological-oncological-mechanical systemic (NOMS) framework; and  The assessment should be carried out by a multidisciplinary team (MDT), which may be inclusive of, but not limited to, radiation oncologists, spine surgeons and interventional radiologists, among others.
Orthopaedics | Spine - Thoracolumbar (TL) and sacral surgery | TL and sacral fusion and fixation implant | TL pedicle screw - Shank, tulip | Highridge Medical | MIS POLY 5.5x20MM | 824M5520 | Standalone | DE0510347 | As per HSA registered indication(s) except for radiolucent implants which should be used as follows:  in patients with primary or metastatic spinal tumours who would benefit from post-operative high dose high precision beam therapy upon appropriate and stringent patient selection;  Patient selection should be done via standardised assessment such as the neurological-oncological-mechanical systemic (NOMS) framework; and  The assessment should be carried out by a multidisciplinary team (MDT), which may be inclusive of, but not limited to, radiation oncologists, spine surgeons and interventional radiologists, among others.
Orthopaedics | Spine - Thoracolumbar (TL) and sacral surgery | TL and sacral fusion and fixation implant | TL pedicle screw - Shank, tulip | Highridge Medical | MIS POLY 5.5x120MM | 824M5521 | Standalone | DE0510347 | As per HSA registered indication(s) except for radiolucent implants which should be used as follows:  in patients with primary or metastatic spinal tumours who would benefit from post-operative high dose high precision beam therapy upon appropriate and stringent patient selection;  Patient selection should be done via standardised assessment such as the neurological-oncological-mechanical systemic (NOMS) framework; and  The assessment should be carried out by a multidisciplinary team (MDT), which may be inclusive of, but not limited to, radiation oncologists, spine surgeons and interventional radiologists, among others.
Orthopaedics | Spine - Thoracolumbar (TL) and sacral surgery | TL and sacral fusion and fixation implant | TL pedicle screw - Shank, tulip | Highridge Medical | MIS POLY 5.5x25MM | 824M5525 | Standalone | DE0510347 | As per HSA registered indication(s) except for radiolucent implants which should be used as follows:  in patients with primary or metastatic spinal tumours who would benefit from post-operative high dose high precision beam therapy upon appropriate and stringent patient selection;  Patient selection should be done via standardised assessment such as the neurological-oncological-mechanical systemic (NOMS) framework; and  The assessment should be carried out by a multidisciplinary team (MDT), which may be inclusive of, but not limited to, radiation oncologists, spine surgeons and interventional radiologists, among others.
Orthopaedics | Spine - Thoracolumbar (TL) and sacral surgery | TL and sacral fusion and fixation implant | TL pedicle screw - Shank, tulip | Highridge Medical | MIS POLY 5.5x30MM | 824M5530 | Standalone | DE0510347 | As per HSA registered indication(s) except for radiolucent implants which should be used as follows:  in patients with primary or metastatic spinal tumours who would benefit from post-operative high dose high precision beam therapy upon appropriate and stringent patient selection;  Patient selection should be done via standardised assessment such as the neurological-oncological-mechanical systemic (NOMS) framework; and  The assessment should be carried out by a multidisciplinary team (MDT), which may be inclusive of, but not limited to, radiation oncologists, spine surgeons and interventional radiologists, among others.
Orthopaedics | Spine - Thoracolumbar (TL) and sacral surgery | TL and sacral fusion and fixation implant | TL pedicle screw - Shank, tulip | Highridge Medical | MIS POLY 5.5x35MM | 824M5535 | Standalone | DE0510347 | As per HSA registered indication(s) except for radiolucent implants which should be used as follows:  in patients with primary or metastatic spinal tumours who would benefit from post-operative high dose high precision beam therapy upon appropriate and stringent patient selection;  Patient selection should be done via standardised assessment such as the neurological-oncological-mechanical systemic (NOMS) framework; and  The assessment should be carried out by a multidisciplinary team (MDT), which may be inclusive of, but not limited to, radiation oncologists, spine surgeons and interventional radiologists, among others.
Orthopaedics | Spine - Thoracolumbar (TL) and sacral surgery | TL and sacral fusion and fixation implant | TL pedicle screw - Shank, tulip | Highridge Medical | MIS POLY 5.5x40MM | 824M5540 | Standalone | DE0510347 | As per HSA registered indication(s) except for radiolucent implants which should be used as follows:  in patients with primary or metastatic spinal tumours who would benefit from post-operative high dose high precision beam therapy upon appropriate and stringent patient selection;  Patient selection should be done via standardised assessment such as the neurological-oncological-mechanical systemic (NOMS) framework; and  The assessment should be carried out by a multidisciplinary team (MDT), which may be inclusive of, but not limited to, radiation oncologists, spine surgeons and interventional radiologists, among others.
Orthopaedics | Spine - Thoracolumbar (TL) and sacral surgery | TL and sacral fusion and fixation implant | TL pedicle screw - Shank, tulip | Highridge Medical | MIS POLY 5.5x45MM | 824M5545 | Standalone | DE0510347 | As per HSA registered indication(s) except for radiolucent implants which should be used as follows:  in patients with primary or metastatic spinal tumours who would benefit from post-operative high dose high precision beam therapy upon appropriate and stringent patient selection;  Patient selection should be done via standardised assessment such as the neurological-oncological-mechanical systemic (NOMS) framework; and  The assessment should be carried out by a multidisciplinary team (MDT), which may be inclusive of, but not limited to, radiation oncologists, spine surgeons and interventional radiologists, among others.
Orthopaedics | Spine - Thoracolumbar (TL) and sacral surgery | TL and sacral fusion and fixation implant | TL pedicle screw - Shank, tulip | Highridge Medical | MIS POLY 5.5x50MM | 824M5550 | Standalone | DE0510347 | As per HSA registered indication(s) except for radiolucent implants which should be used as follows:  in patients with primary or metastatic spinal tumours who would benefit from post-operative high dose high precision beam therapy upon appropriate and stringent patient selection;  Patient selection should be done via standardised assessment such as the neurological-oncological-mechanical systemic (NOMS) framework; and  The assessment should be carried out by a multidisciplinary team (MDT), which may be inclusive of, but not limited to, radiation oncologists, spine surgeons and interventional radiologists, among others.
Orthopaedics | Spine - Thoracolumbar (TL) and sacral surgery | TL and sacral fusion and fixation implant | TL pedicle screw - Shank, tulip | Highridge Medical | MIS POLY 5.5x55MM | 824M5555 | Standalone | DE0510347 | As per HSA registered indication(s) except for radiolucent implants which should be used as follows:  in patients with primary or metastatic spinal tumours who would benefit from post-operative high dose high precision beam therapy upon appropriate and stringent patient selection;  Patient selection should be done via standardised assessment such as the neurological-oncological-mechanical systemic (NOMS) framework; and  The assessment should be carried out by a multidisciplinary team (MDT), which may be inclusive of, but not limited to, radiation oncologists, spine surgeons and interventional radiologists, among others.
Orthopaedics | Spine - Thoracolumbar (TL) and sacral surgery | TL and sacral fusion and fixation implant | TL pedicle screw - Shank, tulip | Highridge Medical | MIS POLY 5.5x60MM | 824M5560 | Standalone | DE0510347 | As per HSA registered indication(s) except for radiolucent implants which should be used as follows:  in patients with primary or metastatic spinal tumours who would benefit from post-operative high dose high precision beam therapy upon appropriate and stringent patient selection;  Patient selection should be done via standardised assessment such as the neurological-oncological-mechanical systemic (NOMS) framework; and  The assessment should be carried out by a multidisciplinary team (MDT), which may be inclusive of, but not limited to, radiation oncologists, spine surgeons and interventional radiologists, among others.
Orthopaedics | Spine - Thoracolumbar (TL) and sacral surgery | TL and sacral fusion and fixation implant | TL pedicle screw - Shank, tulip | Highridge Medical | MIS POLY 5.5x65MM | 824M5565 | Standalone | DE0510347 | As per HSA registered indication(s) except for radiolucent implants which should be used as follows:  in patients with primary or metastatic spinal tumours who would benefit from post-operative high dose high precision beam therapy upon appropriate and stringent patient selection;  Patient selection should be done via standardised assessment such as the neurological-oncological-mechanical systemic (NOMS) framework; and  The assessment should be carried out by a multidisciplinary team (MDT), which may be inclusive of, but not limited to, radiation oncologists, spine surgeons and interventional radiologists, among others.
Orthopaedics | Spine - Thoracolumbar (TL) and sacral surgery | TL and sacral fusion and fixation implant | TL pedicle screw - Shank, tulip | Highridge Medical | MIS POLY 5.5x70MM | 824M5570 | Standalone | DE0510347 | As per HSA registered indication(s) except for radiolucent implants which should be used as follows:  in patients with primary or metastatic spinal tumours who would benefit from post-operative high dose high precision beam therapy upon appropriate and stringent patient selection;  Patient selection should be done via standardised assessment such as the neurological-oncological-mechanical systemic (NOMS) framework; and  The assessment should be carried out by a multidisciplinary team (MDT), which may be inclusive of, but not limited to, radiation oncologists, spine surgeons and interventional radiologists, among others.
Orthopaedics | Spine - Thoracolumbar (TL) and sacral surgery | TL and sacral fusion and fixation implant | TL pedicle screw - Shank, tulip | Highridge Medical | MIS POLY 5.5x75MM | 824M5575 | Standalone | DE0510347 | As per HSA registered indication(s) except for radiolucent implants which should be used as follows:  in patients with primary or metastatic spinal tumours who would benefit from post-operative high dose high precision beam therapy upon appropriate and stringent patient selection;  Patient selection should be done via standardised assessment such as the neurological-oncological-mechanical systemic (NOMS) framework; and  The assessment should be carried out by a multidisciplinary team (MDT), which may be inclusive of, but not limited to, radiation oncologists, spine surgeons and interventional radiologists, among others.
Orthopaedics | Spine - Thoracolumbar (TL) and sacral surgery | TL and sacral fusion and fixation implant | TL pedicle screw - Shank, tulip | Highridge Medical | MIS POLY 5.5x80MM | 824M5580 | Standalone | DE0510347 | As per HSA registered indication(s) except for radiolucent implants which should be used as follows:  in patients with primary or metastatic spinal tumours who would benefit from post-operative high dose high precision beam therapy upon appropriate and stringent patient selection;  Patient selection should be done via standardised assessment such as the neurological-oncological-mechanical systemic (NOMS) framework; and  The assessment should be carried out by a multidisciplinary team (MDT), which may be inclusive of, but not limited to, radiation oncologists, spine surgeons and interventional radiologists, among others.
Orthopaedics | Spine - Thoracolumbar (TL) and sacral surgery | TL and sacral fusion and fixation implant | TL pedicle screw - Shank, tulip | Highridge Medical | MIS POLY 5.5x85MM | 824M5585 | Standalone | DE0510347 | As per HSA registered indication(s) except for radiolucent implants which should be used as follows:  in patients with primary or metastatic spinal tumours who would benefit from post-operative high dose high precision beam therapy upon appropriate and stringent patient selection;  Patient selection should be done via standardised assessment such as the neurological-oncological-mechanical systemic (NOMS) framework; and  The assessment should be carried out by a multidisciplinary team (MDT), which may be inclusive of, but not limited to, radiation oncologists, spine surgeons and interventional radiologists, among others.
Orthopaedics | Spine - Thoracolumbar (TL) and sacral surgery | TL and sacral fusion and fixation implant | TL pedicle screw - Shank, tulip | Highridge Medical | MIS POLY 5.5x90MM | 824M5590 | Standalone | DE0510347 | As per HSA registered indication(s) except for radiolucent implants which should be used as follows:  in patients with primary or metastatic spinal tumours who would benefit from post-operative high dose high precision beam therapy upon appropriate and stringent patient selection;  Patient selection should be done via standardised assessment such as the neurological-oncological-mechanical systemic (NOMS) framework; and  The assessment should be carried out by a multidisciplinary team (MDT), which may be inclusive of, but not limited to, radiation oncologists, spine surgeons and interventional radiologists, among others.
Orthopaedics | Spine - Thoracolumbar (TL) and sacral surgery | TL and sacral fusion and fixation implant | TL pedicle screw - Shank, tulip | Highridge Medical | MIS POLY 5.5x95MM | 824M5595 | Standalone | DE0510347 | As per HSA registered indication(s) except for radiolucent implants which should be used as follows:  in patients with primary or metastatic spinal tumours who would benefit from post-operative high dose high precision beam therapy upon appropriate and stringent patient selection;  Patient selection should be done via standardised assessment such as the neurological-oncological-mechanical systemic (NOMS) framework; and  The assessment should be carried out by a multidisciplinary team (MDT), which may be inclusive of, but not limited to, radiation oncologists, spine surgeons and interventional radiologists, among others.
Orthopaedics | Spine - Thoracolumbar (TL) and sacral surgery | TL and sacral fusion and fixation implant | TL pedicle screw - Shank, tulip | Highridge Medical | MIS POLY 6.0x100MM | 824M6000 | Standalone | DE0510347 | As per HSA registered indication(s) except for radiolucent implants which should be used as follows:  in patients with primary or metastatic spinal tumours who would benefit from post-operative high dose high precision beam therapy upon appropriate and stringent patient selection;  Patient selection should be done via standardised assessment such as the neurological-oncological-mechanical systemic (NOMS) framework; and  The assessment should be carried out by a multidisciplinary team (MDT), which may be inclusive of, but not limited to, radiation oncologists, spine surgeons and interventional radiologists, among others.
Orthopaedics | Spine - Thoracolumbar (TL) and sacral surgery | TL and sacral fusion and fixation implant | TL pedicle screw - Shank, tulip | Highridge Medical | MIS POLY 6.0x105MM | 824M6005 | Standalone | DE0510347 | As per HSA registered indication(s) except for radiolucent implants which should be used as follows:  in patients with primary or metastatic spinal tumours who would benefit from post-operative high dose high precision beam therapy upon appropriate and stringent patient selection;  Patient selection should be done via standardised assessment such as the neurological-oncological-mechanical systemic (NOMS) framework; and  The assessment should be carried out by a multidisciplinary team (MDT), which may be inclusive of, but not limited to, radiation oncologists, spine surgeons and interventional radiologists, among others.
Orthopaedics | Spine - Thoracolumbar (TL) and sacral surgery | TL and sacral fusion and fixation implant | TL pedicle screw - Shank, tulip | Highridge Medical | MIS POLY 6.0x110MM | 824M6010 | Standalone | DE0510347 | As per HSA registered indication(s) except for radiolucent implants which should be used as follows:  in patients with primary or metastatic spinal tumours who would benefit from post-operative high dose high precision beam therapy upon appropriate and stringent patient selection;  Patient selection should be done via standardised assessment such as the neurological-oncological-mechanical systemic (NOMS) framework; and  The assessment should be carried out by a multidisciplinary team (MDT), which may be inclusive of, but not limited to, radiation oncologists, spine surgeons and interventional radiologists, among others.
Orthopaedics | Spine - Thoracolumbar (TL) and sacral surgery | TL and sacral fusion and fixation implant | TL pedicle screw - Shank, tulip | Highridge Medical | MIS POLY 6.0x115MM | 824M6015 | Standalone | DE0510347 | As per HSA registered indication(s) except for radiolucent implants which should be used as follows:  in patients with primary or metastatic spinal tumours who would benefit from post-operative high dose high precision beam therapy upon appropriate and stringent patient selection;  Patient selection should be done via standardised assessment such as the neurological-oncological-mechanical systemic (NOMS) framework; and  The assessment should be carried out by a multidisciplinary team (MDT), which may be inclusive of, but not limited to, radiation oncologists, spine surgeons and interventional radiologists, among others.
Orthopaedics | Spine - Thoracolumbar (TL) and sacral surgery | TL and sacral fusion and fixation implant | TL pedicle screw - Shank, tulip | Highridge Medical | MIS POLY 6.0x20MM | 824M6020 | Standalone | DE0510347 | As per HSA registered indication(s) except for radiolucent implants which should be used as follows:  in patients with primary or metastatic spinal tumours who would benefit from post-operative high dose high precision beam therapy upon appropriate and stringent patient selection;  Patient selection should be done via standardised assessment such as the neurological-oncological-mechanical systemic (NOMS) framework; and  The assessment should be carried out by a multidisciplinary team (MDT), which may be inclusive of, but not limited to, radiation oncologists, spine surgeons and interventional radiologists, among others.
Orthopaedics | Spine - Thoracolumbar (TL) and sacral surgery | TL and sacral fusion and fixation implant | TL pedicle screw - Shank, tulip | Highridge Medical | MIS POLY 6.0x120MM | 824M6021 | Standalone | DE0510347 | As per HSA registered indication(s) except for radiolucent implants which should be used as follows:  in patients with primary or metastatic spinal tumours who would benefit from post-operative high dose high precision beam therapy upon appropriate and stringent patient selection;  Patient selection should be done via standardised assessment such as the neurological-oncological-mechanical systemic (NOMS) framework; and  The assessment should be carried out by a multidisciplinary team (MDT), which may be inclusive of, but not limited to, radiation oncologists, spine surgeons and interventional radiologists, among others.
Orthopaedics | Spine - Thoracolumbar (TL) and sacral surgery | TL and sacral fusion and fixation implant | TL pedicle screw - Shank, tulip | Highridge Medical | MIS POLY 6.0x25MM | 824M6025 | Standalone | DE0510347 | As per HSA registered indication(s) except for radiolucent implants which should be used as follows:  in patients with primary or metastatic spinal tumours who would benefit from post-operative high dose high precision beam therapy upon appropriate and stringent patient selection;  Patient selection should be done via standardised assessment such as the neurological-oncological-mechanical systemic (NOMS) framework; and  The assessment should be carried out by a multidisciplinary team (MDT), which may be inclusive of, but not limited to, radiation oncologists, spine surgeons and interventional radiologists, among others.
Orthopaedics | Spine - Thoracolumbar (TL) and sacral surgery | TL and sacral fusion and fixation implant | TL pedicle screw - Shank, tulip | Highridge Medical | MIS POLY 6.0x30MM | 824M6030 | Standalone | DE0510347 | As per HSA registered indication(s) except for radiolucent implants which should be used as follows:  in patients with primary or metastatic spinal tumours who would benefit from post-operative high dose high precision beam therapy upon appropriate and stringent patient selection;  Patient selection should be done via standardised assessment such as the neurological-oncological-mechanical systemic (NOMS) framework; and  The assessment should be carried out by a multidisciplinary team (MDT), which may be inclusive of, but not limited to, radiation oncologists, spine surgeons and interventional radiologists, among others.
Orthopaedics | Spine - Thoracolumbar (TL) and sacral surgery | TL and sacral fusion and fixation implant | TL pedicle screw - Shank, tulip | Highridge Medical | MIS POLY 6.0x35MM | 824M6035 | Standalone | DE0510347 | As per HSA registered indication(s) except for radiolucent implants which should be used as follows:  in patients with primary or metastatic spinal tumours who would benefit from post-operative high dose high precision beam therapy upon appropriate and stringent patient selection;  Patient selection should be done via standardised assessment such as the neurological-oncological-mechanical systemic (NOMS) framework; and  The assessment should be carried out by a multidisciplinary team (MDT), which may be inclusive of, but not limited to, radiation oncologists, spine surgeons and interventional radiologists, among others.
Orthopaedics | Spine - Thoracolumbar (TL) and sacral surgery | TL and sacral fusion and fixation implant | TL pedicle screw - Shank, tulip | Highridge Medical | MIS POLY 6.0x40MM | 824M6040 | Standalone | DE0510347 | As per HSA registered indication(s) except for radiolucent implants which should be used as follows:  in patients with primary or metastatic spinal tumours who would benefit from post-operative high dose high precision beam therapy upon appropriate and stringent patient selection;  Patient selection should be done via standardised assessment such as the neurological-oncological-mechanical systemic (NOMS) framework; and  The assessment should be carried out by a multidisciplinary team (MDT), which may be inclusive of, but not limited to, radiation oncologists, spine surgeons and interventional radiologists, among others.
Orthopaedics | Spine - Thoracolumbar (TL) and sacral surgery | TL and sacral fusion and fixation implant | TL pedicle screw - Shank, tulip | Highridge Medical | MIS POLY 6.0x45MM | 824M6045 | Standalone | DE0510347 | As per HSA registered indication(s) except for radiolucent implants which should be used as follows:  in patients with primary or metastatic spinal tumours who would benefit from post-operative high dose high precision beam therapy upon appropriate and stringent patient selection;  Patient selection should be done via standardised assessment such as the neurological-oncological-mechanical systemic (NOMS) framework; and  The assessment should be carried out by a multidisciplinary team (MDT), which may be inclusive of, but not limited to, radiation oncologists, spine surgeons and interventional radiologists, among others.
Orthopaedics | Spine - Thoracolumbar (TL) and sacral surgery | TL and sacral fusion and fixation implant | TL pedicle screw - Shank, tulip | Highridge Medical | MIS POLY 6.0x50MM | 824M6050 | Standalone | DE0510347 | As per HSA registered indication(s) except for radiolucent implants which should be used as follows:  in patients with primary or metastatic spinal tumours who would benefit from post-operative high dose high precision beam therapy upon appropriate and stringent patient selection;  Patient selection should be done via standardised assessment such as the neurological-oncological-mechanical systemic (NOMS) framework; and  The assessment should be carried out by a multidisciplinary team (MDT), which may be inclusive of, but not limited to, radiation oncologists, spine surgeons and interventional radiologists, among others.
Orthopaedics | Spine - Thoracolumbar (TL) and sacral surgery | TL and sacral fusion and fixation implant | TL pedicle screw - Shank, tulip | Highridge Medical | MIS POLY 6.0x55MM | 824M6055 | Standalone | DE0510347 | As per HSA registered indication(s) except for radiolucent implants which should be used as follows:  in patients with primary or metastatic spinal tumours who would benefit from post-operative high dose high precision beam therapy upon appropriate and stringent patient selection;  Patient selection should be done via standardised assessment such as the neurological-oncological-mechanical systemic (NOMS) framework; and  The assessment should be carried out by a multidisciplinary team (MDT), which may be inclusive of, but not limited to, radiation oncologists, spine surgeons and interventional radiologists, among others.
Orthopaedics | Spine - Thoracolumbar (TL) and sacral surgery | TL and sacral fusion and fixation implant | TL pedicle screw - Shank, tulip | Highridge Medical | MIS POLY 6.0x60MM | 824M6060 | Standalone | DE0510347 | As per HSA registered indication(s) except for radiolucent implants which should be used as follows:  in patients with primary or metastatic spinal tumours who would benefit from post-operative high dose high precision beam therapy upon appropriate and stringent patient selection;  Patient selection should be done via standardised assessment such as the neurological-oncological-mechanical systemic (NOMS) framework; and  The assessment should be carried out by a multidisciplinary team (MDT), which may be inclusive of, but not limited to, radiation oncologists, spine surgeons and interventional radiologists, among others.
Orthopaedics | Spine - Thoracolumbar (TL) and sacral surgery | TL and sacral fusion and fixation implant | TL pedicle screw - Shank, tulip | Highridge Medical | MIS POLY 6.0x65MM | 824M6065 | Standalone | DE0510347 | As per HSA registered indication(s) except for radiolucent implants which should be used as follows:  in patients with primary or metastatic spinal tumours who would benefit from post-operative high dose high precision beam therapy upon appropriate and stringent patient selection;  Patient selection should be done via standardised assessment such as the neurological-oncological-mechanical systemic (NOMS) framework; and  The assessment should be carried out by a multidisciplinary team (MDT), which may be inclusive of, but not limited to, radiation oncologists, spine surgeons and interventional radiologists, among others.
Orthopaedics | Spine - Thoracolumbar (TL) and sacral surgery | TL and sacral fusion and fixation implant | TL pedicle screw - Shank, tulip | Highridge Medical | MIS POLY 6.0x70MM | 824M6070 | Standalone | DE0510347 | As per HSA registered indication(s) except for radiolucent implants which should be used as follows:  in patients with primary or metastatic spinal tumours who would benefit from post-operative high dose high precision beam therapy upon appropriate and stringent patient selection;  Patient selection should be done via standardised assessment such as the neurological-oncological-mechanical systemic (NOMS) framework; and  The assessment should be carried out by a multidisciplinary team (MDT), which may be inclusive of, but not limited to, radiation oncologists, spine surgeons and interventional radiologists, among others.
Orthopaedics | Spine - Thoracolumbar (TL) and sacral surgery | TL and sacral fusion and fixation implant | TL pedicle screw - Shank, tulip | Highridge Medical | MIS POLY 6.0x75MM | 824M6075 | Standalone | DE0510347 | As per HSA registered indication(s) except for radiolucent implants which should be used as follows:  in patients with primary or metastatic spinal tumours who would benefit from post-operative high dose high precision beam therapy upon appropriate and stringent patient selection;  Patient selection should be done via standardised assessment such as the neurological-oncological-mechanical systemic (NOMS) framework; and  The assessment should be carried out by a multidisciplinary team (MDT), which may be inclusive of, but not limited to, radiation oncologists, spine surgeons and interventional radiologists, among others.
Orthopaedics | Spine - Thoracolumbar (TL) and sacral surgery | TL and sacral fusion and fixation implant | TL pedicle screw - Shank, tulip | Highridge Medical | MIS POLY 6.0x80MM | 824M6080 | Standalone | DE0510347 | As per HSA registered indication(s) except for radiolucent implants which should be used as follows:  in patients with primary or metastatic spinal tumours who would benefit from post-operative high dose high precision beam therapy upon appropriate and stringent patient selection;  Patient selection should be done via standardised assessment such as the neurological-oncological-mechanical systemic (NOMS) framework; and  The assessment should be carried out by a multidisciplinary team (MDT), which may be inclusive of, but not limited to, radiation oncologists, spine surgeons and interventional radiologists, among others.
Orthopaedics | Spine - Thoracolumbar (TL) and sacral surgery | TL and sacral fusion and fixation implant | TL pedicle screw - Shank, tulip | Highridge Medical | MIS POLY 6.0x85MM | 824M6085 | Standalone | DE0510347 | As per HSA registered indication(s) except for radiolucent implants which should be used as follows:  in patients with primary or metastatic spinal tumours who would benefit from post-operative high dose high precision beam therapy upon appropriate and stringent patient selection;  Patient selection should be done via standardised assessment such as the neurological-oncological-mechanical systemic (NOMS) framework; and  The assessment should be carried out by a multidisciplinary team (MDT), which may be inclusive of, but not limited to, radiation oncologists, spine surgeons and interventional radiologists, among others.
Orthopaedics | Spine - Thoracolumbar (TL) and sacral surgery | TL and sacral fusion and fixation implant | TL pedicle screw - Shank, tulip | Highridge Medical | MIS POLY 6.0x90MM | 824M6090 | Standalone | DE0510347 | As per HSA registered indication(s) except for radiolucent implants which should be used as follows:  in patients with primary or metastatic spinal tumours who would benefit from post-operative high dose high precision beam therapy upon appropriate and stringent patient selection;  Patient selection should be done via standardised assessment such as the neurological-oncological-mechanical systemic (NOMS) framework; and  The assessment should be carried out by a multidisciplinary team (MDT), which may be inclusive of, but not limited to, radiation oncologists, spine surgeons and interventional radiologists, among others.
Orthopaedics | Spine - Thoracolumbar (TL) and sacral surgery | TL and sacral fusion and fixation implant | TL pedicle screw - Shank, tulip | Highridge Medical | MIS POLY 6.0x95MM | 824M6095 | Standalone | DE0510347 | As per HSA registered indication(s) except for radiolucent implants which should be used as follows:  in patients with primary or metastatic spinal tumours who would benefit from post-operative high dose high precision beam therapy upon appropriate and stringent patient selection;  Patient selection should be done via standardised assessment such as the neurological-oncological-mechanical systemic (NOMS) framework; and  The assessment should be carried out by a multidisciplinary team (MDT), which may be inclusive of, but not limited to, radiation oncologists, spine surgeons and interventional radiologists, among others.
Orthopaedics | Spine - Thoracolumbar (TL) and sacral surgery | TL and sacral fusion and fixation implant | TL pedicle screw - Shank, tulip | Highridge Medical | MIS POLY 6.5x100MM | 824M6500 | Standalone | DE0510347 | As per HSA registered indication(s) except for radiolucent implants which should be used as follows:  in patients with primary or metastatic spinal tumours who would benefit from post-operative high dose high precision beam therapy upon appropriate and stringent patient selection;  Patient selection should be done via standardised assessment such as the neurological-oncological-mechanical systemic (NOMS) framework; and  The assessment should be carried out by a multidisciplinary team (MDT), which may be inclusive of, but not limited to, radiation oncologists, spine surgeons and interventional radiologists, among others.
Orthopaedics | Spine - Thoracolumbar (TL) and sacral surgery | TL and sacral fusion and fixation implant | TL pedicle screw - Shank, tulip | Highridge Medical | MIS POLY 6.5x105MM | 824M6505 | Standalone | DE0510347 | As per HSA registered indication(s) except for radiolucent implants which should be used as follows:  in patients with primary or metastatic spinal tumours who would benefit from post-operative high dose high precision beam therapy upon appropriate and stringent patient selection;  Patient selection should be done via standardised assessment such as the neurological-oncological-mechanical systemic (NOMS) framework; and  The assessment should be carried out by a multidisciplinary team (MDT), which may be inclusive of, but not limited to, radiation oncologists, spine surgeons and interventional radiologists, among others.
Orthopaedics | Spine - Thoracolumbar (TL) and sacral surgery | TL and sacral fusion and fixation implant | TL pedicle screw - Shank, tulip | Highridge Medical | MIS POLY 6.5x110MM | 824M6510 | Standalone | DE0510347 | As per HSA registered indication(s) except for radiolucent implants which should be used as follows:  in patients with primary or metastatic spinal tumours who would benefit from post-operative high dose high precision beam therapy upon appropriate and stringent patient selection;  Patient selection should be done via standardised assessment such as the neurological-oncological-mechanical systemic (NOMS) framework; and  The assessment should be carried out by a multidisciplinary team (MDT), which may be inclusive of, but not limited to, radiation oncologists, spine surgeons and interventional radiologists, among others.
Orthopaedics | Spine - Thoracolumbar (TL) and sacral surgery | TL and sacral fusion and fixation implant | TL pedicle screw - Shank, tulip | Highridge Medical | MIS POLY 6.5x115MM | 824M6515 | Standalone | DE0510347 | As per HSA registered indication(s) except for radiolucent implants which should be used as follows:  in patients with primary or metastatic spinal tumours who would benefit from post-operative high dose high precision beam therapy upon appropriate and stringent patient selection;  Patient selection should be done via standardised assessment such as the neurological-oncological-mechanical systemic (NOMS) framework; and  The assessment should be carried out by a multidisciplinary team (MDT), which may be inclusive of, but not limited to, radiation oncologists, spine surgeons and interventional radiologists, among others.
Orthopaedics | Spine - Thoracolumbar (TL) and sacral surgery | TL and sacral fusion and fixation implant | TL pedicle screw - Shank, tulip | Highridge Medical | MIS POLY 6.5x20MM | 824M6520 | Standalone | DE0510347 | As per HSA registered indication(s) except for radiolucent implants which should be used as follows:  in patients with primary or metastatic spinal tumours who would benefit from post-operative high dose high precision beam therapy upon appropriate and stringent patient selection;  Patient selection should be done via standardised assessment such as the neurological-oncological-mechanical systemic (NOMS) framework; and  The assessment should be carried out by a multidisciplinary team (MDT), which may be inclusive of, but not limited to, radiation oncologists, spine surgeons and interventional radiologists, among others.
Orthopaedics | Spine - Thoracolumbar (TL) and sacral surgery | TL and sacral fusion and fixation implant | TL pedicle screw - Shank, tulip | Highridge Medical | MIS POLY 6.5x120MM | 824M6521 | Standalone | DE0510347 | As per HSA registered indication(s) except for radiolucent implants which should be used as follows:  in patients with primary or metastatic spinal tumours who would benefit from post-operative high dose high precision beam therapy upon appropriate and stringent patient selection;  Patient selection should be done via standardised assessment such as the neurological-oncological-mechanical systemic (NOMS) framework; and  The assessment should be carried out by a multidisciplinary team (MDT), which may be inclusive of, but not limited to, radiation oncologists, spine surgeons and interventional radiologists, among others.
Orthopaedics | Spine - Thoracolumbar (TL) and sacral surgery | TL and sacral fusion and fixation implant | TL pedicle screw - Shank, tulip | Highridge Medical | MIS POLY 6.5x25MM | 824M6525 | Standalone | DE0510347 | As per HSA registered indication(s) except for radiolucent implants which should be used as follows:  in patients with primary or metastatic spinal tumours who would benefit from post-operative high dose high precision beam therapy upon appropriate and stringent patient selection;  Patient selection should be done via standardised assessment such as the neurological-oncological-mechanical systemic (NOMS) framework; and  The assessment should be carried out by a multidisciplinary team (MDT), which may be inclusive of, but not limited to, radiation oncologists, spine surgeons and interventional radiologists, among others.
Orthopaedics | Spine - Thoracolumbar (TL) and sacral surgery | TL and sacral fusion and fixation implant | TL pedicle screw - Shank, tulip | Highridge Medical | MIS POLY 6.5x30MM | 824M6530 | Standalone | DE0510347 | As per HSA registered indication(s) except for radiolucent implants which should be used as follows:  in patients with primary or metastatic spinal tumours who would benefit from post-operative high dose high precision beam therapy upon appropriate and stringent patient selection;  Patient selection should be done via standardised assessment such as the neurological-oncological-mechanical systemic (NOMS) framework; and  The assessment should be carried out by a multidisciplinary team (MDT), which may be inclusive of, but not limited to, radiation oncologists, spine surgeons and interventional radiologists, among others.
Orthopaedics | Spine - Thoracolumbar (TL) and sacral surgery | TL and sacral fusion and fixation implant | TL pedicle screw - Shank, tulip | Highridge Medical | MIS POLY 6.5x35MM | 824M6535 | Standalone | DE0510347 | As per HSA registered indication(s) except for radiolucent implants which should be used as follows:  in patients with primary or metastatic spinal tumours who would benefit from post-operative high dose high precision beam therapy upon appropriate and stringent patient selection;  Patient selection should be done via standardised assessment such as the neurological-oncological-mechanical systemic (NOMS) framework; and  The assessment should be carried out by a multidisciplinary team (MDT), which may be inclusive of, but not limited to, radiation oncologists, spine surgeons and interventional radiologists, among others.
Orthopaedics | Spine - Thoracolumbar (TL) and sacral surgery | TL and sacral fusion and fixation implant | TL pedicle screw - Shank, tulip | Highridge Medical | MIS POLY 6.5x40MM | 824M6540 | Standalone | DE0510347 | As per HSA registered indication(s) except for radiolucent implants which should be used as follows:  in patients with primary or metastatic spinal tumours who would benefit from post-operative high dose high precision beam therapy upon appropriate and stringent patient selection;  Patient selection should be done via standardised assessment such as the neurological-oncological-mechanical systemic (NOMS) framework; and  The assessment should be carried out by a multidisciplinary team (MDT), which may be inclusive of, but not limited to, radiation oncologists, spine surgeons and interventional radiologists, among others.
Orthopaedics | Spine - Thoracolumbar (TL) and sacral surgery | TL and sacral fusion and fixation implant | TL pedicle screw - Shank, tulip | Highridge Medical | MIS POLY 6.5x45MM | 824M6545 | Standalone | DE0510347 | As per HSA registered indication(s) except for radiolucent implants which should be used as follows:  in patients with primary or metastatic spinal tumours who would benefit from post-operative high dose high precision beam therapy upon appropriate and stringent patient selection;  Patient selection should be done via standardised assessment such as the neurological-oncological-mechanical systemic (NOMS) framework; and  The assessment should be carried out by a multidisciplinary team (MDT), which may be inclusive of, but not limited to, radiation oncologists, spine surgeons and interventional radiologists, among others.
Orthopaedics | Spine - Thoracolumbar (TL) and sacral surgery | TL and sacral fusion and fixation implant | TL pedicle screw - Shank, tulip | Highridge Medical | MIS POLY 6.5x50MM | 824M6550 | Standalone | DE0510347 | As per HSA registered indication(s) except for radiolucent implants which should be used as follows:  in patients with primary or metastatic spinal tumours who would benefit from post-operative high dose high precision beam therapy upon appropriate and stringent patient selection;  Patient selection should be done via standardised assessment such as the neurological-oncological-mechanical systemic (NOMS) framework; and  The assessment should be carried out by a multidisciplinary team (MDT), which may be inclusive of, but not limited to, radiation oncologists, spine surgeons and interventional radiologists, among others.
Orthopaedics | Spine - Thoracolumbar (TL) and sacral surgery | TL and sacral fusion and fixation implant | TL pedicle screw - Shank, tulip | Highridge Medical | MIS POLY 6.5x55MM | 824M6555 | Standalone | DE0510347 | As per HSA registered indication(s) except for radiolucent implants which should be used as follows:  in patients with primary or metastatic spinal tumours who would benefit from post-operative high dose high precision beam therapy upon appropriate and stringent patient selection;  Patient selection should be done via standardised assessment such as the neurological-oncological-mechanical systemic (NOMS) framework; and  The assessment should be carried out by a multidisciplinary team (MDT), which may be inclusive of, but not limited to, radiation oncologists, spine surgeons and interventional radiologists, among others.
Orthopaedics | Spine - Thoracolumbar (TL) and sacral surgery | TL and sacral fusion and fixation implant | TL pedicle screw - Shank, tulip | Highridge Medical | MIS POLY 6.5x60MM | 824M6560 | Standalone | DE0510347 | As per HSA registered indication(s) except for radiolucent implants which should be used as follows:  in patients with primary or metastatic spinal tumours who would benefit from post-operative high dose high precision beam therapy upon appropriate and stringent patient selection;  Patient selection should be done via standardised assessment such as the neurological-oncological-mechanical systemic (NOMS) framework; and  The assessment should be carried out by a multidisciplinary team (MDT), which may be inclusive of, but not limited to, radiation oncologists, spine surgeons and interventional radiologists, among others.
Orthopaedics | Spine - Thoracolumbar (TL) and sacral surgery | TL and sacral fusion and fixation implant | TL pedicle screw - Shank, tulip | Highridge Medical | MIS POLY 6.5x65MM | 824M6565 | Standalone | DE0510347 | As per HSA registered indication(s) except for radiolucent implants which should be used as follows:  in patients with primary or metastatic spinal tumours who would benefit from post-operative high dose high precision beam therapy upon appropriate and stringent patient selection;  Patient selection should be done via standardised assessment such as the neurological-oncological-mechanical systemic (NOMS) framework; and  The assessment should be carried out by a multidisciplinary team (MDT), which may be inclusive of, but not limited to, radiation oncologists, spine surgeons and interventional radiologists, among others.
Orthopaedics | Spine - Thoracolumbar (TL) and sacral surgery | TL and sacral fusion and fixation implant | TL pedicle screw - Shank, tulip | Highridge Medical | MIS POLY 6.5x70MM | 824M6570 | Standalone | DE0510347 | As per HSA registered indication(s) except for radiolucent implants which should be used as follows:  in patients with primary or metastatic spinal tumours who would benefit from post-operative high dose high precision beam therapy upon appropriate and stringent patient selection;  Patient selection should be done via standardised assessment such as the neurological-oncological-mechanical systemic (NOMS) framework; and  The assessment should be carried out by a multidisciplinary team (MDT), which may be inclusive of, but not limited to, radiation oncologists, spine surgeons and interventional radiologists, among others.
Orthopaedics | Spine - Thoracolumbar (TL) and sacral surgery | TL and sacral fusion and fixation implant | TL pedicle screw - Shank, tulip | Highridge Medical | MIS POLY 6.5x75MM | 824M6575 | Standalone | DE0510347 | As per HSA registered indication(s) except for radiolucent implants which should be used as follows:  in patients with primary or metastatic spinal tumours who would benefit from post-operative high dose high precision beam therapy upon appropriate and stringent patient selection;  Patient selection should be done via standardised assessment such as the neurological-oncological-mechanical systemic (NOMS) framework; and  The assessment should be carried out by a multidisciplinary team (MDT), which may be inclusive of, but not limited to, radiation oncologists, spine surgeons and interventional radiologists, among others.
Orthopaedics | Spine - Thoracolumbar (TL) and sacral surgery | TL and sacral fusion and fixation implant | TL pedicle screw - Shank, tulip | Highridge Medical | MIS POLY 6.5x80MM | 824M6580 | Standalone | DE0510347 | As per HSA registered indication(s) except for radiolucent implants which should be used as follows:  in patients with primary or metastatic spinal tumours who would benefit from post-operative high dose high precision beam therapy upon appropriate and stringent patient selection;  Patient selection should be done via standardised assessment such as the neurological-oncological-mechanical systemic (NOMS) framework; and  The assessment should be carried out by a multidisciplinary team (MDT), which may be inclusive of, but not limited to, radiation oncologists, spine surgeons and interventional radiologists, among others.
Orthopaedics | Spine - Thoracolumbar (TL) and sacral surgery | TL and sacral fusion and fixation implant | TL pedicle screw - Shank, tulip | Highridge Medical | MIS POLY 6.5x85MM | 824M6585 | Standalone | DE0510347 | As per HSA registered indication(s) except for radiolucent implants which should be used as follows:  in patients with primary or metastatic spinal tumours who would benefit from post-operative high dose high precision beam therapy upon appropriate and stringent patient selection;  Patient selection should be done via standardised assessment such as the neurological-oncological-mechanical systemic (NOMS) framework; and  The assessment should be carried out by a multidisciplinary team (MDT), which may be inclusive of, but not limited to, radiation oncologists, spine surgeons and interventional radiologists, among others.
Orthopaedics | Spine - Thoracolumbar (TL) and sacral surgery | TL and sacral fusion and fixation implant | TL pedicle screw - Shank, tulip | Highridge Medical | MIS POLY 6.5x90MM | 824M6590 | Standalone | DE0510347 | As per HSA registered indication(s) except for radiolucent implants which should be used as follows:  in patients with primary or metastatic spinal tumours who would benefit from post-operative high dose high precision beam therapy upon appropriate and stringent patient selection;  Patient selection should be done via standardised assessment such as the neurological-oncological-mechanical systemic (NOMS) framework; and  The assessment should be carried out by a multidisciplinary team (MDT), which may be inclusive of, but not limited to, radiation oncologists, spine surgeons and interventional radiologists, among others.
Orthopaedics | Spine - Thoracolumbar (TL) and sacral surgery | TL and sacral fusion and fixation implant | TL pedicle screw - Shank, tulip | Highridge Medical | MIS POLY 6.5x95MM | 824M6595 | Standalone | DE0510347 | As per HSA registered indication(s) except for radiolucent implants which should be used as follows:  in patients with primary or metastatic spinal tumours who would benefit from post-operative high dose high precision beam therapy upon appropriate and stringent patient selection;  Patient selection should be done via standardised assessment such as the neurological-oncological-mechanical systemic (NOMS) framework; and  The assessment should be carried out by a multidisciplinary team (MDT), which may be inclusive of, but not limited to, radiation oncologists, spine surgeons and interventional radiologists, among others.
Orthopaedics | Spine - Thoracolumbar (TL) and sacral surgery | TL and sacral fusion and fixation implant | TL pedicle screw - Shank, tulip | Highridge Medical | MIS POLY 7.0x100MM | 824M7000 | Standalone | DE0510347 | As per HSA registered indication(s) except for radiolucent implants which should be used as follows:  in patients with primary or metastatic spinal tumours who would benefit from post-operative high dose high precision beam therapy upon appropriate and stringent patient selection;  Patient selection should be done via standardised assessment such as the neurological-oncological-mechanical systemic (NOMS) framework; and  The assessment should be carried out by a multidisciplinary team (MDT), which may be inclusive of, but not limited to, radiation oncologists, spine surgeons and interventional radiologists, among others.
Orthopaedics | Spine - Thoracolumbar (TL) and sacral surgery | TL and sacral fusion and fixation implant | TL pedicle screw - Shank, tulip | Highridge Medical | MIS POLY 7.0x105MM | 824M7005 | Standalone | DE0510347 | As per HSA registered indication(s) except for radiolucent implants which should be used as follows:  in patients with primary or metastatic spinal tumours who would benefit from post-operative high dose high precision beam therapy upon appropriate and stringent patient selection;  Patient selection should be done via standardised assessment such as the neurological-oncological-mechanical systemic (NOMS) framework; and  The assessment should be carried out by a multidisciplinary team (MDT), which may be inclusive of, but not limited to, radiation oncologists, spine surgeons and interventional radiologists, among others.
Orthopaedics | Spine - Thoracolumbar (TL) and sacral surgery | TL and sacral fusion and fixation implant | TL pedicle screw - Shank, tulip | Highridge Medical | MIS POLY 7.0x110MM | 824M7010 | Standalone | DE0510347 | As per HSA registered indication(s) except for radiolucent implants which should be used as follows:  in patients with primary or metastatic spinal tumours who would benefit from post-operative high dose high precision beam therapy upon appropriate and stringent patient selection;  Patient selection should be done via standardised assessment such as the neurological-oncological-mechanical systemic (NOMS) framework; and  The assessment should be carried out by a multidisciplinary team (MDT), which may be inclusive of, but not limited to, radiation oncologists, spine surgeons and interventional radiologists, among others.
Orthopaedics | Spine - Thoracolumbar (TL) and sacral surgery | TL and sacral fusion and fixation implant | TL pedicle screw - Shank, tulip | Highridge Medical | MIS POLY 7.0x115MM | 824M7015 | Standalone | DE0510347 | As per HSA registered indication(s) except for radiolucent implants which should be used as follows:  in patients with primary or metastatic spinal tumours who would benefit from post-operative high dose high precision beam therapy upon appropriate and stringent patient selection;  Patient selection should be done via standardised assessment such as the neurological-oncological-mechanical systemic (NOMS) framework; and  The assessment should be carried out by a multidisciplinary team (MDT), which may be inclusive of, but not limited to, radiation oncologists, spine surgeons and interventional radiologists, among others.
Orthopaedics | Spine - Thoracolumbar (TL) and sacral surgery | TL and sacral fusion and fixation implant | TL pedicle screw - Shank, tulip | Highridge Medical | MIS POLY 7.0x20MM | 824M7020 | Standalone | DE0510347 | As per HSA registered indication(s) except for radiolucent implants which should be used as follows:  in patients with primary or metastatic spinal tumours who would benefit from post-operative high dose high precision beam therapy upon appropriate and stringent patient selection;  Patient selection should be done via standardised assessment such as the neurological-oncological-mechanical systemic (NOMS) framework; and  The assessment should be carried out by a multidisciplinary team (MDT), which may be inclusive of, but not limited to, radiation oncologists, spine surgeons and interventional radiologists, among others.
Orthopaedics | Spine - Thoracolumbar (TL) and sacral surgery | TL and sacral fusion and fixation implant | TL pedicle screw - Shank, tulip | Highridge Medical | MIS POLY 7.0x120MM | 824M7021 | Standalone | DE0510347 | As per HSA registered indication(s) except for radiolucent implants which should be used as follows:  in patients with primary or metastatic spinal tumours who would benefit from post-operative high dose high precision beam therapy upon appropriate and stringent patient selection;  Patient selection should be done via standardised assessment such as the neurological-oncological-mechanical systemic (NOMS) framework; and  The assessment should be carried out by a multidisciplinary team (MDT), which may be inclusive of, but not limited to, radiation oncologists, spine surgeons and interventional radiologists, among others.
Orthopaedics | Spine - Thoracolumbar (TL) and sacral surgery | TL and sacral fusion and fixation implant | TL pedicle screw - Shank, tulip | Highridge Medical | MIS POLY 7.0x25MM | 824M7025 | Standalone | DE0510347 | As per HSA registered indication(s) except for radiolucent implants which should be used as follows:  in patients with primary or metastatic spinal tumours who would benefit from post-operative high dose high precision beam therapy upon appropriate and stringent patient selection;  Patient selection should be done via standardised assessment such as the neurological-oncological-mechanical systemic (NOMS) framework; and  The assessment should be carried out by a multidisciplinary team (MDT), which may be inclusive of, but not limited to, radiation oncologists, spine surgeons and interventional radiologists, among others.
Orthopaedics | Spine - Thoracolumbar (TL) and sacral surgery | TL and sacral fusion and fixation implant | TL pedicle screw - Shank, tulip | Highridge Medical | MIS POLY 7.0x30MM | 824M7030 | Standalone | DE0510347 | As per HSA registered indication(s) except for radiolucent implants which should be used as follows:  in patients with primary or metastatic spinal tumours who would benefit from post-operative high dose high precision beam therapy upon appropriate and stringent patient selection;  Patient selection should be done via standardised assessment such as the neurological-oncological-mechanical systemic (NOMS) framework; and  The assessment should be carried out by a multidisciplinary team (MDT), which may be inclusive of, but not limited to, radiation oncologists, spine surgeons and interventional radiologists, among others.
Orthopaedics | Spine - Thoracolumbar (TL) and sacral surgery | TL and sacral fusion and fixation implant | TL pedicle screw - Shank, tulip | Highridge Medical | MIS POLY 7.0x35MM | 824M7035 | Standalone | DE0510347 | As per HSA registered indication(s) except for radiolucent implants which should be used as follows:  in patients with primary or metastatic spinal tumours who would benefit from post-operative high dose high precision beam therapy upon appropriate and stringent patient selection;  Patient selection should be done via standardised assessment such as the neurological-oncological-mechanical systemic (NOMS) framework; and  The assessment should be carried out by a multidisciplinary team (MDT), which may be inclusive of, but not limited to, radiation oncologists, spine surgeons and interventional radiologists, among others.
Orthopaedics | Spine - Thoracolumbar (TL) and sacral surgery | TL and sacral fusion and fixation implant | TL pedicle screw - Shank, tulip | Highridge Medical | MIS POLY 7.0x40MM | 824M7040 | Standalone | DE0510347 | As per HSA registered indication(s) except for radiolucent implants which should be used as follows:  in patients with primary or metastatic spinal tumours who would benefit from post-operative high dose high precision beam therapy upon appropriate and stringent patient selection;  Patient selection should be done via standardised assessment such as the neurological-oncological-mechanical systemic (NOMS) framework; and  The assessment should be carried out by a multidisciplinary team (MDT), which may be inclusive of, but not limited to, radiation oncologists, spine surgeons and interventional radiologists, among others.
Orthopaedics | Spine - Thoracolumbar (TL) and sacral surgery | TL and sacral fusion and fixation implant | TL pedicle screw - Shank, tulip | Highridge Medical | MIS POLY 7.0x45MM | 824M7045 | Standalone | DE0510347 | As per HSA registered indication(s) except for radiolucent implants which should be used as follows:  in patients with primary or metastatic spinal tumours who would benefit from post-operative high dose high precision beam therapy upon appropriate and stringent patient selection;  Patient selection should be done via standardised assessment such as the neurological-oncological-mechanical systemic (NOMS) framework; and  The assessment should be carried out by a multidisciplinary team (MDT), which may be inclusive of, but not limited to, radiation oncologists, spine surgeons and interventional radiologists, among others.
Orthopaedics | Spine - Thoracolumbar (TL) and sacral surgery | TL and sacral fusion and fixation implant | TL pedicle screw - Shank, tulip | Highridge Medical | MIS POLY 7.0x50MM | 824M7050 | Standalone | DE0510347 | As per HSA registered indication(s) except for radiolucent implants which should be used as follows:  in patients with primary or metastatic spinal tumours who would benefit from post-operative high dose high precision beam therapy upon appropriate and stringent patient selection;  Patient selection should be done via standardised assessment such as the neurological-oncological-mechanical systemic (NOMS) framework; and  The assessment should be carried out by a multidisciplinary team (MDT), which may be inclusive of, but not limited to, radiation oncologists, spine surgeons and interventional radiologists, among others.
Orthopaedics | Spine - Thoracolumbar (TL) and sacral surgery | TL and sacral fusion and fixation implant | TL pedicle screw - Shank, tulip | Highridge Medical | MIS POLY 7.0x55MM | 824M7055 | Standalone | DE0510347 | As per HSA registered indication(s) except for radiolucent implants which should be used as follows:  in patients with primary or metastatic spinal tumours who would benefit from post-operative high dose high precision beam therapy upon appropriate and stringent patient selection;  Patient selection should be done via standardised assessment such as the neurological-oncological-mechanical systemic (NOMS) framework; and  The assessment should be carried out by a multidisciplinary team (MDT), which may be inclusive of, but not limited to, radiation oncologists, spine surgeons and interventional radiologists, among others.
Orthopaedics | Spine - Thoracolumbar (TL) and sacral surgery | TL and sacral fusion and fixation implant | TL pedicle screw - Shank, tulip | Highridge Medical | MIS POLY 7.0x60MM | 824M7060 | Standalone | DE0510347 | As per HSA registered indication(s) except for radiolucent implants which should be used as follows:  in patients with primary or metastatic spinal tumours who would benefit from post-operative high dose high precision beam therapy upon appropriate and stringent patient selection;  Patient selection should be done via standardised assessment such as the neurological-oncological-mechanical systemic (NOMS) framework; and  The assessment should be carried out by a multidisciplinary team (MDT), which may be inclusive of, but not limited to, radiation oncologists, spine surgeons and interventional radiologists, among others.
Orthopaedics | Spine - Thoracolumbar (TL) and sacral surgery | TL and sacral fusion and fixation implant | TL pedicle screw - Shank, tulip | Highridge Medical | MIS POLY 7.0x65MM | 824M7065 | Standalone | DE0510347 | As per HSA registered indication(s) except for radiolucent implants which should be used as follows:  in patients with primary or metastatic spinal tumours who would benefit from post-operative high dose high precision beam therapy upon appropriate and stringent patient selection;  Patient selection should be done via standardised assessment such as the neurological-oncological-mechanical systemic (NOMS) framework; and  The assessment should be carried out by a multidisciplinary team (MDT), which may be inclusive of, but not limited to, radiation oncologists, spine surgeons and interventional radiologists, among others.
Orthopaedics | Spine - Thoracolumbar (TL) and sacral surgery | TL and sacral fusion and fixation implant | TL pedicle screw - Shank, tulip | Highridge Medical | MIS POLY 7.0x70MM | 824M7070 | Standalone | DE0510347 | As per HSA registered indication(s) except for radiolucent implants which should be used as follows:  in patients with primary or metastatic spinal tumours who would benefit from post-operative high dose high precision beam therapy upon appropriate and stringent patient selection;  Patient selection should be done via standardised assessment such as the neurological-oncological-mechanical systemic (NOMS) framework; and  The assessment should be carried out by a multidisciplinary team (MDT), which may be inclusive of, but not limited to, radiation oncologists, spine surgeons and interventional radiologists, among others.
Orthopaedics | Spine - Thoracolumbar (TL) and sacral surgery | TL and sacral fusion and fixation implant | TL pedicle screw - Shank, tulip | Highridge Medical | MIS POLY 7.0x75MM | 824M7075 | Standalone | DE0510347 | As per HSA registered indication(s) except for radiolucent implants which should be used as follows:  in patients with primary or metastatic spinal tumours who would benefit from post-operative high dose high precision beam therapy upon appropriate and stringent patient selection;  Patient selection should be done via standardised assessment such as the neurological-oncological-mechanical systemic (NOMS) framework; and  The assessment should be carried out by a multidisciplinary team (MDT), which may be inclusive of, but not limited to, radiation oncologists, spine surgeons and interventional radiologists, among others.
Orthopaedics | Spine - Thoracolumbar (TL) and sacral surgery | TL and sacral fusion and fixation implant | TL pedicle screw - Shank, tulip | Highridge Medical | MIS POLY 7.0x80MM | 824M7080 | Standalone | DE0510347 | As per HSA registered indication(s) except for radiolucent implants which should be used as follows:  in patients with primary or metastatic spinal tumours who would benefit from post-operative high dose high precision beam therapy upon appropriate and stringent patient selection;  Patient selection should be done via standardised assessment such as the neurological-oncological-mechanical systemic (NOMS) framework; and  The assessment should be carried out by a multidisciplinary team (MDT), which may be inclusive of, but not limited to, radiation oncologists, spine surgeons and interventional radiologists, among others.
Orthopaedics | Spine - Thoracolumbar (TL) and sacral surgery | TL and sacral fusion and fixation implant | TL pedicle screw - Shank, tulip | Highridge Medical | MIS POLY 7.0x85MM | 824M7085 | Standalone | DE0510347 | As per HSA registered indication(s) except for radiolucent implants which should be used as follows:  in patients with primary or metastatic spinal tumours who would benefit from post-operative high dose high precision beam therapy upon appropriate and stringent patient selection;  Patient selection should be done via standardised assessment such as the neurological-oncological-mechanical systemic (NOMS) framework; and  The assessment should be carried out by a multidisciplinary team (MDT), which may be inclusive of, but not limited to, radiation oncologists, spine surgeons and interventional radiologists, among others.
Orthopaedics | Spine - Thoracolumbar (TL) and sacral surgery | TL and sacral fusion and fixation implant | TL pedicle screw - Shank, tulip | Highridge Medical | MIS POLY 7.0x90MM | 824M7090 | Standalone | DE0510347 | As per HSA registered indication(s) except for radiolucent implants which should be used as follows:  in patients with primary or metastatic spinal tumours who would benefit from post-operative high dose high precision beam therapy upon appropriate and stringent patient selection;  Patient selection should be done via standardised assessment such as the neurological-oncological-mechanical systemic (NOMS) framework; and  The assessment should be carried out by a multidisciplinary team (MDT), which may be inclusive of, but not limited to, radiation oncologists, spine surgeons and interventional radiologists, among others.
Orthopaedics | Spine - Thoracolumbar (TL) and sacral surgery | TL and sacral fusion and fixation implant | TL pedicle screw - Shank, tulip | Highridge Medical | MIS POLY 7.0x95MM | 824M7095 | Standalone | DE0510347 | As per HSA registered indication(s) except for radiolucent implants which should be used as follows:  in patients with primary or metastatic spinal tumours who would benefit from post-operative high dose high precision beam therapy upon appropriate and stringent patient selection;  Patient selection should be done via standardised assessment such as the neurological-oncological-mechanical systemic (NOMS) framework; and  The assessment should be carried out by a multidisciplinary team (MDT), which may be inclusive of, but not limited to, radiation oncologists, spine surgeons and interventional radiologists, among others.
Orthopaedics | Spine - Thoracolumbar (TL) and sacral surgery | TL and sacral fusion and fixation implant | TL pedicle screw - Shank, tulip | Highridge Medical | MIS POLY 7.5x100MM | 824M7500 | Standalone | DE0510347 | As per HSA registered indication(s) except for radiolucent implants which should be used as follows:  in patients with primary or metastatic spinal tumours who would benefit from post-operative high dose high precision beam therapy upon appropriate and stringent patient selection;  Patient selection should be done via standardised assessment such as the neurological-oncological-mechanical systemic (NOMS) framework; and  The assessment should be carried out by a multidisciplinary team (MDT), which may be inclusive of, but not limited to, radiation oncologists, spine surgeons and interventional radiologists, among others.
Orthopaedics | Spine - Thoracolumbar (TL) and sacral surgery | TL and sacral fusion and fixation implant | TL pedicle screw - Shank, tulip | Highridge Medical | MIS POLY 7.5x105MM | 824M7505 | Standalone | DE0510347 | As per HSA registered indication(s) except for radiolucent implants which should be used as follows:  in patients with primary or metastatic spinal tumours who would benefit from post-operative high dose high precision beam therapy upon appropriate and stringent patient selection;  Patient selection should be done via standardised assessment such as the neurological-oncological-mechanical systemic (NOMS) framework; and  The assessment should be carried out by a multidisciplinary team (MDT), which may be inclusive of, but not limited to, radiation oncologists, spine surgeons and interventional radiologists, among others.
Orthopaedics | Spine - Thoracolumbar (TL) and sacral surgery | TL and sacral fusion and fixation implant | TL pedicle screw - Shank, tulip | Highridge Medical | MIS POLY 7.5x110MM | 824M7510 | Standalone | DE0510347 | As per HSA registered indication(s) except for radiolucent implants which should be used as follows:  in patients with primary or metastatic spinal tumours who would benefit from post-operative high dose high precision beam therapy upon appropriate and stringent patient selection;  Patient selection should be done via standardised assessment such as the neurological-oncological-mechanical systemic (NOMS) framework; and  The assessment should be carried out by a multidisciplinary team (MDT), which may be inclusive of, but not limited to, radiation oncologists, spine surgeons and interventional radiologists, among others.
Orthopaedics | Spine - Thoracolumbar (TL) and sacral surgery | TL and sacral fusion and fixation implant | TL pedicle screw - Shank, tulip | Highridge Medical | MIS POLY 7.5x115MM | 824M7515 | Standalone | DE0510347 | As per HSA registered indication(s) except for radiolucent implants which should be used as follows:  in patients with primary or metastatic spinal tumours who would benefit from post-operative high dose high precision beam therapy upon appropriate and stringent patient selection;  Patient selection should be done via standardised assessment such as the neurological-oncological-mechanical systemic (NOMS) framework; and  The assessment should be carried out by a multidisciplinary team (MDT), which may be inclusive of, but not limited to, radiation oncologists, spine surgeons and interventional radiologists, among others.
Orthopaedics | Spine - Thoracolumbar (TL) and sacral surgery | TL and sacral fusion and fixation implant | TL pedicle screw - Shank, tulip | Highridge Medical | MIS POLY 7.5x20MM | 824M7520 | Standalone | DE0510347 | As per HSA registered indication(s) except for radiolucent implants which should be used as follows:  in patients with primary or metastatic spinal tumours who would benefit from post-operative high dose high precision beam therapy upon appropriate and stringent patient selection;  Patient selection should be done via standardised assessment such as the neurological-oncological-mechanical systemic (NOMS) framework; and  The assessment should be carried out by a multidisciplinary team (MDT), which may be inclusive of, but not limited to, radiation oncologists, spine surgeons and interventional radiologists, among others.
Orthopaedics | Spine - Thoracolumbar (TL) and sacral surgery | TL and sacral fusion and fixation implant | TL pedicle screw - Shank, tulip | Highridge Medical | MIS POLY 7.5x120MM | 824M7521 | Standalone | DE0510347 | As per HSA registered indication(s) except for radiolucent implants which should be used as follows:  in patients with primary or metastatic spinal tumours who would benefit from post-operative high dose high precision beam therapy upon appropriate and stringent patient selection;  Patient selection should be done via standardised assessment such as the neurological-oncological-mechanical systemic (NOMS) framework; and  The assessment should be carried out by a multidisciplinary team (MDT), which may be inclusive of, but not limited to, radiation oncologists, spine surgeons and interventional radiologists, among others.
Orthopaedics | Spine - Thoracolumbar (TL) and sacral surgery | TL and sacral fusion and fixation implant | TL pedicle screw - Shank, tulip | Highridge Medical | MIS POLY 7.5x25MM | 824M7525 | Standalone | DE0510347 | As per HSA registered indication(s) except for radiolucent implants which should be used as follows:  in patients with primary or metastatic spinal tumours who would benefit from post-operative high dose high precision beam therapy upon appropriate and stringent patient selection;  Patient selection should be done via standardised assessment such as the neurological-oncological-mechanical systemic (NOMS) framework; and  The assessment should be carried out by a multidisciplinary team (MDT), which may be inclusive of, but not limited to, radiation oncologists, spine surgeons and interventional radiologists, among others.
Orthopaedics | Spine - Thoracolumbar (TL) and sacral surgery | TL and sacral fusion and fixation implant | TL pedicle screw - Shank, tulip | Highridge Medical | MIS POLY 7.5x30MM | 824M7530 | Standalone | DE0510347 | As per HSA registered indication(s) except for radiolucent implants which should be used as follows:  in patients with primary or metastatic spinal tumours who would benefit from post-operative high dose high precision beam therapy upon appropriate and stringent patient selection;  Patient selection should be done via standardised assessment such as the neurological-oncological-mechanical systemic (NOMS) framework; and  The assessment should be carried out by a multidisciplinary team (MDT), which may be inclusive of, but not limited to, radiation oncologists, spine surgeons and interventional radiologists, among others.
Orthopaedics | Spine - Thoracolumbar (TL) and sacral surgery | TL and sacral fusion and fixation implant | TL pedicle screw - Shank, tulip | Highridge Medical | MIS POLY 7.5x35MM | 824M7535 | Standalone | DE0510347 | As per HSA registered indication(s) except for radiolucent implants which should be used as follows:  in patients with primary or metastatic spinal tumours who would benefit from post-operative high dose high precision beam therapy upon appropriate and stringent patient selection;  Patient selection should be done via standardised assessment such as the neurological-oncological-mechanical systemic (NOMS) framework; and  The assessment should be carried out by a multidisciplinary team (MDT), which may be inclusive of, but not limited to, radiation oncologists, spine surgeons and interventional radiologists, among others.
Orthopaedics | Spine - Thoracolumbar (TL) and sacral surgery | TL and sacral fusion and fixation implant | TL pedicle screw - Shank, tulip | Highridge Medical | MIS POLY 7.5x40MM | 824M7540 | Standalone | DE0510347 | As per HSA registered indication(s) except for radiolucent implants which should be used as follows:  in patients with primary or metastatic spinal tumours who would benefit from post-operative high dose high precision beam therapy upon appropriate and stringent patient selection;  Patient selection should be done via standardised assessment such as the neurological-oncological-mechanical systemic (NOMS) framework; and  The assessment should be carried out by a multidisciplinary team (MDT), which may be inclusive of, but not limited to, radiation oncologists, spine surgeons and interventional radiologists, among others.
Orthopaedics | Spine - Thoracolumbar (TL) and sacral surgery | TL and sacral fusion and fixation implant | TL pedicle screw - Shank, tulip | Highridge Medical | MIS POLY 7.5x45MM | 824M7545 | Standalone | DE0510347 | As per HSA registered indication(s) except for radiolucent implants which should be used as follows:  in patients with primary or metastatic spinal tumours who would benefit from post-operative high dose high precision beam therapy upon appropriate and stringent patient selection;  Patient selection should be done via standardised assessment such as the neurological-oncological-mechanical systemic (NOMS) framework; and  The assessment should be carried out by a multidisciplinary team (MDT), which may be inclusive of, but not limited to, radiation oncologists, spine surgeons and interventional radiologists, among others.
Orthopaedics | Spine - Thoracolumbar (TL) and sacral surgery | TL and sacral fusion and fixation implant | TL pedicle screw - Shank, tulip | Highridge Medical | MIS POLY 7.5x50MM | 824M7550 | Standalone | DE0510347 | As per HSA registered indication(s) except for radiolucent implants which should be used as follows:  in patients with primary or metastatic spinal tumours who would benefit from post-operative high dose high precision beam therapy upon appropriate and stringent patient selection;  Patient selection should be done via standardised assessment such as the neurological-oncological-mechanical systemic (NOMS) framework; and  The assessment should be carried out by a multidisciplinary team (MDT), which may be inclusive of, but not limited to, radiation oncologists, spine surgeons and interventional radiologists, among others.
Orthopaedics | Spine - Thoracolumbar (TL) and sacral surgery | TL and sacral fusion and fixation implant | TL pedicle screw - Shank, tulip | Highridge Medical | MIS POLY 7.5x55MM | 824M7555 | Standalone | DE0510347 | As per HSA registered indication(s) except for radiolucent implants which should be used as follows:  in patients with primary or metastatic spinal tumours who would benefit from post-operative high dose high precision beam therapy upon appropriate and stringent patient selection;  Patient selection should be done via standardised assessment such as the neurological-oncological-mechanical systemic (NOMS) framework; and  The assessment should be carried out by a multidisciplinary team (MDT), which may be inclusive of, but not limited to, radiation oncologists, spine surgeons and interventional radiologists, among others.
Orthopaedics | Spine - Thoracolumbar (TL) and sacral surgery | TL and sacral fusion and fixation implant | TL pedicle screw - Shank, tulip | Highridge Medical | MIS POLY 7.5x60MM | 824M7560 | Standalone | DE0510347 | As per HSA registered indication(s) except for radiolucent implants which should be used as follows:  in patients with primary or metastatic spinal tumours who would benefit from post-operative high dose high precision beam therapy upon appropriate and stringent patient selection;  Patient selection should be done via standardised assessment such as the neurological-oncological-mechanical systemic (NOMS) framework; and  The assessment should be carried out by a multidisciplinary team (MDT), which may be inclusive of, but not limited to, radiation oncologists, spine surgeons and interventional radiologists, among others.
Orthopaedics | Spine - Thoracolumbar (TL) and sacral surgery | TL and sacral fusion and fixation implant | TL pedicle screw - Shank, tulip | Highridge Medical | MIS POLY 7.5x65MM | 824M7565 | Standalone | DE0510347 | As per HSA registered indication(s) except for radiolucent implants which should be used as follows:  in patients with primary or metastatic spinal tumours who would benefit from post-operative high dose high precision beam therapy upon appropriate and stringent patient selection;  Patient selection should be done via standardised assessment such as the neurological-oncological-mechanical systemic (NOMS) framework; and  The assessment should be carried out by a multidisciplinary team (MDT), which may be inclusive of, but not limited to, radiation oncologists, spine surgeons and interventional radiologists, among others.
Orthopaedics | Spine - Thoracolumbar (TL) and sacral surgery | TL and sacral fusion and fixation implant | TL pedicle screw - Shank, tulip | Highridge Medical | MIS POLY 7.5x70MM | 824M7570 | Standalone | DE0510347 | As per HSA registered indication(s) except for radiolucent implants which should be used as follows:  in patients with primary or metastatic spinal tumours who would benefit from post-operative high dose high precision beam therapy upon appropriate and stringent patient selection;  Patient selection should be done via standardised assessment such as the neurological-oncological-mechanical systemic (NOMS) framework; and  The assessment should be carried out by a multidisciplinary team (MDT), which may be inclusive of, but not limited to, radiation oncologists, spine surgeons and interventional radiologists, among others.
Orthopaedics | Spine - Thoracolumbar (TL) and sacral surgery | TL and sacral fusion and fixation implant | TL pedicle screw - Shank, tulip | Highridge Medical | MIS POLY 7.5x75MM | 824M7575 | Standalone | DE0510347 | As per HSA registered indication(s) except for radiolucent implants which should be used as follows:  in patients with primary or metastatic spinal tumours who would benefit from post-operative high dose high precision beam therapy upon appropriate and stringent patient selection;  Patient selection should be done via standardised assessment such as the neurological-oncological-mechanical systemic (NOMS) framework; and  The assessment should be carried out by a multidisciplinary team (MDT), which may be inclusive of, but not limited to, radiation oncologists, spine surgeons and interventional radiologists, among others.
Orthopaedics | Spine - Thoracolumbar (TL) and sacral surgery | TL and sacral fusion and fixation implant | TL pedicle screw - Shank, tulip | Highridge Medical | MIS POLY 7.5x80MM | 824M7580 | Standalone | DE0510347 | As per HSA registered indication(s) except for radiolucent implants which should be used as follows:  in patients with primary or metastatic spinal tumours who would benefit from post-operative high dose high precision beam therapy upon appropriate and stringent patient selection;  Patient selection should be done via standardised assessment such as the neurological-oncological-mechanical systemic (NOMS) framework; and  The assessment should be carried out by a multidisciplinary team (MDT), which may be inclusive of, but not limited to, radiation oncologists, spine surgeons and interventional radiologists, among others.
Orthopaedics | Spine - Thoracolumbar (TL) and sacral surgery | TL and sacral fusion and fixation implant | TL pedicle screw - Shank, tulip | Highridge Medical | MIS POLY 7.5x85MM | 824M7585 | Standalone | DE0510347 | As per HSA registered indication(s) except for radiolucent implants which should be used as follows:  in patients with primary or metastatic spinal tumours who would benefit from post-operative high dose high precision beam therapy upon appropriate and stringent patient selection;  Patient selection should be done via standardised assessment such as the neurological-oncological-mechanical systemic (NOMS) framework; and  The assessment should be carried out by a multidisciplinary team (MDT), which may be inclusive of, but not limited to, radiation oncologists, spine surgeons and interventional radiologists, among others.
Orthopaedics | Spine - Thoracolumbar (TL) and sacral surgery | TL and sacral fusion and fixation implant | TL pedicle screw - Shank, tulip | Highridge Medical | MIS POLY 7.5x90MM | 824M7590 | Standalone | DE0510347 | As per HSA registered indication(s) except for radiolucent implants which should be used as follows:  in patients with primary or metastatic spinal tumours who would benefit from post-operative high dose high precision beam therapy upon appropriate and stringent patient selection;  Patient selection should be done via standardised assessment such as the neurological-oncological-mechanical systemic (NOMS) framework; and  The assessment should be carried out by a multidisciplinary team (MDT), which may be inclusive of, but not limited to, radiation oncologists, spine surgeons and interventional radiologists, among others.
Orthopaedics | Spine - Thoracolumbar (TL) and sacral surgery | TL and sacral fusion and fixation implant | TL pedicle screw - Shank, tulip | Highridge Medical | MIS POLY 7.5x95MM | 824M7595 | Standalone | DE0510347 | As per HSA registered indication(s) except for radiolucent implants which should be used as follows:  in patients with primary or metastatic spinal tumours who would benefit from post-operative high dose high precision beam therapy upon appropriate and stringent patient selection;  Patient selection should be done via standardised assessment such as the neurological-oncological-mechanical systemic (NOMS) framework; and  The assessment should be carried out by a multidisciplinary team (MDT), which may be inclusive of, but not limited to, radiation oncologists, spine surgeons and interventional radiologists, among others.
Orthopaedics | Spine - Thoracolumbar (TL) and sacral surgery | TL and sacral fusion and fixation implant | TL pedicle screw - Shank, tulip | Highridge Medical | MIS POLY 10.0x100MM | 825M1000 | Standalone | DE0510347 | As per HSA registered indication(s) except for radiolucent implants which should be used as follows:  in patients with primary or metastatic spinal tumours who would benefit from post-operative high dose high precision beam therapy upon appropriate and stringent patient selection;  Patient selection should be done via standardised assessment such as the neurological-oncological-mechanical systemic (NOMS) framework; and  The assessment should be carried out by a multidisciplinary team (MDT), which may be inclusive of, but not limited to, radiation oncologists, spine surgeons and interventional radiologists, among others.
Orthopaedics | Spine - Thoracolumbar (TL) and sacral surgery | TL and sacral fusion and fixation implant | TL pedicle screw - Shank, tulip | Highridge Medical | MIS POLY 10.0x105MM | 825M1005 | Standalone | DE0510347 | As per HSA registered indication(s) except for radiolucent implants which should be used as follows:  in patients with primary or metastatic spinal tumours who would benefit from post-operative high dose high precision beam therapy upon appropriate and stringent patient selection;  Patient selection should be done via standardised assessment such as the neurological-oncological-mechanical systemic (NOMS) framework; and  The assessment should be carried out by a multidisciplinary team (MDT), which may be inclusive of, but not limited to, radiation oncologists, spine surgeons and interventional radiologists, among others.
Orthopaedics | Spine - Thoracolumbar (TL) and sacral surgery | TL and sacral fusion and fixation implant | TL pedicle screw - Shank, tulip | Highridge Medical | MIS POLY 10.0x110MM | 825M1010 | Standalone | DE0510347 | As per HSA registered indication(s) except for radiolucent implants which should be used as follows:  in patients with primary or metastatic spinal tumours who would benefit from post-operative high dose high precision beam therapy upon appropriate and stringent patient selection;  Patient selection should be done via standardised assessment such as the neurological-oncological-mechanical systemic (NOMS) framework; and  The assessment should be carried out by a multidisciplinary team (MDT), which may be inclusive of, but not limited to, radiation oncologists, spine surgeons and interventional radiologists, among others.
Orthopaedics | Spine - Thoracolumbar (TL) and sacral surgery | TL and sacral fusion and fixation implant | TL pedicle screw - Shank, tulip | Highridge Medical | MIS POLY 10.0x115MM | 825M1015 | Standalone | DE0510347 | As per HSA registered indication(s) except for radiolucent implants which should be used as follows:  in patients with primary or metastatic spinal tumours who would benefit from post-operative high dose high precision beam therapy upon appropriate and stringent patient selection;  Patient selection should be done via standardised assessment such as the neurological-oncological-mechanical systemic (NOMS) framework; and  The assessment should be carried out by a multidisciplinary team (MDT), which may be inclusive of, but not limited to, radiation oncologists, spine surgeons and interventional radiologists, among others.
Orthopaedics | Spine - Thoracolumbar (TL) and sacral surgery | TL and sacral fusion and fixation implant | TL pedicle screw - Shank, tulip | Highridge Medical | MIS POLY 10.0x20MM | 825M1020 | Standalone | DE0510347 | As per HSA registered indication(s) except for radiolucent implants which should be used as follows:  in patients with primary or metastatic spinal tumours who would benefit from post-operative high dose high precision beam therapy upon appropriate and stringent patient selection;  Patient selection should be done via standardised assessment such as the neurological-oncological-mechanical systemic (NOMS) framework; and  The assessment should be carried out by a multidisciplinary team (MDT), which may be inclusive of, but not limited to, radiation oncologists, spine surgeons and interventional radiologists, among others.
Orthopaedics | Spine - Thoracolumbar (TL) and sacral surgery | TL and sacral fusion and fixation implant | TL pedicle screw - Shank, tulip | Highridge Medical | MIS POLY 10.0x120MM | 825M1021 | Standalone | DE0510347 | As per HSA registered indication(s) except for radiolucent implants which should be used as follows:  in patients with primary or metastatic spinal tumours who would benefit from post-operative high dose high precision beam therapy upon appropriate and stringent patient selection;  Patient selection should be done via standardised assessment such as the neurological-oncological-mechanical systemic (NOMS) framework; and  The assessment should be carried out by a multidisciplinary team (MDT), which may be inclusive of, but not limited to, radiation oncologists, spine surgeons and interventional radiologists, among others.
Orthopaedics | Spine - Thoracolumbar (TL) and sacral surgery | TL and sacral fusion and fixation implant | TL pedicle screw - Shank, tulip | Highridge Medical | MIS POLY 10.0x25MM | 825M1025 | Standalone | DE0510347 | As per HSA registered indication(s) except for radiolucent implants which should be used as follows:  in patients with primary or metastatic spinal tumours who would benefit from post-operative high dose high precision beam therapy upon appropriate and stringent patient selection;  Patient selection should be done via standardised assessment such as the neurological-oncological-mechanical systemic (NOMS) framework; and  The assessment should be carried out by a multidisciplinary team (MDT), which may be inclusive of, but not limited to, radiation oncologists, spine surgeons and interventional radiologists, among others.
Orthopaedics | Spine - Thoracolumbar (TL) and sacral surgery | TL and sacral fusion and fixation implant | TL pedicle screw - Shank, tulip | Highridge Medical | MIS POLY 10.0x30MM | 825M1030 | Standalone | DE0510347 | As per HSA registered indication(s) except for radiolucent implants which should be used as follows:  in patients with primary or metastatic spinal tumours who would benefit from post-operative high dose high precision beam therapy upon appropriate and stringent patient selection;  Patient selection should be done via standardised assessment such as the neurological-oncological-mechanical systemic (NOMS) framework; and  The assessment should be carried out by a multidisciplinary team (MDT), which may be inclusive of, but not limited to, radiation oncologists, spine surgeons and interventional radiologists, among others.
Orthopaedics | Spine - Thoracolumbar (TL) and sacral surgery | TL and sacral fusion and fixation implant | TL pedicle screw - Shank, tulip | Highridge Medical | MIS POLY 10.0x35MM | 825M1035 | Standalone | DE0510347 | As per HSA registered indication(s) except for radiolucent implants which should be used as follows:  in patients with primary or metastatic spinal tumours who would benefit from post-operative high dose high precision beam therapy upon appropriate and stringent patient selection;  Patient selection should be done via standardised assessment such as the neurological-oncological-mechanical systemic (NOMS) framework; and  The assessment should be carried out by a multidisciplinary team (MDT), which may be inclusive of, but not limited to, radiation oncologists, spine surgeons and interventional radiologists, among others.
Orthopaedics | Spine - Thoracolumbar (TL) and sacral surgery | TL and sacral fusion and fixation implant | TL pedicle screw - Shank, tulip | Highridge Medical | MIS POLY 10.0x40MM | 825M1040 | Standalone | DE0510347 | As per HSA registered indication(s) except for radiolucent implants which should be used as follows:  in patients with primary or metastatic spinal tumours who would benefit from post-operative high dose high precision beam therapy upon appropriate and stringent patient selection;  Patient selection should be done via standardised assessment such as the neurological-oncological-mechanical systemic (NOMS) framework; and  The assessment should be carried out by a multidisciplinary team (MDT), which may be inclusive of, but not limited to, radiation oncologists, spine surgeons and interventional radiologists, among others.
Orthopaedics | Spine - Thoracolumbar (TL) and sacral surgery | TL and sacral fusion and fixation implant | TL pedicle screw - Shank, tulip | Highridge Medical | MIS POLY 10.0x45MM | 825M1045 | Standalone | DE0510347 | As per HSA registered indication(s) except for radiolucent implants which should be used as follows:  in patients with primary or metastatic spinal tumours who would benefit from post-operative high dose high precision beam therapy upon appropriate and stringent patient selection;  Patient selection should be done via standardised assessment such as the neurological-oncological-mechanical systemic (NOMS) framework; and  The assessment should be carried out by a multidisciplinary team (MDT), which may be inclusive of, but not limited to, radiation oncologists, spine surgeons and interventional radiologists, among others.
Orthopaedics | Spine - Thoracolumbar (TL) and sacral surgery | TL and sacral fusion and fixation implant | TL pedicle screw - Shank, tulip | Highridge Medical | MIS POLY 10.0x50MM | 825M1050 | Standalone | DE0510347 | As per HSA registered indication(s) except for radiolucent implants which should be used as follows:  in patients with primary or metastatic spinal tumours who would benefit from post-operative high dose high precision beam therapy upon appropriate and stringent patient selection;  Patient selection should be done via standardised assessment such as the neurological-oncological-mechanical systemic (NOMS) framework; and  The assessment should be carried out by a multidisciplinary team (MDT), which may be inclusive of, but not limited to, radiation oncologists, spine surgeons and interventional radiologists, among others.
Orthopaedics | Spine - Thoracolumbar (TL) and sacral surgery | TL and sacral fusion and fixation implant | TL pedicle screw - Shank, tulip | Highridge Medical | MIS POLY 10.0x55MM | 825M1055 | Standalone | DE0510347 | As per HSA registered indication(s) except for radiolucent implants which should be used as follows:  in patients with primary or metastatic spinal tumours who would benefit from post-operative high dose high precision beam therapy upon appropriate and stringent patient selection;  Patient selection should be done via standardised assessment such as the neurological-oncological-mechanical systemic (NOMS) framework; and  The assessment should be carried out by a multidisciplinary team (MDT), which may be inclusive of, but not limited to, radiation oncologists, spine surgeons and interventional radiologists, among others.
Orthopaedics | Spine - Thoracolumbar (TL) and sacral surgery | TL and sacral fusion and fixation implant | TL pedicle screw - Shank, tulip | Highridge Medical | MIS POLY 10.0x60MM | 825M1060 | Standalone | DE0510347 | As per HSA registered indication(s) except for radiolucent implants which should be used as follows:  in patients with primary or metastatic spinal tumours who would benefit from post-operative high dose high precision beam therapy upon appropriate and stringent patient selection;  Patient selection should be done via standardised assessment such as the neurological-oncological-mechanical systemic (NOMS) framework; and  The assessment should be carried out by a multidisciplinary team (MDT), which may be inclusive of, but not limited to, radiation oncologists, spine surgeons and interventional radiologists, among others.
Orthopaedics | Spine - Thoracolumbar (TL) and sacral surgery | TL and sacral fusion and fixation implant | TL pedicle screw - Shank, tulip | Highridge Medical | MIS POLY 10.0x65MM | 825M1065 | Standalone | DE0510347 | As per HSA registered indication(s) except for radiolucent implants which should be used as follows:  in patients with primary or metastatic spinal tumours who would benefit from post-operative high dose high precision beam therapy upon appropriate and stringent patient selection;  Patient selection should be done via standardised assessment such as the neurological-oncological-mechanical systemic (NOMS) framework; and  The assessment should be carried out by a multidisciplinary team (MDT), which may be inclusive of, but not limited to, radiation oncologists, spine surgeons and interventional radiologists, among others.
Orthopaedics | Spine - Thoracolumbar (TL) and sacral surgery | TL and sacral fusion and fixation implant | TL pedicle screw - Shank, tulip | Highridge Medical | MIS POLY 10.0x70MM | 825M1070 | Standalone | DE0510347 | As per HSA registered indication(s) except for radiolucent implants which should be used as follows:  in patients with primary or metastatic spinal tumours who would benefit from post-operative high dose high precision beam therapy upon appropriate and stringent patient selection;  Patient selection should be done via standardised assessment such as the neurological-oncological-mechanical systemic (NOMS) framework; and  The assessment should be carried out by a multidisciplinary team (MDT), which may be inclusive of, but not limited to, radiation oncologists, spine surgeons and interventional radiologists, among others.
Orthopaedics | Spine - Thoracolumbar (TL) and sacral surgery | TL and sacral fusion and fixation implant | TL pedicle screw - Shank, tulip | Highridge Medical | MIS POLY 10.0x75MM | 825M1075 | Standalone | DE0510347 | As per HSA registered indication(s) except for radiolucent implants which should be used as follows:  in patients with primary or metastatic spinal tumours who would benefit from post-operative high dose high precision beam therapy upon appropriate and stringent patient selection;  Patient selection should be done via standardised assessment such as the neurological-oncological-mechanical systemic (NOMS) framework; and  The assessment should be carried out by a multidisciplinary team (MDT), which may be inclusive of, but not limited to, radiation oncologists, spine surgeons and interventional radiologists, among others.
Orthopaedics | Spine - Thoracolumbar (TL) and sacral surgery | TL and sacral fusion and fixation implant | TL pedicle screw - Shank, tulip | Highridge Medical | MIS POLY 10.0x80MM | 825M1080 | Standalone | DE0510347 | As per HSA registered indication(s) except for radiolucent implants which should be used as follows:  in patients with primary or metastatic spinal tumours who would benefit from post-operative high dose high precision beam therapy upon appropriate and stringent patient selection;  Patient selection should be done via standardised assessment such as the neurological-oncological-mechanical systemic (NOMS) framework; and  The assessment should be carried out by a multidisciplinary team (MDT), which may be inclusive of, but not limited to, radiation oncologists, spine surgeons and interventional radiologists, among others.
Orthopaedics | Spine - Thoracolumbar (TL) and sacral surgery | TL and sacral fusion and fixation implant | TL pedicle screw - Shank, tulip | Highridge Medical | MIS POLY 10.0x85MM | 825M1085 | Standalone | DE0510347 | As per HSA registered indication(s) except for radiolucent implants which should be used as follows:  in patients with primary or metastatic spinal tumours who would benefit from post-operative high dose high precision beam therapy upon appropriate and stringent patient selection;  Patient selection should be done via standardised assessment such as the neurological-oncological-mechanical systemic (NOMS) framework; and  The assessment should be carried out by a multidisciplinary team (MDT), which may be inclusive of, but not limited to, radiation oncologists, spine surgeons and interventional radiologists, among others.
Orthopaedics | Spine - Thoracolumbar (TL) and sacral surgery | TL and sacral fusion and fixation implant | TL pedicle screw - Shank, tulip | Highridge Medical | MIS POLY 10.0x90MM | 825M1090 | Standalone | DE0510347 | As per HSA registered indication(s) except for radiolucent implants which should be used as follows:  in patients with primary or metastatic spinal tumours who would benefit from post-operative high dose high precision beam therapy upon appropriate and stringent patient selection;  Patient selection should be done via standardised assessment such as the neurological-oncological-mechanical systemic (NOMS) framework; and  The assessment should be carried out by a multidisciplinary team (MDT), which may be inclusive of, but not limited to, radiation oncologists, spine surgeons and interventional radiologists, among others.
Orthopaedics | Spine - Thoracolumbar (TL) and sacral surgery | TL and sacral fusion and fixation implant | TL pedicle screw - Shank, tulip | Highridge Medical | MIS POLY 10.0x95MM | 825M1095 | Standalone | DE0510347 | As per HSA registered indication(s) except for radiolucent implants which should be used as follows:  in patients with primary or metastatic spinal tumours who would benefit from post-operative high dose high precision beam therapy upon appropriate and stringent patient selection;  Patient selection should be done via standardised assessment such as the neurological-oncological-mechanical systemic (NOMS) framework; and  The assessment should be carried out by a multidisciplinary team (MDT), which may be inclusive of, but not limited to, radiation oncologists, spine surgeons and interventional radiologists, among others.
Orthopaedics | Spine - Thoracolumbar (TL) and sacral surgery | TL and sacral fusion and fixation implant | TL pedicle screw - Shank, tulip | Highridge Medical | MIS POLY 10.5x100MM | 825M1500 | Standalone | DE0510347 | As per HSA registered indication(s) except for radiolucent implants which should be used as follows:  in patients with primary or metastatic spinal tumours who would benefit from post-operative high dose high precision beam therapy upon appropriate and stringent patient selection;  Patient selection should be done via standardised assessment such as the neurological-oncological-mechanical systemic (NOMS) framework; and  The assessment should be carried out by a multidisciplinary team (MDT), which may be inclusive of, but not limited to, radiation oncologists, spine surgeons and interventional radiologists, among others.
Orthopaedics | Spine - Thoracolumbar (TL) and sacral surgery | TL and sacral fusion and fixation implant | TL pedicle screw - Shank, tulip | Highridge Medical | MIS POLY 10.5x105MM | 825M1505 | Standalone | DE0510347 | As per HSA registered indication(s) except for radiolucent implants which should be used as follows:  in patients with primary or metastatic spinal tumours who would benefit from post-operative high dose high precision beam therapy upon appropriate and stringent patient selection;  Patient selection should be done via standardised assessment such as the neurological-oncological-mechanical systemic (NOMS) framework; and  The assessment should be carried out by a multidisciplinary team (MDT), which may be inclusive of, but not limited to, radiation oncologists, spine surgeons and interventional radiologists, among others.
Orthopaedics | Spine - Thoracolumbar (TL) and sacral surgery | TL and sacral fusion and fixation implant | TL pedicle screw - Shank, tulip | Highridge Medical | MIS POLY 10.5x110MM | 825M1510 | Standalone | DE0510347 | As per HSA registered indication(s) except for radiolucent implants which should be used as follows:  in patients with primary or metastatic spinal tumours who would benefit from post-operative high dose high precision beam therapy upon appropriate and stringent patient selection;  Patient selection should be done via standardised assessment such as the neurological-oncological-mechanical systemic (NOMS) framework; and  The assessment should be carried out by a multidisciplinary team (MDT), which may be inclusive of, but not limited to, radiation oncologists, spine surgeons and interventional radiologists, among others.
Orthopaedics | Spine - Thoracolumbar (TL) and sacral surgery | TL and sacral fusion and fixation implant | TL pedicle screw - Shank, tulip | Highridge Medical | MIS POLY 10.5x115MM | 825M1515 | Standalone | DE0510347 | As per HSA registered indication(s) except for radiolucent implants which should be used as follows:  in patients with primary or metastatic spinal tumours who would benefit from post-operative high dose high precision beam therapy upon appropriate and stringent patient selection;  Patient selection should be done via standardised assessment such as the neurological-oncological-mechanical systemic (NOMS) framework; and  The assessment should be carried out by a multidisciplinary team (MDT), which may be inclusive of, but not limited to, radiation oncologists, spine surgeons and interventional radiologists, among others.
Orthopaedics | Spine - Thoracolumbar (TL) and sacral surgery | TL and sacral fusion and fixation implant | TL pedicle screw - Shank, tulip | Highridge Medical | MIS POLY 10.5x20MM | 825M1520 | Standalone | DE0510347 | As per HSA registered indication(s) except for radiolucent implants which should be used as follows:  in patients with primary or metastatic spinal tumours who would benefit from post-operative high dose high precision beam therapy upon appropriate and stringent patient selection;  Patient selection should be done via standardised assessment such as the neurological-oncological-mechanical systemic (NOMS) framework; and  The assessment should be carried out by a multidisciplinary team (MDT), which may be inclusive of, but not limited to, radiation oncologists, spine surgeons and interventional radiologists, among others.
Orthopaedics | Spine - Thoracolumbar (TL) and sacral surgery | TL and sacral fusion and fixation implant | TL pedicle screw - Shank, tulip | Highridge Medical | MIS POLY 10.5x120MM | 825M1521 | Standalone | DE0510347 | As per HSA registered indication(s) except for radiolucent implants which should be used as follows:  in patients with primary or metastatic spinal tumours who would benefit from post-operative high dose high precision beam therapy upon appropriate and stringent patient selection;  Patient selection should be done via standardised assessment such as the neurological-oncological-mechanical systemic (NOMS) framework; and  The assessment should be carried out by a multidisciplinary team (MDT), which may be inclusive of, but not limited to, radiation oncologists, spine surgeons and interventional radiologists, among others.
Orthopaedics | Spine - Thoracolumbar (TL) and sacral surgery | TL and sacral fusion and fixation implant | TL pedicle screw - Shank, tulip | Highridge Medical | MIS POLY 10.5x25MM | 825M1525 | Standalone | DE0510347 | As per HSA registered indication(s) except for radiolucent implants which should be used as follows:  in patients with primary or metastatic spinal tumours who would benefit from post-operative high dose high precision beam therapy upon appropriate and stringent patient selection;  Patient selection should be done via standardised assessment such as the neurological-oncological-mechanical systemic (NOMS) framework; and  The assessment should be carried out by a multidisciplinary team (MDT), which may be inclusive of, but not limited to, radiation oncologists, spine surgeons and interventional radiologists, among others.
Orthopaedics | Spine - Thoracolumbar (TL) and sacral surgery | TL and sacral fusion and fixation implant | TL pedicle screw - Shank, tulip | Highridge Medical | MIS POLY 10.5x30MM | 825M1530 | Standalone | DE0510347 | As per HSA registered indication(s) except for radiolucent implants which should be used as follows:  in patients with primary or metastatic spinal tumours who would benefit from post-operative high dose high precision beam therapy upon appropriate and stringent patient selection;  Patient selection should be done via standardised assessment such as the neurological-oncological-mechanical systemic (NOMS) framework; and  The assessment should be carried out by a multidisciplinary team (MDT), which may be inclusive of, but not limited to, radiation oncologists, spine surgeons and interventional radiologists, among others.
Orthopaedics | Spine - Thoracolumbar (TL) and sacral surgery | TL and sacral fusion and fixation implant | TL pedicle screw - Shank, tulip | Highridge Medical | MIS POLY 10.5x35MM | 825M1535 | Standalone | DE0510347 | As per HSA registered indication(s) except for radiolucent implants which should be used as follows:  in patients with primary or metastatic spinal tumours who would benefit from post-operative high dose high precision beam therapy upon appropriate and stringent patient selection;  Patient selection should be done via standardised assessment such as the neurological-oncological-mechanical systemic (NOMS) framework; and  The assessment should be carried out by a multidisciplinary team (MDT), which may be inclusive of, but not limited to, radiation oncologists, spine surgeons and interventional radiologists, among others.
Orthopaedics | Spine - Thoracolumbar (TL) and sacral surgery | TL and sacral fusion and fixation implant | TL pedicle screw - Shank, tulip | Highridge Medical | MIS POLY 10.5x40MM | 825M1540 | Standalone | DE0510347 | As per HSA registered indication(s) except for radiolucent implants which should be used as follows:  in patients with primary or metastatic spinal tumours who would benefit from post-operative high dose high precision beam therapy upon appropriate and stringent patient selection;  Patient selection should be done via standardised assessment such as the neurological-oncological-mechanical systemic (NOMS) framework; and  The assessment should be carried out by a multidisciplinary team (MDT), which may be inclusive of, but not limited to, radiation oncologists, spine surgeons and interventional radiologists, among others.
Orthopaedics | Spine - Thoracolumbar (TL) and sacral surgery | TL and sacral fusion and fixation implant | TL pedicle screw - Shank, tulip | Highridge Medical | MIS POLY 10.5x45MM | 825M1545 | Standalone | DE0510347 | As per HSA registered indication(s) except for radiolucent implants which should be used as follows:  in patients with primary or metastatic spinal tumours who would benefit from post-operative high dose high precision beam therapy upon appropriate and stringent patient selection;  Patient selection should be done via standardised assessment such as the neurological-oncological-mechanical systemic (NOMS) framework; and  The assessment should be carried out by a multidisciplinary team (MDT), which may be inclusive of, but not limited to, radiation oncologists, spine surgeons and interventional radiologists, among others.
Orthopaedics | Spine - Thoracolumbar (TL) and sacral surgery | TL and sacral fusion and fixation implant | TL pedicle screw - Shank, tulip | Highridge Medical | MIS POLY 10.5x50MM | 825M1550 | Standalone | DE0510347 | As per HSA registered indication(s) except for radiolucent implants which should be used as follows:  in patients with primary or metastatic spinal tumours who would benefit from post-operative high dose high precision beam therapy upon appropriate and stringent patient selection;  Patient selection should be done via standardised assessment such as the neurological-oncological-mechanical systemic (NOMS) framework; and  The assessment should be carried out by a multidisciplinary team (MDT), which may be inclusive of, but not limited to, radiation oncologists, spine surgeons and interventional radiologists, among others.
Orthopaedics | Spine - Thoracolumbar (TL) and sacral surgery | TL and sacral fusion and fixation implant | TL pedicle screw - Shank, tulip | Highridge Medical | MIS POLY 10.5x55MM | 825M1555 | Standalone | DE0510347 | As per HSA registered indication(s) except for radiolucent implants which should be used as follows:  in patients with primary or metastatic spinal tumours who would benefit from post-operative high dose high precision beam therapy upon appropriate and stringent patient selection;  Patient selection should be done via standardised assessment such as the neurological-oncological-mechanical systemic (NOMS) framework; and  The assessment should be carried out by a multidisciplinary team (MDT), which may be inclusive of, but not limited to, radiation oncologists, spine surgeons and interventional radiologists, among others.
Orthopaedics | Spine - Thoracolumbar (TL) and sacral surgery | TL and sacral fusion and fixation implant | TL pedicle screw - Shank, tulip | Highridge Medical | MIS POLY 10.5x60MM | 825M1560 | Standalone | DE0510347 | As per HSA registered indication(s) except for radiolucent implants which should be used as follows:  in patients with primary or metastatic spinal tumours who would benefit from post-operative high dose high precision beam therapy upon appropriate and stringent patient selection;  Patient selection should be done via standardised assessment such as the neurological-oncological-mechanical systemic (NOMS) framework; and  The assessment should be carried out by a multidisciplinary team (MDT), which may be inclusive of, but not limited to, radiation oncologists, spine surgeons and interventional radiologists, among others.
Orthopaedics | Spine - Thoracolumbar (TL) and sacral surgery | TL and sacral fusion and fixation implant | TL pedicle screw - Shank, tulip | Highridge Medical | MIS POLY 10.5x65MM | 825M1565 | Standalone | DE0510347 | As per HSA registered indication(s) except for radiolucent implants which should be used as follows:  in patients with primary or metastatic spinal tumours who would benefit from post-operative high dose high precision beam therapy upon appropriate and stringent patient selection;  Patient selection should be done via standardised assessment such as the neurological-oncological-mechanical systemic (NOMS) framework; and  The assessment should be carried out by a multidisciplinary team (MDT), which may be inclusive of, but not limited to, radiation oncologists, spine surgeons and interventional radiologists, among others.
Orthopaedics | Spine - Thoracolumbar (TL) and sacral surgery | TL and sacral fusion and fixation implant | TL pedicle screw - Shank, tulip | Highridge Medical | MIS POLY 10.5x70MM | 825M1570 | Standalone | DE0510347 | As per HSA registered indication(s) except for radiolucent implants which should be used as follows:  in patients with primary or metastatic spinal tumours who would benefit from post-operative high dose high precision beam therapy upon appropriate and stringent patient selection;  Patient selection should be done via standardised assessment such as the neurological-oncological-mechanical systemic (NOMS) framework; and  The assessment should be carried out by a multidisciplinary team (MDT), which may be inclusive of, but not limited to, radiation oncologists, spine surgeons and interventional radiologists, among others.
Orthopaedics | Spine - Thoracolumbar (TL) and sacral surgery | TL and sacral fusion and fixation implant | TL pedicle screw - Shank, tulip | Highridge Medical | MIS POLY 10.5x75MM | 825M1575 | Standalone | DE0510347 | As per HSA registered indication(s) except for radiolucent implants which should be used as follows:  in patients with primary or metastatic spinal tumours who would benefit from post-operative high dose high precision beam therapy upon appropriate and stringent patient selection;  Patient selection should be done via standardised assessment such as the neurological-oncological-mechanical systemic (NOMS) framework; and  The assessment should be carried out by a multidisciplinary team (MDT), which may be inclusive of, but not limited to, radiation oncologists, spine surgeons and interventional radiologists, among others.
Orthopaedics | Spine - Thoracolumbar (TL) and sacral surgery | TL and sacral fusion and fixation implant | TL pedicle screw - Shank, tulip | Highridge Medical | MIS POLY 10.5x80MM | 825M1580 | Standalone | DE0510347 | As per HSA registered indication(s) except for radiolucent implants which should be used as follows:  in patients with primary or metastatic spinal tumours who would benefit from post-operative high dose high precision beam therapy upon appropriate and stringent patient selection;  Patient selection should be done via standardised assessment such as the neurological-oncological-mechanical systemic (NOMS) framework; and  The assessment should be carried out by a multidisciplinary team (MDT), which may be inclusive of, but not limited to, radiation oncologists, spine surgeons and interventional radiologists, among others.
Orthopaedics | Spine - Thoracolumbar (TL) and sacral surgery | TL and sacral fusion and fixation implant | TL pedicle screw - Shank, tulip | Highridge Medical | MIS POLY 10.5x85MM | 825M1585 | Standalone | DE0510347 | As per HSA registered indication(s) except for radiolucent implants which should be used as follows:  in patients with primary or metastatic spinal tumours who would benefit from post-operative high dose high precision beam therapy upon appropriate and stringent patient selection;  Patient selection should be done via standardised assessment such as the neurological-oncological-mechanical systemic (NOMS) framework; and  The assessment should be carried out by a multidisciplinary team (MDT), which may be inclusive of, but not limited to, radiation oncologists, spine surgeons and interventional radiologists, among others.
Orthopaedics | Spine - Thoracolumbar (TL) and sacral surgery | TL and sacral fusion and fixation implant | TL pedicle screw - Shank, tulip | Highridge Medical | MIS POLY 10.5x90MM | 825M1590 | Standalone | DE0510347 | As per HSA registered indication(s) except for radiolucent implants which should be used as follows:  in patients with primary or metastatic spinal tumours who would benefit from post-operative high dose high precision beam therapy upon appropriate and stringent patient selection;  Patient selection should be done via standardised assessment such as the neurological-oncological-mechanical systemic (NOMS) framework; and  The assessment should be carried out by a multidisciplinary team (MDT), which may be inclusive of, but not limited to, radiation oncologists, spine surgeons and interventional radiologists, among others.
Orthopaedics | Spine - Thoracolumbar (TL) and sacral surgery | TL and sacral fusion and fixation implant | TL pedicle screw - Shank, tulip | Highridge Medical | MIS POLY 10.5x95MM | 825M1595 | Standalone | DE0510347 | As per HSA registered indication(s) except for radiolucent implants which should be used as follows:  in patients with primary or metastatic spinal tumours who would benefit from post-operative high dose high precision beam therapy upon appropriate and stringent patient selection;  Patient selection should be done via standardised assessment such as the neurological-oncological-mechanical systemic (NOMS) framework; and  The assessment should be carried out by a multidisciplinary team (MDT), which may be inclusive of, but not limited to, radiation oncologists, spine surgeons and interventional radiologists, among others.
Orthopaedics | Spine - Thoracolumbar (TL) and sacral surgery | TL and sacral fusion and fixation implant | TL pedicle screw - Shank, tulip | Highridge Medical | MIS POLY 8.0x100MM | 825M8000 | Standalone | DE0510347 | As per HSA registered indication(s) except for radiolucent implants which should be used as follows:  in patients with primary or metastatic spinal tumours who would benefit from post-operative high dose high precision beam therapy upon appropriate and stringent patient selection;  Patient selection should be done via standardised assessment such as the neurological-oncological-mechanical systemic (NOMS) framework; and  The assessment should be carried out by a multidisciplinary team (MDT), which may be inclusive of, but not limited to, radiation oncologists, spine surgeons and interventional radiologists, among others.
Orthopaedics | Spine - Thoracolumbar (TL) and sacral surgery | TL and sacral fusion and fixation implant | TL pedicle screw - Shank, tulip | Highridge Medical | MIS POLY 8.0x105MM | 825M8005 | Standalone | DE0510347 | As per HSA registered indication(s) except for radiolucent implants which should be used as follows:  in patients with primary or metastatic spinal tumours who would benefit from post-operative high dose high precision beam therapy upon appropriate and stringent patient selection;  Patient selection should be done via standardised assessment such as the neurological-oncological-mechanical systemic (NOMS) framework; and  The assessment should be carried out by a multidisciplinary team (MDT), which may be inclusive of, but not limited to, radiation oncologists, spine surgeons and interventional radiologists, among others.
Orthopaedics | Spine - Thoracolumbar (TL) and sacral surgery | TL and sacral fusion and fixation implant | TL pedicle screw - Shank, tulip | Highridge Medical | MIS POLY 8.0x110MM | 825M8010 | Standalone | DE0510347 | As per HSA registered indication(s) except for radiolucent implants which should be used as follows:  in patients with primary or metastatic spinal tumours who would benefit from post-operative high dose high precision beam therapy upon appropriate and stringent patient selection;  Patient selection should be done via standardised assessment such as the neurological-oncological-mechanical systemic (NOMS) framework; and  The assessment should be carried out by a multidisciplinary team (MDT), which may be inclusive of, but not limited to, radiation oncologists, spine surgeons and interventional radiologists, among others.
Orthopaedics | Spine - Thoracolumbar (TL) and sacral surgery | TL and sacral fusion and fixation implant | TL pedicle screw - Shank, tulip | Highridge Medical | MIS POLY 8.0x115MM | 825M8015 | Standalone | DE0510347 | As per HSA registered indication(s) except for radiolucent implants which should be used as follows:  in patients with primary or metastatic spinal tumours who would benefit from post-operative high dose high precision beam therapy upon appropriate and stringent patient selection;  Patient selection should be done via standardised assessment such as the neurological-oncological-mechanical systemic (NOMS) framework; and  The assessment should be carried out by a multidisciplinary team (MDT), which may be inclusive of, but not limited to, radiation oncologists, spine surgeons and interventional radiologists, among others.
Orthopaedics | Spine - Thoracolumbar (TL) and sacral surgery | TL and sacral fusion and fixation implant | TL pedicle screw - Shank, tulip | Highridge Medical | MIS POLY 8.0x20MM | 825M8020 | Standalone | DE0510347 | As per HSA registered indication(s) except for radiolucent implants which should be used as follows:  in patients with primary or metastatic spinal tumours who would benefit from post-operative high dose high precision beam therapy upon appropriate and stringent patient selection;  Patient selection should be done via standardised assessment such as the neurological-oncological-mechanical systemic (NOMS) framework; and  The assessment should be carried out by a multidisciplinary team (MDT), which may be inclusive of, but not limited to, radiation oncologists, spine surgeons and interventional radiologists, among others.
Orthopaedics | Spine - Thoracolumbar (TL) and sacral surgery | TL and sacral fusion and fixation implant | TL pedicle screw - Shank, tulip | Highridge Medical | MIS POLY 8.0x120MM | 825M8021 | Standalone | DE0510347 | As per HSA registered indication(s) except for radiolucent implants which should be used as follows:  in patients with primary or metastatic spinal tumours who would benefit from post-operative high dose high precision beam therapy upon appropriate and stringent patient selection;  Patient selection should be done via standardised assessment such as the neurological-oncological-mechanical systemic (NOMS) framework; and  The assessment should be carried out by a multidisciplinary team (MDT), which may be inclusive of, but not limited to, radiation oncologists, spine surgeons and interventional radiologists, among others.
Orthopaedics | Spine - Thoracolumbar (TL) and sacral surgery | TL and sacral fusion and fixation implant | TL pedicle screw - Shank, tulip | Highridge Medical | MIS POLY 8.0x25MM | 825M8025 | Standalone | DE0510347 | As per HSA registered indication(s) except for radiolucent implants which should be used as follows:  in patients with primary or metastatic spinal tumours who would benefit from post-operative high dose high precision beam therapy upon appropriate and stringent patient selection;  Patient selection should be done via standardised assessment such as the neurological-oncological-mechanical systemic (NOMS) framework; and  The assessment should be carried out by a multidisciplinary team (MDT), which may be inclusive of, but not limited to, radiation oncologists, spine surgeons and interventional radiologists, among others.
Orthopaedics | Spine - Thoracolumbar (TL) and sacral surgery | TL and sacral fusion and fixation implant | TL pedicle screw - Shank, tulip | Highridge Medical | MIS POLY 8.0x30MM | 825M8030 | Standalone | DE0510347 | As per HSA registered indication(s) except for radiolucent implants which should be used as follows:  in patients with primary or metastatic spinal tumours who would benefit from post-operative high dose high precision beam therapy upon appropriate and stringent patient selection;  Patient selection should be done via standardised assessment such as the neurological-oncological-mechanical systemic (NOMS) framework; and  The assessment should be carried out by a multidisciplinary team (MDT), which may be inclusive of, but not limited to, radiation oncologists, spine surgeons and interventional radiologists, among others.
Orthopaedics | Spine - Thoracolumbar (TL) and sacral surgery | TL and sacral fusion and fixation implant | TL pedicle screw - Shank, tulip | Highridge Medical | MIS POLY 8.0x35MM | 825M8035 | Standalone | DE0510347 | As per HSA registered indication(s) except for radiolucent implants which should be used as follows:  in patients with primary or metastatic spinal tumours who would benefit from post-operative high dose high precision beam therapy upon appropriate and stringent patient selection;  Patient selection should be done via standardised assessment such as the neurological-oncological-mechanical systemic (NOMS) framework; and  The assessment should be carried out by a multidisciplinary team (MDT), which may be inclusive of, but not limited to, radiation oncologists, spine surgeons and interventional radiologists, among others.
Orthopaedics | Spine - Thoracolumbar (TL) and sacral surgery | TL and sacral fusion and fixation implant | TL pedicle screw - Shank, tulip | Highridge Medical | MIS POLY 8.0x40MM | 825M8040 | Standalone | DE0510347 | As per HSA registered indication(s) except for radiolucent implants which should be used as follows:  in patients with primary or metastatic spinal tumours who would benefit from post-operative high dose high precision beam therapy upon appropriate and stringent patient selection;  Patient selection should be done via standardised assessment such as the neurological-oncological-mechanical systemic (NOMS) framework; and  The assessment should be carried out by a multidisciplinary team (MDT), which may be inclusive of, but not limited to, radiation oncologists, spine surgeons and interventional radiologists, among others.
Orthopaedics | Spine - Thoracolumbar (TL) and sacral surgery | TL and sacral fusion and fixation implant | TL pedicle screw - Shank, tulip | Highridge Medical | MIS POLY 8.0x45MM | 825M8045 | Standalone | DE0510347 | As per HSA registered indication(s) except for radiolucent implants which should be used as follows:  in patients with primary or metastatic spinal tumours who would benefit from post-operative high dose high precision beam therapy upon appropriate and stringent patient selection;  Patient selection should be done via standardised assessment such as the neurological-oncological-mechanical systemic (NOMS) framework; and  The assessment should be carried out by a multidisciplinary team (MDT), which may be inclusive of, but not limited to, radiation oncologists, spine surgeons and interventional radiologists, among others.
Orthopaedics | Spine - Thoracolumbar (TL) and sacral surgery | TL and sacral fusion and fixation implant | TL pedicle screw - Shank, tulip | Highridge Medical | MIS POLY 8.0x50MM | 825M8050 | Standalone | DE0510347 | As per HSA registered indication(s) except for radiolucent implants which should be used as follows:  in patients with primary or metastatic spinal tumours who would benefit from post-operative high dose high precision beam therapy upon appropriate and stringent patient selection;  Patient selection should be done via standardised assessment such as the neurological-oncological-mechanical systemic (NOMS) framework; and  The assessment should be carried out by a multidisciplinary team (MDT), which may be inclusive of, but not limited to, radiation oncologists, spine surgeons and interventional radiologists, among others.
Orthopaedics | Spine - Thoracolumbar (TL) and sacral surgery | TL and sacral fusion and fixation implant | TL pedicle screw - Shank, tulip | Highridge Medical | MIS POLY 8.0x55MM | 825M8055 | Standalone | DE0510347 | As per HSA registered indication(s) except for radiolucent implants which should be used as follows:  in patients with primary or metastatic spinal tumours who would benefit from post-operative high dose high precision beam therapy upon appropriate and stringent patient selection;  Patient selection should be done via standardised assessment such as the neurological-oncological-mechanical systemic (NOMS) framework; and  The assessment should be carried out by a multidisciplinary team (MDT), which may be inclusive of, but not limited to, radiation oncologists, spine surgeons and interventional radiologists, among others.
Orthopaedics | Spine - Thoracolumbar (TL) and sacral surgery | TL and sacral fusion and fixation implant | TL pedicle screw - Shank, tulip | Highridge Medical | MIS POLY 8.0x60MM | 825M8060 | Standalone | DE0510347 | As per HSA registered indication(s) except for radiolucent implants which should be used as follows:  in patients with primary or metastatic spinal tumours who would benefit from post-operative high dose high precision beam therapy upon appropriate and stringent patient selection;  Patient selection should be done via standardised assessment such as the neurological-oncological-mechanical systemic (NOMS) framework; and  The assessment should be carried out by a multidisciplinary team (MDT), which may be inclusive of, but not limited to, radiation oncologists, spine surgeons and interventional radiologists, among others.
Orthopaedics | Spine - Thoracolumbar (TL) and sacral surgery | TL and sacral fusion and fixation implant | TL pedicle screw - Shank, tulip | Highridge Medical | MIS POLY 8.0x65MM | 825M8065 | Standalone | DE0510347 | As per HSA registered indication(s) except for radiolucent implants which should be used as follows:  in patients with primary or metastatic spinal tumours who would benefit from post-operative high dose high precision beam therapy upon appropriate and stringent patient selection;  Patient selection should be done via standardised assessment such as the neurological-oncological-mechanical systemic (NOMS) framework; and  The assessment should be carried out by a multidisciplinary team (MDT), which may be inclusive of, but not limited to, radiation oncologists, spine surgeons and interventional radiologists, among others.
Orthopaedics | Spine - Thoracolumbar (TL) and sacral surgery | TL and sacral fusion and fixation implant | TL pedicle screw - Shank, tulip | Highridge Medical | MIS POLY 8.0x70MM | 825M8070 | Standalone | DE0510347 | As per HSA registered indication(s) except for radiolucent implants which should be used as follows:  in patients with primary or metastatic spinal tumours who would benefit from post-operative high dose high precision beam therapy upon appropriate and stringent patient selection;  Patient selection should be done via standardised assessment such as the neurological-oncological-mechanical systemic (NOMS) framework; and  The assessment should be carried out by a multidisciplinary team (MDT), which may be inclusive of, but not limited to, radiation oncologists, spine surgeons and interventional radiologists, among others.
Orthopaedics | Spine - Thoracolumbar (TL) and sacral surgery | TL and sacral fusion and fixation implant | TL pedicle screw - Shank, tulip | Highridge Medical | MIS POLY 8.0x75MM | 825M8075 | Standalone | DE0510347 | As per HSA registered indication(s) except for radiolucent implants which should be used as follows:  in patients with primary or metastatic spinal tumours who would benefit from post-operative high dose high precision beam therapy upon appropriate and stringent patient selection;  Patient selection should be done via standardised assessment such as the neurological-oncological-mechanical systemic (NOMS) framework; and  The assessment should be carried out by a multidisciplinary team (MDT), which may be inclusive of, but not limited to, radiation oncologists, spine surgeons and interventional radiologists, among others.
Orthopaedics | Spine - Thoracolumbar (TL) and sacral surgery | TL and sacral fusion and fixation implant | TL pedicle screw - Shank, tulip | Highridge Medical | MIS POLY 8.0x80MM | 825M8080 | Standalone | DE0510347 | As per HSA registered indication(s) except for radiolucent implants which should be used as follows:  in patients with primary or metastatic spinal tumours who would benefit from post-operative high dose high precision beam therapy upon appropriate and stringent patient selection;  Patient selection should be done via standardised assessment such as the neurological-oncological-mechanical systemic (NOMS) framework; and  The assessment should be carried out by a multidisciplinary team (MDT), which may be inclusive of, but not limited to, radiation oncologists, spine surgeons and interventional radiologists, among others.
Orthopaedics | Spine - Thoracolumbar (TL) and sacral surgery | TL and sacral fusion and fixation implant | TL pedicle screw - Shank, tulip | Highridge Medical | MIS POLY 8.0x85MM | 825M8085 | Standalone | DE0510347 | As per HSA registered indication(s) except for radiolucent implants which should be used as follows:  in patients with primary or metastatic spinal tumours who would benefit from post-operative high dose high precision beam therapy upon appropriate and stringent patient selection;  Patient selection should be done via standardised assessment such as the neurological-oncological-mechanical systemic (NOMS) framework; and  The assessment should be carried out by a multidisciplinary team (MDT), which may be inclusive of, but not limited to, radiation oncologists, spine surgeons and interventional radiologists, among others.
Orthopaedics | Spine - Thoracolumbar (TL) and sacral surgery | TL and sacral fusion and fixation implant | TL pedicle screw - Shank, tulip | Highridge Medical | MIS POLY 8.0x90MM | 825M8090 | Standalone | DE0510347 | As per HSA registered indication(s) except for radiolucent implants which should be used as follows:  in patients with primary or metastatic spinal tumours who would benefit from post-operative high dose high precision beam therapy upon appropriate and stringent patient selection;  Patient selection should be done via standardised assessment such as the neurological-oncological-mechanical systemic (NOMS) framework; and  The assessment should be carried out by a multidisciplinary team (MDT), which may be inclusive of, but not limited to, radiation oncologists, spine surgeons and interventional radiologists, among others.
Orthopaedics | Spine - Thoracolumbar (TL) and sacral surgery | TL and sacral fusion and fixation implant | TL pedicle screw - Shank, tulip | Highridge Medical | MIS POLY 8.0x95MM | 825M8095 | Standalone | DE0510347 | As per HSA registered indication(s) except for radiolucent implants which should be used as follows:  in patients with primary or metastatic spinal tumours who would benefit from post-operative high dose high precision beam therapy upon appropriate and stringent patient selection;  Patient selection should be done via standardised assessment such as the neurological-oncological-mechanical systemic (NOMS) framework; and  The assessment should be carried out by a multidisciplinary team (MDT), which may be inclusive of, but not limited to, radiation oncologists, spine surgeons and interventional radiologists, among others.
Orthopaedics | Spine - Thoracolumbar (TL) and sacral surgery | TL and sacral fusion and fixation implant | TL pedicle screw - Shank, tulip | Highridge Medical | MIS POLY 8.5x100MM | 825M8500 | Standalone | DE0510347 | As per HSA registered indication(s) except for radiolucent implants which should be used as follows:  in patients with primary or metastatic spinal tumours who would benefit from post-operative high dose high precision beam therapy upon appropriate and stringent patient selection;  Patient selection should be done via standardised assessment such as the neurological-oncological-mechanical systemic (NOMS) framework; and  The assessment should be carried out by a multidisciplinary team (MDT), which may be inclusive of, but not limited to, radiation oncologists, spine surgeons and interventional radiologists, among others.
Orthopaedics | Spine - Thoracolumbar (TL) and sacral surgery | TL and sacral fusion and fixation implant | TL pedicle screw - Shank, tulip | Highridge Medical | MIS POLY 8.5x105MM | 825M8505 | Standalone | DE0510347 | As per HSA registered indication(s) except for radiolucent implants which should be used as follows:  in patients with primary or metastatic spinal tumours who would benefit from post-operative high dose high precision beam therapy upon appropriate and stringent patient selection;  Patient selection should be done via standardised assessment such as the neurological-oncological-mechanical systemic (NOMS) framework; and  The assessment should be carried out by a multidisciplinary team (MDT), which may be inclusive of, but not limited to, radiation oncologists, spine surgeons and interventional radiologists, among others.
Orthopaedics | Spine - Thoracolumbar (TL) and sacral surgery | TL and sacral fusion and fixation implant | TL pedicle screw - Shank, tulip | Highridge Medical | MIS POLY 8.5x110MM | 825M8510 | Standalone | DE0510347 | As per HSA registered indication(s) except for radiolucent implants which should be used as follows:  in patients with primary or metastatic spinal tumours who would benefit from post-operative high dose high precision beam therapy upon appropriate and stringent patient selection;  Patient selection should be done via standardised assessment such as the neurological-oncological-mechanical systemic (NOMS) framework; and  The assessment should be carried out by a multidisciplinary team (MDT), which may be inclusive of, but not limited to, radiation oncologists, spine surgeons and interventional radiologists, among others.
Orthopaedics | Spine - Thoracolumbar (TL) and sacral surgery | TL and sacral fusion and fixation implant | TL pedicle screw - Shank, tulip | Highridge Medical | MIS POLY 8.5x115MM | 825M8515 | Standalone | DE0510347 | As per HSA registered indication(s) except for radiolucent implants which should be used as follows:  in patients with primary or metastatic spinal tumours who would benefit from post-operative high dose high precision beam therapy upon appropriate and stringent patient selection;  Patient selection should be done via standardised assessment such as the neurological-oncological-mechanical systemic (NOMS) framework; and  The assessment should be carried out by a multidisciplinary team (MDT), which may be inclusive of, but not limited to, radiation oncologists, spine surgeons and interventional radiologists, among others.
Orthopaedics | Spine - Thoracolumbar (TL) and sacral surgery | TL and sacral fusion and fixation implant | TL pedicle screw - Shank, tulip | Highridge Medical | MIS POLY 8.5x20MM | 825M8520 | Standalone | DE0510347 | As per HSA registered indication(s) except for radiolucent implants which should be used as follows:  in patients with primary or metastatic spinal tumours who would benefit from post-operative high dose high precision beam therapy upon appropriate and stringent patient selection;  Patient selection should be done via standardised assessment such as the neurological-oncological-mechanical systemic (NOMS) framework; and  The assessment should be carried out by a multidisciplinary team (MDT), which may be inclusive of, but not limited to, radiation oncologists, spine surgeons and interventional radiologists, among others.
Orthopaedics | Spine - Thoracolumbar (TL) and sacral surgery | TL and sacral fusion and fixation implant | TL pedicle screw - Shank, tulip | Highridge Medical | MIS POLY 8.5x120MM | 825M8521 | Standalone | DE0510347 | As per HSA registered indication(s) except for radiolucent implants which should be used as follows:  in patients with primary or metastatic spinal tumours who would benefit from post-operative high dose high precision beam therapy upon appropriate and stringent patient selection;  Patient selection should be done via standardised assessment such as the neurological-oncological-mechanical systemic (NOMS) framework; and  The assessment should be carried out by a multidisciplinary team (MDT), which may be inclusive of, but not limited to, radiation oncologists, spine surgeons and interventional radiologists, among others.
Orthopaedics | Spine - Thoracolumbar (TL) and sacral surgery | TL and sacral fusion and fixation implant | TL pedicle screw - Shank, tulip | Highridge Medical | MIS POLY 8.5x25MM | 825M8525 | Standalone | DE0510347 | As per HSA registered indication(s) except for radiolucent implants which should be used as follows:  in patients with primary or metastatic spinal tumours who would benefit from post-operative high dose high precision beam therapy upon appropriate and stringent patient selection;  Patient selection should be done via standardised assessment such as the neurological-oncological-mechanical systemic (NOMS) framework; and  The assessment should be carried out by a multidisciplinary team (MDT), which may be inclusive of, but not limited to, radiation oncologists, spine surgeons and interventional radiologists, among others.
Orthopaedics | Spine - Thoracolumbar (TL) and sacral surgery | TL and sacral fusion and fixation implant | TL pedicle screw - Shank, tulip | Highridge Medical | MIS POLY 8.5x30MM | 825M8530 | Standalone | DE0510347 | As per HSA registered indication(s) except for radiolucent implants which should be used as follows:  in patients with primary or metastatic spinal tumours who would benefit from post-operative high dose high precision beam therapy upon appropriate and stringent patient selection;  Patient selection should be done via standardised assessment such as the neurological-oncological-mechanical systemic (NOMS) framework; and  The assessment should be carried out by a multidisciplinary team (MDT), which may be inclusive of, but not limited to, radiation oncologists, spine surgeons and interventional radiologists, among others.
Orthopaedics | Spine - Thoracolumbar (TL) and sacral surgery | TL and sacral fusion and fixation implant | TL pedicle screw - Shank, tulip | Highridge Medical | MIS POLY 8.5x35MM | 825M8535 | Standalone | DE0510347 | As per HSA registered indication(s) except for radiolucent implants which should be used as follows:  in patients with primary or metastatic spinal tumours who would benefit from post-operative high dose high precision beam therapy upon appropriate and stringent patient selection;  Patient selection should be done via standardised assessment such as the neurological-oncological-mechanical systemic (NOMS) framework; and  The assessment should be carried out by a multidisciplinary team (MDT), which may be inclusive of, but not limited to, radiation oncologists, spine surgeons and interventional radiologists, among others.
Orthopaedics | Spine - Thoracolumbar (TL) and sacral surgery | TL and sacral fusion and fixation implant | TL pedicle screw - Shank, tulip | Highridge Medical | MIS POLY 8.5x40MM | 825M8540 | Standalone | DE0510347 | As per HSA registered indication(s) except for radiolucent implants which should be used as follows:  in patients with primary or metastatic spinal tumours who would benefit from post-operative high dose high precision beam therapy upon appropriate and stringent patient selection;  Patient selection should be done via standardised assessment such as the neurological-oncological-mechanical systemic (NOMS) framework; and  The assessment should be carried out by a multidisciplinary team (MDT), which may be inclusive of, but not limited to, radiation oncologists, spine surgeons and interventional radiologists, among others.
Orthopaedics | Spine - Thoracolumbar (TL) and sacral surgery | TL and sacral fusion and fixation implant | TL pedicle screw - Shank, tulip | Highridge Medical | MIS POLY 8.5x45MM | 825M8545 | Standalone | DE0510347 | As per HSA registered indication(s) except for radiolucent implants which should be used as follows:  in patients with primary or metastatic spinal tumours who would benefit from post-operative high dose high precision beam therapy upon appropriate and stringent patient selection;  Patient selection should be done via standardised assessment such as the neurological-oncological-mechanical systemic (NOMS) framework; and  The assessment should be carried out by a multidisciplinary team (MDT), which may be inclusive of, but not limited to, radiation oncologists, spine surgeons and interventional radiologists, among others.
Orthopaedics | Spine - Thoracolumbar (TL) and sacral surgery | TL and sacral fusion and fixation implant | TL pedicle screw - Shank, tulip | Highridge Medical | MIS POLY 8.5x50MM | 825M8550 | Standalone | DE0510347 | As per HSA registered indication(s) except for radiolucent implants which should be used as follows:  in patients with primary or metastatic spinal tumours who would benefit from post-operative high dose high precision beam therapy upon appropriate and stringent patient selection;  Patient selection should be done via standardised assessment such as the neurological-oncological-mechanical systemic (NOMS) framework; and  The assessment should be carried out by a multidisciplinary team (MDT), which may be inclusive of, but not limited to, radiation oncologists, spine surgeons and interventional radiologists, among others.
Orthopaedics | Spine - Thoracolumbar (TL) and sacral surgery | TL and sacral fusion and fixation implant | TL pedicle screw - Shank, tulip | Highridge Medical | MIS POLY 8.5x55MM | 825M8555 | Standalone | DE0510347 | As per HSA registered indication(s) except for radiolucent implants which should be used as follows:  in patients with primary or metastatic spinal tumours who would benefit from post-operative high dose high precision beam therapy upon appropriate and stringent patient selection;  Patient selection should be done via standardised assessment such as the neurological-oncological-mechanical systemic (NOMS) framework; and  The assessment should be carried out by a multidisciplinary team (MDT), which may be inclusive of, but not limited to, radiation oncologists, spine surgeons and interventional radiologists, among others.
Orthopaedics | Spine - Thoracolumbar (TL) and sacral surgery | TL and sacral fusion and fixation implant | TL pedicle screw - Shank, tulip | Highridge Medical | MIS POLY 8.5x60MM | 825M8560 | Standalone | DE0510347 | As per HSA registered indication(s) except for radiolucent implants which should be used as follows:  in patients with primary or metastatic spinal tumours who would benefit from post-operative high dose high precision beam therapy upon appropriate and stringent patient selection;  Patient selection should be done via standardised assessment such as the neurological-oncological-mechanical systemic (NOMS) framework; and  The assessment should be carried out by a multidisciplinary team (MDT), which may be inclusive of, but not limited to, radiation oncologists, spine surgeons and interventional radiologists, among others.
Orthopaedics | Spine - Thoracolumbar (TL) and sacral surgery | TL and sacral fusion and fixation implant | TL pedicle screw - Shank, tulip | Highridge Medical | MIS POLY 8.5x65MM | 825M8565 | Standalone | DE0510347 | As per HSA registered indication(s) except for radiolucent implants which should be used as follows:  in patients with primary or metastatic spinal tumours who would benefit from post-operative high dose high precision beam therapy upon appropriate and stringent patient selection;  Patient selection should be done via standardised assessment such as the neurological-oncological-mechanical systemic (NOMS) framework; and  The assessment should be carried out by a multidisciplinary team (MDT), which may be inclusive of, but not limited to, radiation oncologists, spine surgeons and interventional radiologists, among others.
Orthopaedics | Spine - Thoracolumbar (TL) and sacral surgery | TL and sacral fusion and fixation implant | TL pedicle screw - Shank, tulip | Highridge Medical | MIS POLY 8.5x70MM | 825M8570 | Standalone | DE0510347 | As per HSA registered indication(s) except for radiolucent implants which should be used as follows:  in patients with primary or metastatic spinal tumours who would benefit from post-operative high dose high precision beam therapy upon appropriate and stringent patient selection;  Patient selection should be done via standardised assessment such as the neurological-oncological-mechanical systemic (NOMS) framework; and  The assessment should be carried out by a multidisciplinary team (MDT), which may be inclusive of, but not limited to, radiation oncologists, spine surgeons and interventional radiologists, among others.
Orthopaedics | Spine - Thoracolumbar (TL) and sacral surgery | TL and sacral fusion and fixation implant | TL pedicle screw - Shank, tulip | Highridge Medical | MIS POLY 8.5x75MM | 825M8575 | Standalone | DE0510347 | As per HSA registered indication(s) except for radiolucent implants which should be used as follows:  in patients with primary or metastatic spinal tumours who would benefit from post-operative high dose high precision beam therapy upon appropriate and stringent patient selection;  Patient selection should be done via standardised assessment such as the neurological-oncological-mechanical systemic (NOMS) framework; and  The assessment should be carried out by a multidisciplinary team (MDT), which may be inclusive of, but not limited to, radiation oncologists, spine surgeons and interventional radiologists, among others.
Orthopaedics | Spine - Thoracolumbar (TL) and sacral surgery | TL and sacral fusion and fixation implant | TL pedicle screw - Shank, tulip | Highridge Medical | MIS POLY 8.5x80MM | 825M8580 | Standalone | DE0510347 | As per HSA registered indication(s) except for radiolucent implants which should be used as follows:  in patients with primary or metastatic spinal tumours who would benefit from post-operative high dose high precision beam therapy upon appropriate and stringent patient selection;  Patient selection should be done via standardised assessment such as the neurological-oncological-mechanical systemic (NOMS) framework; and  The assessment should be carried out by a multidisciplinary team (MDT), which may be inclusive of, but not limited to, radiation oncologists, spine surgeons and interventional radiologists, among others.
Orthopaedics | Spine - Thoracolumbar (TL) and sacral surgery | TL and sacral fusion and fixation implant | TL pedicle screw - Shank, tulip | Highridge Medical | MIS POLY 8.5x85MM | 825M8585 | Standalone | DE0510347 | As per HSA registered indication(s) except for radiolucent implants which should be used as follows:  in patients with primary or metastatic spinal tumours who would benefit from post-operative high dose high precision beam therapy upon appropriate and stringent patient selection;  Patient selection should be done via standardised assessment such as the neurological-oncological-mechanical systemic (NOMS) framework; and  The assessment should be carried out by a multidisciplinary team (MDT), which may be inclusive of, but not limited to, radiation oncologists, spine surgeons and interventional radiologists, among others.
Orthopaedics | Spine - Thoracolumbar (TL) and sacral surgery | TL and sacral fusion and fixation implant | TL pedicle screw - Shank, tulip | Highridge Medical | MIS POLY 8.5x90MM | 825M8590 | Standalone | DE0510347 | As per HSA registered indication(s) except for radiolucent implants which should be used as follows:  in patients with primary or metastatic spinal tumours who would benefit from post-operative high dose high precision beam therapy upon appropriate and stringent patient selection;  Patient selection should be done via standardised assessment such as the neurological-oncological-mechanical systemic (NOMS) framework; and  The assessment should be carried out by a multidisciplinary team (MDT), which may be inclusive of, but not limited to, radiation oncologists, spine surgeons and interventional radiologists, among others.
Orthopaedics | Spine - Thoracolumbar (TL) and sacral surgery | TL and sacral fusion and fixation implant | TL pedicle screw - Shank, tulip | Highridge Medical | MIS POLY 8.5x95MM | 825M8595 | Standalone | DE0510347 | As per HSA registered indication(s) except for radiolucent implants which should be used as follows:  in patients with primary or metastatic spinal tumours who would benefit from post-operative high dose high precision beam therapy upon appropriate and stringent patient selection;  Patient selection should be done via standardised assessment such as the neurological-oncological-mechanical systemic (NOMS) framework; and  The assessment should be carried out by a multidisciplinary team (MDT), which may be inclusive of, but not limited to, radiation oncologists, spine surgeons and interventional radiologists, among others.
Orthopaedics | Spine - Thoracolumbar (TL) and sacral surgery | TL and sacral fusion and fixation implant | TL pedicle screw - Shank, tulip | Highridge Medical | MIS POLY 9.0x100MM | 825M9000 | Standalone | DE0510347 | As per HSA registered indication(s) except for radiolucent implants which should be used as follows:  in patients with primary or metastatic spinal tumours who would benefit from post-operative high dose high precision beam therapy upon appropriate and stringent patient selection;  Patient selection should be done via standardised assessment such as the neurological-oncological-mechanical systemic (NOMS) framework; and  The assessment should be carried out by a multidisciplinary team (MDT), which may be inclusive of, but not limited to, radiation oncologists, spine surgeons and interventional radiologists, among others.
Orthopaedics | Spine - Thoracolumbar (TL) and sacral surgery | TL and sacral fusion and fixation implant | TL pedicle screw - Shank, tulip | Highridge Medical | MIS POLY 9.0x105MM | 825M9005 | Standalone | DE0510347 | As per HSA registered indication(s) except for radiolucent implants which should be used as follows:  in patients with primary or metastatic spinal tumours who would benefit from post-operative high dose high precision beam therapy upon appropriate and stringent patient selection;  Patient selection should be done via standardised assessment such as the neurological-oncological-mechanical systemic (NOMS) framework; and  The assessment should be carried out by a multidisciplinary team (MDT), which may be inclusive of, but not limited to, radiation oncologists, spine surgeons and interventional radiologists, among others.
Orthopaedics | Spine - Thoracolumbar (TL) and sacral surgery | TL and sacral fusion and fixation implant | TL pedicle screw - Shank, tulip | Highridge Medical | MIS POLY 9.0x110MM | 825M9010 | Standalone | DE0510347 | As per HSA registered indication(s) except for radiolucent implants which should be used as follows:  in patients with primary or metastatic spinal tumours who would benefit from post-operative high dose high precision beam therapy upon appropriate and stringent patient selection;  Patient selection should be done via standardised assessment such as the neurological-oncological-mechanical systemic (NOMS) framework; and  The assessment should be carried out by a multidisciplinary team (MDT), which may be inclusive of, but not limited to, radiation oncologists, spine surgeons and interventional radiologists, among others.
Orthopaedics | Spine - Thoracolumbar (TL) and sacral surgery | TL and sacral fusion and fixation implant | TL pedicle screw - Shank, tulip | Highridge Medical | MIS POLY 9.0x115MM | 825M9015 | Standalone | DE0510347 | As per HSA registered indication(s) except for radiolucent implants which should be used as follows:  in patients with primary or metastatic spinal tumours who would benefit from post-operative high dose high precision beam therapy upon appropriate and stringent patient selection;  Patient selection should be done via standardised assessment such as the neurological-oncological-mechanical systemic (NOMS) framework; and  The assessment should be carried out by a multidisciplinary team (MDT), which may be inclusive of, but not limited to, radiation oncologists, spine surgeons and interventional radiologists, among others.
Orthopaedics | Spine - Thoracolumbar (TL) and sacral surgery | TL and sacral fusion and fixation implant | TL pedicle screw - Shank, tulip | Highridge Medical | MIS POLY 9.0x20MM | 825M9020 | Standalone | DE0510347 | As per HSA registered indication(s) except for radiolucent implants which should be used as follows:  in patients with primary or metastatic spinal tumours who would benefit from post-operative high dose high precision beam therapy upon appropriate and stringent patient selection;  Patient selection should be done via standardised assessment such as the neurological-oncological-mechanical systemic (NOMS) framework; and  The assessment should be carried out by a multidisciplinary team (MDT), which may be inclusive of, but not limited to, radiation oncologists, spine surgeons and interventional radiologists, among others.
Orthopaedics | Spine - Thoracolumbar (TL) and sacral surgery | TL and sacral fusion and fixation implant | TL pedicle screw - Shank, tulip | Highridge Medical | MIS POLY 9.0x120MM | 825M9021 | Standalone | DE0510347 | As per HSA registered indication(s) except for radiolucent implants which should be used as follows:  in patients with primary or metastatic spinal tumours who would benefit from post-operative high dose high precision beam therapy upon appropriate and stringent patient selection;  Patient selection should be done via standardised assessment such as the neurological-oncological-mechanical systemic (NOMS) framework; and  The assessment should be carried out by a multidisciplinary team (MDT), which may be inclusive of, but not limited to, radiation oncologists, spine surgeons and interventional radiologists, among others.
Orthopaedics | Spine - Thoracolumbar (TL) and sacral surgery | TL and sacral fusion and fixation implant | TL pedicle screw - Shank, tulip | Highridge Medical | MIS POLY 9.0x25MM | 825M9025 | Standalone | DE0510347 | As per HSA registered indication(s) except for radiolucent implants which should be used as follows:  in patients with primary or metastatic spinal tumours who would benefit from post-operative high dose high precision beam therapy upon appropriate and stringent patient selection;  Patient selection should be done via standardised assessment such as the neurological-oncological-mechanical systemic (NOMS) framework; and  The assessment should be carried out by a multidisciplinary team (MDT), which may be inclusive of, but not limited to, radiation oncologists, spine surgeons and interventional radiologists, among others.
Orthopaedics | Spine - Thoracolumbar (TL) and sacral surgery | TL and sacral fusion and fixation implant | TL pedicle screw - Shank, tulip | Highridge Medical | MIS POLY 9.0x30MM | 825M9030 | Standalone | DE0510347 | As per HSA registered indication(s) except for radiolucent implants which should be used as follows:  in patients with primary or metastatic spinal tumours who would benefit from post-operative high dose high precision beam therapy upon appropriate and stringent patient selection;  Patient selection should be done via standardised assessment such as the neurological-oncological-mechanical systemic (NOMS) framework; and  The assessment should be carried out by a multidisciplinary team (MDT), which may be inclusive of, but not limited to, radiation oncologists, spine surgeons and interventional radiologists, among others.
Orthopaedics | Spine - Thoracolumbar (TL) and sacral surgery | TL and sacral fusion and fixation implant | TL pedicle screw - Shank, tulip | Highridge Medical | MIS POLY 9.0x35MM | 825M9035 | Standalone | DE0510347 | As per HSA registered indication(s) except for radiolucent implants which should be used as follows:  in patients with primary or metastatic spinal tumours who would benefit from post-operative high dose high precision beam therapy upon appropriate and stringent patient selection;  Patient selection should be done via standardised assessment such as the neurological-oncological-mechanical systemic (NOMS) framework; and  The assessment should be carried out by a multidisciplinary team (MDT), which may be inclusive of, but not limited to, radiation oncologists, spine surgeons and interventional radiologists, among others.
Orthopaedics | Spine - Thoracolumbar (TL) and sacral surgery | TL and sacral fusion and fixation implant | TL pedicle screw - Shank, tulip | Highridge Medical | MIS POLY 9.0x40MM | 825M9040 | Standalone | DE0510347 | As per HSA registered indication(s) except for radiolucent implants which should be used as follows:  in patients with primary or metastatic spinal tumours who would benefit from post-operative high dose high precision beam therapy upon appropriate and stringent patient selection;  Patient selection should be done via standardised assessment such as the neurological-oncological-mechanical systemic (NOMS) framework; and  The assessment should be carried out by a multidisciplinary team (MDT), which may be inclusive of, but not limited to, radiation oncologists, spine surgeons and interventional radiologists, among others.
Orthopaedics | Spine - Thoracolumbar (TL) and sacral surgery | TL and sacral fusion and fixation implant | TL pedicle screw - Shank, tulip | Highridge Medical | MIS POLY 9.0x45MM | 825M9045 | Standalone | DE0510347 | As per HSA registered indication(s) except for radiolucent implants which should be used as follows:  in patients with primary or metastatic spinal tumours who would benefit from post-operative high dose high precision beam therapy upon appropriate and stringent patient selection;  Patient selection should be done via standardised assessment such as the neurological-oncological-mechanical systemic (NOMS) framework; and  The assessment should be carried out by a multidisciplinary team (MDT), which may be inclusive of, but not limited to, radiation oncologists, spine surgeons and interventional radiologists, among others.
Orthopaedics | Spine - Thoracolumbar (TL) and sacral surgery | TL and sacral fusion and fixation implant | TL pedicle screw - Shank, tulip | Highridge Medical | MIS POLY 9.0x50MM | 825M9050 | Standalone | DE0510347 | As per HSA registered indication(s) except for radiolucent implants which should be used as follows:  in patients with primary or metastatic spinal tumours who would benefit from post-operative high dose high precision beam therapy upon appropriate and stringent patient selection;  Patient selection should be done via standardised assessment such as the neurological-oncological-mechanical systemic (NOMS) framework; and  The assessment should be carried out by a multidisciplinary team (MDT), which may be inclusive of, but not limited to, radiation oncologists, spine surgeons and interventional radiologists, among others.
Orthopaedics | Spine - Thoracolumbar (TL) and sacral surgery | TL and sacral fusion and fixation implant | TL pedicle screw - Shank, tulip | Highridge Medical | MIS POLY 9.0x55MM | 825M9055 | Standalone | DE0510347 | As per HSA registered indication(s) except for radiolucent implants which should be used as follows:  in patients with primary or metastatic spinal tumours who would benefit from post-operative high dose high precision beam therapy upon appropriate and stringent patient selection;  Patient selection should be done via standardised assessment such as the neurological-oncological-mechanical systemic (NOMS) framework; and  The assessment should be carried out by a multidisciplinary team (MDT), which may be inclusive of, but not limited to, radiation oncologists, spine surgeons and interventional radiologists, among others.
Orthopaedics | Spine - Thoracolumbar (TL) and sacral surgery | TL and sacral fusion and fixation implant | TL pedicle screw - Shank, tulip | Highridge Medical | MIS POLY 9.0x60MM | 825M9060 | Standalone | DE0510347 | As per HSA registered indication(s) except for radiolucent implants which should be used as follows:  in patients with primary or metastatic spinal tumours who would benefit from post-operative high dose high precision beam therapy upon appropriate and stringent patient selection;  Patient selection should be done via standardised assessment such as the neurological-oncological-mechanical systemic (NOMS) framework; and  The assessment should be carried out by a multidisciplinary team (MDT), which may be inclusive of, but not limited to, radiation oncologists, spine surgeons and interventional radiologists, among others.
Orthopaedics | Spine - Thoracolumbar (TL) and sacral surgery | TL and sacral fusion and fixation implant | TL pedicle screw - Shank, tulip | Highridge Medical | MIS POLY 9.0x65MM | 825M9065 | Standalone | DE0510347 | As per HSA registered indication(s) except for radiolucent implants which should be used as follows:  in patients with primary or metastatic spinal tumours who would benefit from post-operative high dose high precision beam therapy upon appropriate and stringent patient selection;  Patient selection should be done via standardised assessment such as the neurological-oncological-mechanical systemic (NOMS) framework; and  The assessment should be carried out by a multidisciplinary team (MDT), which may be inclusive of, but not limited to, radiation oncologists, spine surgeons and interventional radiologists, among others.
Orthopaedics | Spine - Thoracolumbar (TL) and sacral surgery | TL and sacral fusion and fixation implant | TL pedicle screw - Shank, tulip | Highridge Medical | MIS POLY 9.0x70MM | 825M9070 | Standalone | DE0510347 | As per HSA registered indication(s) except for radiolucent implants which should be used as follows:  in patients with primary or metastatic spinal tumours who would benefit from post-operative high dose high precision beam therapy upon appropriate and stringent patient selection;  Patient selection should be done via standardised assessment such as the neurological-oncological-mechanical systemic (NOMS) framework; and  The assessment should be carried out by a multidisciplinary team (MDT), which may be inclusive of, but not limited to, radiation oncologists, spine surgeons and interventional radiologists, among others.
Orthopaedics | Spine - Thoracolumbar (TL) and sacral surgery | TL and sacral fusion and fixation implant | TL pedicle screw - Shank, tulip | Highridge Medical | MIS POLY 9.0x75MM | 825M9075 | Standalone | DE0510347 | As per HSA registered indication(s) except for radiolucent implants which should be used as follows:  in patients with primary or metastatic spinal tumours who would benefit from post-operative high dose high precision beam therapy upon appropriate and stringent patient selection;  Patient selection should be done via standardised assessment such as the neurological-oncological-mechanical systemic (NOMS) framework; and  The assessment should be carried out by a multidisciplinary team (MDT), which may be inclusive of, but not limited to, radiation oncologists, spine surgeons and interventional radiologists, among others.
Orthopaedics | Spine - Thoracolumbar (TL) and sacral surgery | TL and sacral fusion and fixation implant | TL pedicle screw - Shank, tulip | Highridge Medical | MIS POLY 9.0x80MM | 825M9080 | Standalone | DE0510347 | As per HSA registered indication(s) except for radiolucent implants which should be used as follows:  in patients with primary or metastatic spinal tumours who would benefit from post-operative high dose high precision beam therapy upon appropriate and stringent patient selection;  Patient selection should be done via standardised assessment such as the neurological-oncological-mechanical systemic (NOMS) framework; and  The assessment should be carried out by a multidisciplinary team (MDT), which may be inclusive of, but not limited to, radiation oncologists, spine surgeons and interventional radiologists, among others.
Orthopaedics | Spine - Thoracolumbar (TL) and sacral surgery | TL and sacral fusion and fixation implant | TL pedicle screw - Shank, tulip | Highridge Medical | MIS POLY 9.0x85MM | 825M9085 | Standalone | DE0510347 | As per HSA registered indication(s) except for radiolucent implants which should be used as follows:  in patients with primary or metastatic spinal tumours who would benefit from post-operative high dose high precision beam therapy upon appropriate and stringent patient selection;  Patient selection should be done via standardised assessment such as the neurological-oncological-mechanical systemic (NOMS) framework; and  The assessment should be carried out by a multidisciplinary team (MDT), which may be inclusive of, but not limited to, radiation oncologists, spine surgeons and interventional radiologists, among others.
Orthopaedics | Spine - Thoracolumbar (TL) and sacral surgery | TL and sacral fusion and fixation implant | TL pedicle screw - Shank, tulip | Highridge Medical | MIS POLY 9.0x90MM | 825M9090 | Standalone | DE0510347 | As per HSA registered indication(s) except for radiolucent implants which should be used as follows:  in patients with primary or metastatic spinal tumours who would benefit from post-operative high dose high precision beam therapy upon appropriate and stringent patient selection;  Patient selection should be done via standardised assessment such as the neurological-oncological-mechanical systemic (NOMS) framework; and  The assessment should be carried out by a multidisciplinary team (MDT), which may be inclusive of, but not limited to, radiation oncologists, spine surgeons and interventional radiologists, among others.
Orthopaedics | Spine - Thoracolumbar (TL) and sacral surgery | TL and sacral fusion and fixation implant | TL pedicle screw - Shank, tulip | Highridge Medical | MIS POLY 9.0x95MM | 825M9095 | Standalone | DE0510347 | As per HSA registered indication(s) except for radiolucent implants which should be used as follows:  in patients with primary or metastatic spinal tumours who would benefit from post-operative high dose high precision beam therapy upon appropriate and stringent patient selection;  Patient selection should be done via standardised assessment such as the neurological-oncological-mechanical systemic (NOMS) framework; and  The assessment should be carried out by a multidisciplinary team (MDT), which may be inclusive of, but not limited to, radiation oncologists, spine surgeons and interventional radiologists, among others.
Orthopaedics | Spine - Thoracolumbar (TL) and sacral surgery | TL and sacral fusion and fixation implant | TL pedicle screw - Shank, tulip | Highridge Medical | MIS POLY 9.5x100MM | 825M9500 | Standalone | DE0510347 | As per HSA registered indication(s) except for radiolucent implants which should be used as follows:  in patients with primary or metastatic spinal tumours who would benefit from post-operative high dose high precision beam therapy upon appropriate and stringent patient selection;  Patient selection should be done via standardised assessment such as the neurological-oncological-mechanical systemic (NOMS) framework; and  The assessment should be carried out by a multidisciplinary team (MDT), which may be inclusive of, but not limited to, radiation oncologists, spine surgeons and interventional radiologists, among others.
Orthopaedics | Spine - Thoracolumbar (TL) and sacral surgery | TL and sacral fusion and fixation implant | TL pedicle screw - Shank, tulip | Highridge Medical | MIS POLY 9.5x105MM | 825M9505 | Standalone | DE0510347 | As per HSA registered indication(s) except for radiolucent implants which should be used as follows:  in patients with primary or metastatic spinal tumours who would benefit from post-operative high dose high precision beam therapy upon appropriate and stringent patient selection;  Patient selection should be done via standardised assessment such as the neurological-oncological-mechanical systemic (NOMS) framework; and  The assessment should be carried out by a multidisciplinary team (MDT), which may be inclusive of, but not limited to, radiation oncologists, spine surgeons and interventional radiologists, among others.
Orthopaedics | Spine - Thoracolumbar (TL) and sacral surgery | TL and sacral fusion and fixation implant | TL pedicle screw - Shank, tulip | Highridge Medical | MIS POLY 9.5x110MM | 825M9510 | Standalone | DE0510347 | As per HSA registered indication(s) except for radiolucent implants which should be used as follows:  in patients with primary or metastatic spinal tumours who would benefit from post-operative high dose high precision beam therapy upon appropriate and stringent patient selection;  Patient selection should be done via standardised assessment such as the neurological-oncological-mechanical systemic (NOMS) framework; and  The assessment should be carried out by a multidisciplinary team (MDT), which may be inclusive of, but not limited to, radiation oncologists, spine surgeons and interventional radiologists, among others.
Orthopaedics | Spine - Thoracolumbar (TL) and sacral surgery | TL and sacral fusion and fixation implant | TL pedicle screw - Shank, tulip | Highridge Medical | MIS POLY 9.5x115MM | 825M9515 | Standalone | DE0510347 | As per HSA registered indication(s) except for radiolucent implants which should be used as follows:  in patients with primary or metastatic spinal tumours who would benefit from post-operative high dose high precision beam therapy upon appropriate and stringent patient selection;  Patient selection should be done via standardised assessment such as the neurological-oncological-mechanical systemic (NOMS) framework; and  The assessment should be carried out by a multidisciplinary team (MDT), which may be inclusive of, but not limited to, radiation oncologists, spine surgeons and interventional radiologists, among others.
Orthopaedics | Spine - Thoracolumbar (TL) and sacral surgery | TL and sacral fusion and fixation implant | TL pedicle screw - Shank, tulip | Highridge Medical | MIS POLY 9.5x20MM | 825M9520 | Standalone | DE0510347 | As per HSA registered indication(s) except for radiolucent implants which should be used as follows:  in patients with primary or metastatic spinal tumours who would benefit from post-operative high dose high precision beam therapy upon appropriate and stringent patient selection;  Patient selection should be done via standardised assessment such as the neurological-oncological-mechanical systemic (NOMS) framework; and  The assessment should be carried out by a multidisciplinary team (MDT), which may be inclusive of, but not limited to, radiation oncologists, spine surgeons and interventional radiologists, among others.
Orthopaedics | Spine - Thoracolumbar (TL) and sacral surgery | TL and sacral fusion and fixation implant | TL pedicle screw - Shank, tulip | Highridge Medical | MIS POLY 9.5x120MM | 825M9521 | Standalone | DE0510347 | As per HSA registered indication(s) except for radiolucent implants which should be used as follows:  in patients with primary or metastatic spinal tumours who would benefit from post-operative high dose high precision beam therapy upon appropriate and stringent patient selection;  Patient selection should be done via standardised assessment such as the neurological-oncological-mechanical systemic (NOMS) framework; and  The assessment should be carried out by a multidisciplinary team (MDT), which may be inclusive of, but not limited to, radiation oncologists, spine surgeons and interventional radiologists, among others.
Orthopaedics | Spine - Thoracolumbar (TL) and sacral surgery | TL and sacral fusion and fixation implant | TL pedicle screw - Shank, tulip | Highridge Medical | MIS POLY 9.5x25MM | 825M9525 | Standalone | DE0510347 | As per HSA registered indication(s) except for radiolucent implants which should be used as follows:  in patients with primary or metastatic spinal tumours who would benefit from post-operative high dose high precision beam therapy upon appropriate and stringent patient selection;  Patient selection should be done via standardised assessment such as the neurological-oncological-mechanical systemic (NOMS) framework; and  The assessment should be carried out by a multidisciplinary team (MDT), which may be inclusive of, but not limited to, radiation oncologists, spine surgeons and interventional radiologists, among others.
Orthopaedics | Spine - Thoracolumbar (TL) and sacral surgery | TL and sacral fusion and fixation implant | TL pedicle screw - Shank, tulip | Highridge Medical | MIS POLY 9.5x30MM | 825M9530 | Standalone | DE0510347 | As per HSA registered indication(s) except for radiolucent implants which should be used as follows:  in patients with primary or metastatic spinal tumours who would benefit from post-operative high dose high precision beam therapy upon appropriate and stringent patient selection;  Patient selection should be done via standardised assessment such as the neurological-oncological-mechanical systemic (NOMS) framework; and  The assessment should be carried out by a multidisciplinary team (MDT), which may be inclusive of, but not limited to, radiation oncologists, spine surgeons and interventional radiologists, among others.
Orthopaedics | Spine - Thoracolumbar (TL) and sacral surgery | TL and sacral fusion and fixation implant | TL pedicle screw - Shank, tulip | Highridge Medical | MIS POLY 9.5x35MM | 825M9535 | Standalone | DE0510347 | As per HSA registered indication(s) except for radiolucent implants which should be used as follows:  in patients with primary or metastatic spinal tumours who would benefit from post-operative high dose high precision beam therapy upon appropriate and stringent patient selection;  Patient selection should be done via standardised assessment such as the neurological-oncological-mechanical systemic (NOMS) framework; and  The assessment should be carried out by a multidisciplinary team (MDT), which may be inclusive of, but not limited to, radiation oncologists, spine surgeons and interventional radiologists, among others.
Orthopaedics | Spine - Thoracolumbar (TL) and sacral surgery | TL and sacral fusion and fixation implant | TL pedicle screw - Shank, tulip | Highridge Medical | MIS POLY 9.5x40MM | 825M9540 | Standalone | DE0510347 | As per HSA registered indication(s) except for radiolucent implants which should be used as follows:  in patients with primary or metastatic spinal tumours who would benefit from post-operative high dose high precision beam therapy upon appropriate and stringent patient selection;  Patient selection should be done via standardised assessment such as the neurological-oncological-mechanical systemic (NOMS) framework; and  The assessment should be carried out by a multidisciplinary team (MDT), which may be inclusive of, but not limited to, radiation oncologists, spine surgeons and interventional radiologists, among others.
Orthopaedics | Spine - Thoracolumbar (TL) and sacral surgery | TL and sacral fusion and fixation implant | TL pedicle screw - Shank, tulip | Highridge Medical | MIS POLY 9.5x45MM | 825M9545 | Standalone | DE0510347 | As per HSA registered indication(s) except for radiolucent implants which should be used as follows:  in patients with primary or metastatic spinal tumours who would benefit from post-operative high dose high precision beam therapy upon appropriate and stringent patient selection;  Patient selection should be done via standardised assessment such as the neurological-oncological-mechanical systemic (NOMS) framework; and  The assessment should be carried out by a multidisciplinary team (MDT), which may be inclusive of, but not limited to, radiation oncologists, spine surgeons and interventional radiologists, among others.
Orthopaedics | Spine - Thoracolumbar (TL) and sacral surgery | TL and sacral fusion and fixation implant | TL pedicle screw - Shank, tulip | Highridge Medical | MIS POLY 9.5x50MM | 825M9550 | Standalone | DE0510347 | As per HSA registered indication(s) except for radiolucent implants which should be used as follows:  in patients with primary or metastatic spinal tumours who would benefit from post-operative high dose high precision beam therapy upon appropriate and stringent patient selection;  Patient selection should be done via standardised assessment such as the neurological-oncological-mechanical systemic (NOMS) framework; and  The assessment should be carried out by a multidisciplinary team (MDT), which may be inclusive of, but not limited to, radiation oncologists, spine surgeons and interventional radiologists, among others.
Orthopaedics | Spine - Thoracolumbar (TL) and sacral surgery | TL and sacral fusion and fixation implant | TL pedicle screw - Shank, tulip | Highridge Medical | MIS POLY 9.5x55MM | 825M9555 | Standalone | DE0510347 | As per HSA registered indication(s) except for radiolucent implants which should be used as follows:  in patients with primary or metastatic spinal tumours who would benefit from post-operative high dose high precision beam therapy upon appropriate and stringent patient selection;  Patient selection should be done via standardised assessment such as the neurological-oncological-mechanical systemic (NOMS) framework; and  The assessment should be carried out by a multidisciplinary team (MDT), which may be inclusive of, but not limited to, radiation oncologists, spine surgeons and interventional radiologists, among others.
Orthopaedics | Spine - Thoracolumbar (TL) and sacral surgery | TL and sacral fusion and fixation implant | TL pedicle screw - Shank, tulip | Highridge Medical | MIS POLY 9.5x60MM | 825M9560 | Standalone | DE0510347 | As per HSA registered indication(s) except for radiolucent implants which should be used as follows:  in patients with primary or metastatic spinal tumours who would benefit from post-operative high dose high precision beam therapy upon appropriate and stringent patient selection;  Patient selection should be done via standardised assessment such as the neurological-oncological-mechanical systemic (NOMS) framework; and  The assessment should be carried out by a multidisciplinary team (MDT), which may be inclusive of, but not limited to, radiation oncologists, spine surgeons and interventional radiologists, among others.
Orthopaedics | Spine - Thoracolumbar (TL) and sacral surgery | TL and sacral fusion and fixation implant | TL pedicle screw - Shank, tulip | Highridge Medical | MIS POLY 9.5x65MM | 825M9565 | Standalone | DE0510347 | As per HSA registered indication(s) except for radiolucent implants which should be used as follows:  in patients with primary or metastatic spinal tumours who would benefit from post-operative high dose high precision beam therapy upon appropriate and stringent patient selection;  Patient selection should be done via standardised assessment such as the neurological-oncological-mechanical systemic (NOMS) framework; and  The assessment should be carried out by a multidisciplinary team (MDT), which may be inclusive of, but not limited to, radiation oncologists, spine surgeons and interventional radiologists, among others.
Orthopaedics | Spine - Thoracolumbar (TL) and sacral surgery | TL and sacral fusion and fixation implant | TL pedicle screw - Shank, tulip | Highridge Medical | MIS POLY 9.5x70MM | 825M9570 | Standalone | DE0510347 | As per HSA registered indication(s) except for radiolucent implants which should be used as follows:  in patients with primary or metastatic spinal tumours who would benefit from post-operative high dose high precision beam therapy upon appropriate and stringent patient selection;  Patient selection should be done via standardised assessment such as the neurological-oncological-mechanical systemic (NOMS) framework; and  The assessment should be carried out by a multidisciplinary team (MDT), which may be inclusive of, but not limited to, radiation oncologists, spine surgeons and interventional radiologists, among others.
Orthopaedics | Spine - Thoracolumbar (TL) and sacral surgery | TL and sacral fusion and fixation implant | TL pedicle screw - Shank, tulip | Highridge Medical | MIS POLY 9.5x75MM | 825M9575 | Standalone | DE0510347 | As per HSA registered indication(s) except for radiolucent implants which should be used as follows:  in patients with primary or metastatic spinal tumours who would benefit from post-operative high dose high precision beam therapy upon appropriate and stringent patient selection;  Patient selection should be done via standardised assessment such as the neurological-oncological-mechanical systemic (NOMS) framework; and  The assessment should be carried out by a multidisciplinary team (MDT), which may be inclusive of, but not limited to, radiation oncologists, spine surgeons and interventional radiologists, among others.
Orthopaedics | Spine - Thoracolumbar (TL) and sacral surgery | TL and sacral fusion and fixation implant | TL pedicle screw - Shank, tulip | Highridge Medical | MIS POLY 9.5x80MM | 825M9580 | Standalone | DE0510347 | As per HSA registered indication(s) except for radiolucent implants which should be used as follows:  in patients with primary or metastatic spinal tumours who would benefit from post-operative high dose high precision beam therapy upon appropriate and stringent patient selection;  Patient selection should be done via standardised assessment such as the neurological-oncological-mechanical systemic (NOMS) framework; and  The assessment should be carried out by a multidisciplinary team (MDT), which may be inclusive of, but not limited to, radiation oncologists, spine surgeons and interventional radiologists, among others.
Orthopaedics | Spine - Thoracolumbar (TL) and sacral surgery | TL and sacral fusion and fixation implant | TL pedicle screw - Shank, tulip | Highridge Medical | MIS POLY 9.5x85MM | 825M9585 | Standalone | DE0510347 | As per HSA registered indication(s) except for radiolucent implants which should be used as follows:  in patients with primary or metastatic spinal tumours who would benefit from post-operative high dose high precision beam therapy upon appropriate and stringent patient selection;  Patient selection should be done via standardised assessment such as the neurological-oncological-mechanical systemic (NOMS) framework; and  The assessment should be carried out by a multidisciplinary team (MDT), which may be inclusive of, but not limited to, radiation oncologists, spine surgeons and interventional radiologists, among others.
Orthopaedics | Spine - Thoracolumbar (TL) and sacral surgery | TL and sacral fusion and fixation implant | TL pedicle screw - Shank, tulip | Highridge Medical | MIS POLY 9.5x90MM | 825M9590 | Standalone | DE0510347 | As per HSA registered indication(s) except for radiolucent implants which should be used as follows:  in patients with primary or metastatic spinal tumours who would benefit from post-operative high dose high precision beam therapy upon appropriate and stringent patient selection;  Patient selection should be done via standardised assessment such as the neurological-oncological-mechanical systemic (NOMS) framework; and  The assessment should be carried out by a multidisciplinary team (MDT), which may be inclusive of, but not limited to, radiation oncologists, spine surgeons and interventional radiologists, among others.
Orthopaedics | Spine - Thoracolumbar (TL) and sacral surgery | TL and sacral fusion and fixation implant | TL pedicle screw - Shank, tulip | Highridge Medical | MIS POLY 9.5x95MM | 825M9595 | Standalone | DE0510347 | As per HSA registered indication(s) except for radiolucent implants which should be used as follows:  in patients with primary or metastatic spinal tumours who would benefit from post-operative high dose high precision beam therapy upon appropriate and stringent patient selection;  Patient selection should be done via standardised assessment such as the neurological-oncological-mechanical systemic (NOMS) framework; and  The assessment should be carried out by a multidisciplinary team (MDT), which may be inclusive of, but not limited to, radiation oncologists, spine surgeons and interventional radiologists, among others.
Orthopaedics | Sports - Fixation | Cartilage and tendon repair | Cartilage and tendon repair implant | Geistlich | Chondro-Gide, 20x30cm | 30890.3 | Standalone | DE0018728 | As per HSA registered indication(s)
Orthopaedics | Sports - Fixation | Cartilage and tendon repair | Cartilage and tendon repair implant | Geistlich | Chondro-Gide, 30x40cm | 30915.5 | Standalone | DE0018728 | As per HSA registered indication(s)
Plastic and reconstructive | Soft tissue reconstruction | Dermal substitute | Dermal substitute | Polynovo Biomaterial Pty Ltd | NovoSorb BTM 6cm x 8cm | BTM-0608 | Standalone | DE0503444 | As per HSA registered indication(s)
Vascular | Vascular occlusion | Liquid and particulate embolic agent | Embolic agent - Non-drug-eluting particles | Merit Medical | embocube embolization gelatin | EC25100 | Standalone | DE0508768 | As per HSA registered indications
Vascular | Vascular occlusion | Liquid and particulate embolic agent | Embolic agent - Non-drug-eluting particles | Merit Medical | embocube embolization gelatin | EC2550 | Standalone | DE0508768 | As per HSA registered indications
Vascular | Vascular occlusion | Liquid and particulate embolic agent | Embolic agent - Non-drug-eluting particles | Merit Medical | embocube embolization gelatin | EC50100 | Standalone | DE0508768 | As per HSA registered indications
Vascular | Vascular occlusion | Liquid and particulate embolic agent | Embolic agent - Non-drug-eluting particles | Merit Medical | embocube embolization gelatin | EC5050 | Standalone | DE0508768 | As per HSA registered indications
Vascular | Vascular occlusion | Liquid and particulate embolic agent | Embolic agent - Non-drug-eluting particles | Merit Medical | Bearing nsPVA embolization particles | V200EP | Standalone | DE0508483 | As per HSA registered indications
Vascular | Vascular occlusion | Liquid and particulate embolic agent | Embolic agent - Non-drug-eluting particles | Merit Medical | Bearing nsPVA embolization particles | V100EP | Standalone | DE0508483 | As per HSA registered indications
Vascular | Vascular occlusion | Liquid and particulate embolic agent | Embolic agent - Non-drug-eluting particles | Merit Medical | Bearing nsPVA embolization particles | V300EP | Standalone | DE0508483 | As per HSA registered indications
Vascular | Vascular occlusion | Liquid and particulate embolic agent | Embolic agent - Non-drug-eluting particles | Merit Medical | Bearing nsPVA embolization particles | V400EP | Standalone | DE0508483 | As per HSA registered indications
Vascular | Vascular occlusion | Liquid and particulate embolic agent | Embolic agent - Non-drug-eluting particles | Merit Medical | Bearing nsPVA embolization particles | V600EP | Standalone | DE0508483 | As per HSA registered indications
Vascular | Vascular occlusion | Liquid and particulate embolic agent | Embolic agent - Non-drug-eluting particles | Merit Medical | Bearing nsPVA embolization particles | V800EP | Standalone | DE0508483 | As per HSA registered indications
Vascular | Vascular occlusion | Liquid and particulate embolic agent | Embolic agent - Non-drug-eluting particles | Merit Medical | Bearing nsPVA embolization particles | V1100EP | Standalone | DE0508483 | As per HSA registered indications
Vascular | Vascular occlusion | Liquid and particulate embolic agent | Embolic agent - Non-drug-eluting particles | Merit Medical | Bearing nsPVA embolization particles | S100EP | Standalone | DE0508483 | As per HSA registered indications
Vascular | Vascular occlusion | Liquid and particulate embolic agent | Embolic agent - Non-drug-eluting particles | Merit Medical | Bearing nsPVA embolization particles | S200EP | Standalone | DE0508483 | As per HSA registered indications
Vascular | Vascular occlusion | Liquid and particulate embolic agent | Embolic agent - Non-drug-eluting particles | Merit Medical | Bearing nsPVA embolization particles | S300EP | Standalone | DE0508483 | As per HSA registered indications
Vascular | Vascular occlusion | Liquid and particulate embolic agent | Embolic agent - Non-drug-eluting particles | Merit Medical | Bearing nsPVA embolization particles | S400EP | Standalone | DE0508483 | As per HSA registered indications
Vascular | Vascular occlusion | Liquid and particulate embolic agent | Embolic agent - Non-drug-eluting particles | Merit Medical | Bearing nsPVA embolization particles | S600EP | Standalone | DE0508483 | As per HSA registered indications
Vascular | Vascular occlusion | Liquid and particulate embolic agent | Embolic agent - Non-drug-eluting particles | Merit Medical | Bearing nsPVA embolization particles | S800EP | Standalone | DE0508483 | As per HSA registered indications
Vascular | Vascular occlusion | Liquid and particulate embolic agent | Embolic agent - Non-drug-eluting particles | Merit Medical | Bearing nsPVA embolization particles | S1100EP | Standalone | DE0508483 | As per HSA registered indications
Vascular | Endovascular aortic repair | Aortic stent graft package | Additional AAA stent graft package - 1 stent graft | Terumo Aortic | TREO Abdominal Stent Graft System | 28-B2-20-080S | Standalone | DE0507196 | Patients with abdominal aortic aneurysm (AAA; ruptured or unruptured), who are not suitable for open surgical repair (OSR) and are: 1 symptomatic; OR 2 asymptomatic and with an aneurysm of 5 cm or larger (measured outer-to-outer maximum anterior-posterior aortic diameter); OR 3 asymptomatic and with an aneurysm that has grown by more than 1cm in one year (measured outer-to-outer maximum anterior-posterior aortic diameter); OR 4 presenting with a small aneurysm (less than 5 cm), but who will also require chemotherapy, radiation therapy, or solid organ transplantation (a shared multidisciplinary decision-making approach should be considered to decide on treatment options).
Vascular | Endovascular aortic repair | Aortic stent graft package | Additional AAA stent graft package - 1 stent graft | Terumo Aortic | TREO Abdominal Stent Graft System | 28-B2-20-100S | Standalone | DE0507196 | Patients with abdominal aortic aneurysm (AAA; ruptured or unruptured), who are not suitable for open surgical repair (OSR) and are: 1 symptomatic; OR 2 asymptomatic and with an aneurysm of 5 cm or larger (measured outer-to-outer maximum anterior-posterior aortic diameter); OR 3 asymptomatic and with an aneurysm that has grown by more than 1cm in one year (measured outer-to-outer maximum anterior-posterior aortic diameter); OR 4 presenting with a small aneurysm (less than 5 cm), but who will also require chemotherapy, radiation therapy, or solid organ transplantation (a shared multidisciplinary decision-making approach should be considered to decide on treatment options).
Vascular | Endovascular aortic repair | Aortic stent graft package | Additional AAA stent graft package - 1 stent graft | Terumo Aortic | TREO Abdominal Stent Graft System | 28-B2-20-120S | Standalone | DE0507196 | Patients with abdominal aortic aneurysm (AAA; ruptured or unruptured), who are not suitable for open surgical repair (OSR) and are: 1 symptomatic; OR 2 asymptomatic and with an aneurysm of 5 cm or larger (measured outer-to-outer maximum anterior-posterior aortic diameter); OR 3 asymptomatic and with an aneurysm that has grown by more than 1cm in one year (measured outer-to-outer maximum anterior-posterior aortic diameter); OR 4 presenting with a small aneurysm (less than 5 cm), but who will also require chemotherapy, radiation therapy, or solid organ transplantation (a shared multidisciplinary decision-making approach should be considered to decide on treatment options).
Vascular | Endovascular aortic repair | Aortic stent graft package | Additional AAA stent graft package - 1 stent graft | Terumo Aortic | TREO Abdominal Stent Graft System | 28-B2-22-080S | Standalone | DE0507196 | Patients with abdominal aortic aneurysm (AAA; ruptured or unruptured), who are not suitable for open surgical repair (OSR) and are: 1 symptomatic; OR 2 asymptomatic and with an aneurysm of 5 cm or larger (measured outer-to-outer maximum anterior-posterior aortic diameter); OR 3 asymptomatic and with an aneurysm that has grown by more than 1cm in one year (measured outer-to-outer maximum anterior-posterior aortic diameter); OR 4 presenting with a small aneurysm (less than 5 cm), but who will also require chemotherapy, radiation therapy, or solid organ transplantation (a shared multidisciplinary decision-making approach should be considered to decide on treatment options).
Vascular | Endovascular aortic repair | Aortic stent graft package | Additional AAA stent graft package - 1 stent graft | Terumo Aortic | TREO Abdominal Stent Graft System | 28-B2-22-100S | Standalone | DE0507196 | Patients with abdominal aortic aneurysm (AAA; ruptured or unruptured), who are not suitable for open surgical repair (OSR) and are: 1 symptomatic; OR 2 asymptomatic and with an aneurysm of 5 cm or larger (measured outer-to-outer maximum anterior-posterior aortic diameter); OR 3 asymptomatic and with an aneurysm that has grown by more than 1cm in one year (measured outer-to-outer maximum anterior-posterior aortic diameter); OR 4 presenting with a small aneurysm (less than 5 cm), but who will also require chemotherapy, radiation therapy, or solid organ transplantation (a shared multidisciplinary decision-making approach should be considered to decide on treatment options).
Vascular | Endovascular aortic repair | Aortic stent graft package | Additional AAA stent graft package - 1 stent graft | Terumo Aortic | TREO Abdominal Stent Graft System | 28-B2-22-120S | Standalone | DE0507196 | Patients with abdominal aortic aneurysm (AAA; ruptured or unruptured), who are not suitable for open surgical repair (OSR) and are: 1 symptomatic; OR 2 asymptomatic and with an aneurysm of 5 cm or larger (measured outer-to-outer maximum anterior-posterior aortic diameter); OR 3 asymptomatic and with an aneurysm that has grown by more than 1cm in one year (measured outer-to-outer maximum anterior-posterior aortic diameter); OR 4 presenting with a small aneurysm (less than 5 cm), but who will also require chemotherapy, radiation therapy, or solid organ transplantation (a shared multidisciplinary decision-making approach should be considered to decide on treatment options).
Vascular | Endovascular aortic repair | Aortic stent graft package | Additional AAA stent graft package - 1 stent graft | Terumo Aortic | TREO Abdominal Stent Graft System | 28-B2-24-080S | Standalone | DE0507196 | Patients with abdominal aortic aneurysm (AAA; ruptured or unruptured), who are not suitable for open surgical repair (OSR) and are: 1 symptomatic; OR 2 asymptomatic and with an aneurysm of 5 cm or larger (measured outer-to-outer maximum anterior-posterior aortic diameter); OR 3 asymptomatic and with an aneurysm that has grown by more than 1cm in one year (measured outer-to-outer maximum anterior-posterior aortic diameter); OR 4 presenting with a small aneurysm (less than 5 cm), but who will also require chemotherapy, radiation therapy, or solid organ transplantation (a shared multidisciplinary decision-making approach should be considered to decide on treatment options).
Vascular | Endovascular aortic repair | Aortic stent graft package | Additional AAA stent graft package - 1 stent graft | Terumo Aortic | TREO Abdominal Stent Graft System | 28-B2-24-100S | Standalone | DE0507196 | Patients with abdominal aortic aneurysm (AAA; ruptured or unruptured), who are not suitable for open surgical repair (OSR) and are: 1 symptomatic; OR 2 asymptomatic and with an aneurysm of 5 cm or larger (measured outer-to-outer maximum anterior-posterior aortic diameter); OR 3 asymptomatic and with an aneurysm that has grown by more than 1cm in one year (measured outer-to-outer maximum anterior-posterior aortic diameter); OR 4 presenting with a small aneurysm (less than 5 cm), but who will also require chemotherapy, radiation therapy, or solid organ transplantation (a shared multidisciplinary decision-making approach should be considered to decide on treatment options).
Vascular | Endovascular aortic repair | Aortic stent graft package | Additional AAA stent graft package - 1 stent graft | Terumo Aortic | TREO Abdominal Stent Graft System | 28-B2-24-120S | Standalone | DE0507196 | Patients with abdominal aortic aneurysm (AAA; ruptured or unruptured), who are not suitable for open surgical repair (OSR) and are: 1 symptomatic; OR 2 asymptomatic and with an aneurysm of 5 cm or larger (measured outer-to-outer maximum anterior-posterior aortic diameter); OR 3 asymptomatic and with an aneurysm that has grown by more than 1cm in one year (measured outer-to-outer maximum anterior-posterior aortic diameter); OR 4 presenting with a small aneurysm (less than 5 cm), but who will also require chemotherapy, radiation therapy, or solid organ transplantation (a shared multidisciplinary decision-making approach should be considered to decide on treatment options).
Vascular | Endovascular aortic repair | Aortic stent graft package | Additional AAA stent graft package - 1 stent graft | Terumo Aortic | TREO Abdominal Stent Graft System | 28-B2-26-080S | Standalone | DE0507196 | Patients with abdominal aortic aneurysm (AAA; ruptured or unruptured), who are not suitable for open surgical repair (OSR) and are: 1 symptomatic; OR 2 asymptomatic and with an aneurysm of 5 cm or larger (measured outer-to-outer maximum anterior-posterior aortic diameter); OR 3 asymptomatic and with an aneurysm that has grown by more than 1cm in one year (measured outer-to-outer maximum anterior-posterior aortic diameter); OR 4 presenting with a small aneurysm (less than 5 cm), but who will also require chemotherapy, radiation therapy, or solid organ transplantation (a shared multidisciplinary decision-making approach should be considered to decide on treatment options).
Vascular | Endovascular aortic repair | Aortic stent graft package | Additional AAA stent graft package - 1 stent graft | Terumo Aortic | TREO Abdominal Stent Graft System | 28-B2-26-100S | Standalone | DE0507196 | Patients with abdominal aortic aneurysm (AAA; ruptured or unruptured), who are not suitable for open surgical repair (OSR) and are: 1 symptomatic; OR 2 asymptomatic and with an aneurysm of 5 cm or larger (measured outer-to-outer maximum anterior-posterior aortic diameter); OR 3 asymptomatic and with an aneurysm that has grown by more than 1cm in one year (measured outer-to-outer maximum anterior-posterior aortic diameter); OR 4 presenting with a small aneurysm (less than 5 cm), but who will also require chemotherapy, radiation therapy, or solid organ transplantation (a shared multidisciplinary decision-making approach should be considered to decide on treatment options).
Vascular | Endovascular aortic repair | Aortic stent graft package | Additional AAA stent graft package - 1 stent graft | Terumo Aortic | TREO Abdominal Stent Graft System | 28-B2-26-120S | Standalone | DE0507196 | Patients with abdominal aortic aneurysm (AAA; ruptured or unruptured), who are not suitable for open surgical repair (OSR) and are: 1 symptomatic; OR 2 asymptomatic and with an aneurysm of 5 cm or larger (measured outer-to-outer maximum anterior-posterior aortic diameter); OR 3 asymptomatic and with an aneurysm that has grown by more than 1cm in one year (measured outer-to-outer maximum anterior-posterior aortic diameter); OR 4 presenting with a small aneurysm (less than 5 cm), but who will also require chemotherapy, radiation therapy, or solid organ transplantation (a shared multidisciplinary decision-making approach should be considered to decide on treatment options).
Vascular | Endovascular aortic repair | Aortic stent graft package | Additional AAA stent graft package - 1 stent graft | Terumo Aortic | TREO Abdominal Stent Graft System | 28-B2-28-080S | Standalone | DE0507196 | Patients with abdominal aortic aneurysm (AAA; ruptured or unruptured), who are not suitable for open surgical repair (OSR) and are: 1 symptomatic; OR 2 asymptomatic and with an aneurysm of 5 cm or larger (measured outer-to-outer maximum anterior-posterior aortic diameter); OR 3 asymptomatic and with an aneurysm that has grown by more than 1cm in one year (measured outer-to-outer maximum anterior-posterior aortic diameter); OR 4 presenting with a small aneurysm (less than 5 cm), but who will also require chemotherapy, radiation therapy, or solid organ transplantation (a shared multidisciplinary decision-making approach should be considered to decide on treatment options).
Vascular | Endovascular aortic repair | Aortic stent graft package | Additional AAA stent graft package - 1 stent graft | Terumo Aortic | TREO Abdominal Stent Graft System | 28-B2-28-100S | Standalone | DE0507196 | Patients with abdominal aortic aneurysm (AAA; ruptured or unruptured), who are not suitable for open surgical repair (OSR) and are: 1 symptomatic; OR 2 asymptomatic and with an aneurysm of 5 cm or larger (measured outer-to-outer maximum anterior-posterior aortic diameter); OR 3 asymptomatic and with an aneurysm that has grown by more than 1cm in one year (measured outer-to-outer maximum anterior-posterior aortic diameter); OR 4 presenting with a small aneurysm (less than 5 cm), but who will also require chemotherapy, radiation therapy, or solid organ transplantation (a shared multidisciplinary decision-making approach should be considered to decide on treatment options).
Vascular | Endovascular aortic repair | Aortic stent graft package | Additional AAA stent graft package - 1 stent graft | Terumo Aortic | TREO Abdominal Stent Graft System | 28-B2-28-120S | Standalone | DE0507196 | Patients with abdominal aortic aneurysm (AAA; ruptured or unruptured), who are not suitable for open surgical repair (OSR) and are: 1 symptomatic; OR 2 asymptomatic and with an aneurysm of 5 cm or larger (measured outer-to-outer maximum anterior-posterior aortic diameter); OR 3 asymptomatic and with an aneurysm that has grown by more than 1cm in one year (measured outer-to-outer maximum anterior-posterior aortic diameter); OR 4 presenting with a small aneurysm (less than 5 cm), but who will also require chemotherapy, radiation therapy, or solid organ transplantation (a shared multidisciplinary decision-making approach should be considered to decide on treatment options).
Vascular | Endovascular aortic repair | Aortic stent graft package | Additional AAA stent graft package - 1 stent graft | Terumo Aortic | TREO Abdominal Stent Graft System | 28-B2-30-080S | Standalone | DE0507196 | Patients with abdominal aortic aneurysm (AAA; ruptured or unruptured), who are not suitable for open surgical repair (OSR) and are: 1 symptomatic; OR 2 asymptomatic and with an aneurysm of 5 cm or larger (measured outer-to-outer maximum anterior-posterior aortic diameter); OR 3 asymptomatic and with an aneurysm that has grown by more than 1cm in one year (measured outer-to-outer maximum anterior-posterior aortic diameter); OR 4 presenting with a small aneurysm (less than 5 cm), but who will also require chemotherapy, radiation therapy, or solid organ transplantation (a shared multidisciplinary decision-making approach should be considered to decide on treatment options).
Vascular | Endovascular aortic repair | Aortic stent graft package | Additional AAA stent graft package - 1 stent graft | Terumo Aortic | TREO Abdominal Stent Graft System | 28-B2-30-100S | Standalone | DE0507196 | Patients with abdominal aortic aneurysm (AAA; ruptured or unruptured), who are not suitable for open surgical repair (OSR) and are: 1 symptomatic; OR 2 asymptomatic and with an aneurysm of 5 cm or larger (measured outer-to-outer maximum anterior-posterior aortic diameter); OR 3 asymptomatic and with an aneurysm that has grown by more than 1cm in one year (measured outer-to-outer maximum anterior-posterior aortic diameter); OR 4 presenting with a small aneurysm (less than 5 cm), but who will also require chemotherapy, radiation therapy, or solid organ transplantation (a shared multidisciplinary decision-making approach should be considered to decide on treatment options).
Vascular | Endovascular aortic repair | Aortic stent graft package | Additional AAA stent graft package - 1 stent graft | Terumo Aortic | TREO Abdominal Stent Graft System | 28-B2-30-120S | Standalone | DE0507196 | Patients with abdominal aortic aneurysm (AAA; ruptured or unruptured), who are not suitable for open surgical repair (OSR) and are: 1 symptomatic; OR 2 asymptomatic and with an aneurysm of 5 cm or larger (measured outer-to-outer maximum anterior-posterior aortic diameter); OR 3 asymptomatic and with an aneurysm that has grown by more than 1cm in one year (measured outer-to-outer maximum anterior-posterior aortic diameter); OR 4 presenting with a small aneurysm (less than 5 cm), but who will also require chemotherapy, radiation therapy, or solid organ transplantation (a shared multidisciplinary decision-making approach should be considered to decide on treatment options).
Vascular | Endovascular aortic repair | Aortic stent graft package | Additional AAA stent graft package - 1 stent graft | Terumo Aortic | TREO Abdominal Stent Graft System | 28-B2-33-080S | Standalone | DE0507196 | Patients with abdominal aortic aneurysm (AAA; ruptured or unruptured), who are not suitable for open surgical repair (OSR) and are: 1 symptomatic; OR 2 asymptomatic and with an aneurysm of 5 cm or larger (measured outer-to-outer maximum anterior-posterior aortic diameter); OR 3 asymptomatic and with an aneurysm that has grown by more than 1cm in one year (measured outer-to-outer maximum anterior-posterior aortic diameter); OR 4 presenting with a small aneurysm (less than 5 cm), but who will also require chemotherapy, radiation therapy, or solid organ transplantation (a shared multidisciplinary decision-making approach should be considered to decide on treatment options).
Vascular | Endovascular aortic repair | Aortic stent graft package | Additional AAA stent graft package - 1 stent graft | Terumo Aortic | TREO Abdominal Stent Graft System | 28-B2-33-100S | Standalone | DE0507196 | Patients with abdominal aortic aneurysm (AAA; ruptured or unruptured), who are not suitable for open surgical repair (OSR) and are: 1 symptomatic; OR 2 asymptomatic and with an aneurysm of 5 cm or larger (measured outer-to-outer maximum anterior-posterior aortic diameter); OR 3 asymptomatic and with an aneurysm that has grown by more than 1cm in one year (measured outer-to-outer maximum anterior-posterior aortic diameter); OR 4 presenting with a small aneurysm (less than 5 cm), but who will also require chemotherapy, radiation therapy, or solid organ transplantation (a shared multidisciplinary decision-making approach should be considered to decide on treatment options).
Vascular | Endovascular aortic repair | Aortic stent graft package | Additional AAA stent graft package - 1 stent graft | Terumo Aortic | TREO Abdominal Stent Graft System | 28-B2-33-120S | Standalone | DE0507196 | Patients with abdominal aortic aneurysm (AAA; ruptured or unruptured), who are not suitable for open surgical repair (OSR) and are: 1 symptomatic; OR 2 asymptomatic and with an aneurysm of 5 cm or larger (measured outer-to-outer maximum anterior-posterior aortic diameter); OR 3 asymptomatic and with an aneurysm that has grown by more than 1cm in one year (measured outer-to-outer maximum anterior-posterior aortic diameter); OR 4 presenting with a small aneurysm (less than 5 cm), but who will also require chemotherapy, radiation therapy, or solid organ transplantation (a shared multidisciplinary decision-making approach should be considered to decide on treatment options).
Vascular | Endovascular aortic repair | Aortic stent graft package | Additional AAA stent graft package - 1 stent graft | Terumo Aortic | TREO Abdominal Stent Graft System | 28-B2-36-080S | Standalone | DE0507196 | Patients with abdominal aortic aneurysm (AAA; ruptured or unruptured), who are not suitable for open surgical repair (OSR) and are: 1 symptomatic; OR 2 asymptomatic and with an aneurysm of 5 cm or larger (measured outer-to-outer maximum anterior-posterior aortic diameter); OR 3 asymptomatic and with an aneurysm that has grown by more than 1cm in one year (measured outer-to-outer maximum anterior-posterior aortic diameter); OR 4 presenting with a small aneurysm (less than 5 cm), but who will also require chemotherapy, radiation therapy, or solid organ transplantation (a shared multidisciplinary decision-making approach should be considered to decide on treatment options).
Vascular | Endovascular aortic repair | Aortic stent graft package | Additional AAA stent graft package - 1 stent graft | Terumo Aortic | TREO Abdominal Stent Graft System | 28-B2-36-100S | Standalone | DE0507196 | Patients with abdominal aortic aneurysm (AAA; ruptured or unruptured), who are not suitable for open surgical repair (OSR) and are: 1 symptomatic; OR 2 asymptomatic and with an aneurysm of 5 cm or larger (measured outer-to-outer maximum anterior-posterior aortic diameter); OR 3 asymptomatic and with an aneurysm that has grown by more than 1cm in one year (measured outer-to-outer maximum anterior-posterior aortic diameter); OR 4 presenting with a small aneurysm (less than 5 cm), but who will also require chemotherapy, radiation therapy, or solid organ transplantation (a shared multidisciplinary decision-making approach should be considered to decide on treatment options).
Vascular | Endovascular aortic repair | Aortic stent graft package | Additional AAA stent graft package - 1 stent graft | Terumo Aortic | TREO Abdominal Stent Graft System | 28-B2-36-120S | Standalone | DE0507196 | Patients with abdominal aortic aneurysm (AAA; ruptured or unruptured), who are not suitable for open surgical repair (OSR) and are: 1 symptomatic; OR 2 asymptomatic and with an aneurysm of 5 cm or larger (measured outer-to-outer maximum anterior-posterior aortic diameter); OR 3 asymptomatic and with an aneurysm that has grown by more than 1cm in one year (measured outer-to-outer maximum anterior-posterior aortic diameter); OR 4 presenting with a small aneurysm (less than 5 cm), but who will also require chemotherapy, radiation therapy, or solid organ transplantation (a shared multidisciplinary decision-making approach should be considered to decide on treatment options).
Vascular | Endovascular aortic repair | Aortic stent graft package | Additional AAA stent graft package - 1 stent graft | Terumo Aortic | TREO Abdominal Stent Graft System | 28-L2-09-080S | Standalone | DE0507196 | Patients with abdominal aortic aneurysm (AAA; ruptured or unruptured), who are not suitable for open surgical repair (OSR) and are: 1 symptomatic; OR 2 asymptomatic and with an aneurysm of 5 cm or larger (measured outer-to-outer maximum anterior-posterior aortic diameter); OR 3 asymptomatic and with an aneurysm that has grown by more than 1cm in one year (measured outer-to-outer maximum anterior-posterior aortic diameter); OR 4 presenting with a small aneurysm (less than 5 cm), but who will also require chemotherapy, radiation therapy, or solid organ transplantation (a shared multidisciplinary decision-making approach should be considered to decide on treatment options).
Vascular | Endovascular aortic repair | Aortic stent graft package | Additional AAA stent graft package - 1 stent graft | Terumo Aortic | TREO Abdominal Stent Graft System | 28-L2-09-100S | Standalone | DE0507196 | Patients with abdominal aortic aneurysm (AAA; ruptured or unruptured), who are not suitable for open surgical repair (OSR) and are: 1 symptomatic; OR 2 asymptomatic and with an aneurysm of 5 cm or larger (measured outer-to-outer maximum anterior-posterior aortic diameter); OR 3 asymptomatic and with an aneurysm that has grown by more than 1cm in one year (measured outer-to-outer maximum anterior-posterior aortic diameter); OR 4 presenting with a small aneurysm (less than 5 cm), but who will also require chemotherapy, radiation therapy, or solid organ transplantation (a shared multidisciplinary decision-making approach should be considered to decide on treatment options).
Vascular | Endovascular aortic repair | Aortic stent graft package | Additional AAA stent graft package - 1 stent graft | Terumo Aortic | TREO Abdominal Stent Graft System | 28-L2-09-120S | Standalone | DE0507196 | Patients with abdominal aortic aneurysm (AAA; ruptured or unruptured), who are not suitable for open surgical repair (OSR) and are: 1 symptomatic; OR 2 asymptomatic and with an aneurysm of 5 cm or larger (measured outer-to-outer maximum anterior-posterior aortic diameter); OR 3 asymptomatic and with an aneurysm that has grown by more than 1cm in one year (measured outer-to-outer maximum anterior-posterior aortic diameter); OR 4 presenting with a small aneurysm (less than 5 cm), but who will also require chemotherapy, radiation therapy, or solid organ transplantation (a shared multidisciplinary decision-making approach should be considered to decide on treatment options).
Vascular | Endovascular aortic repair | Aortic stent graft package | Additional AAA stent graft package - 1 stent graft | Terumo Aortic | TREO Abdominal Stent Graft System | 28-L2-09-140S | Standalone | DE0507196 | Patients with abdominal aortic aneurysm (AAA; ruptured or unruptured), who are not suitable for open surgical repair (OSR) and are: 1 symptomatic; OR 2 asymptomatic and with an aneurysm of 5 cm or larger (measured outer-to-outer maximum anterior-posterior aortic diameter); OR 3 asymptomatic and with an aneurysm that has grown by more than 1cm in one year (measured outer-to-outer maximum anterior-posterior aortic diameter); OR 4 presenting with a small aneurysm (less than 5 cm), but who will also require chemotherapy, radiation therapy, or solid organ transplantation (a shared multidisciplinary decision-making approach should be considered to decide on treatment options).
Vascular | Endovascular aortic repair | Aortic stent graft package | Additional AAA stent graft package - 1 stent graft | Terumo Aortic | TREO Abdominal Stent Graft System | 28-L2-09-160S | Standalone | DE0507196 | Patients with abdominal aortic aneurysm (AAA; ruptured or unruptured), who are not suitable for open surgical repair (OSR) and are: 1 symptomatic; OR 2 asymptomatic and with an aneurysm of 5 cm or larger (measured outer-to-outer maximum anterior-posterior aortic diameter); OR 3 asymptomatic and with an aneurysm that has grown by more than 1cm in one year (measured outer-to-outer maximum anterior-posterior aortic diameter); OR 4 presenting with a small aneurysm (less than 5 cm), but who will also require chemotherapy, radiation therapy, or solid organ transplantation (a shared multidisciplinary decision-making approach should be considered to decide on treatment options).
Vascular | Endovascular aortic repair | Aortic stent graft package | Additional AAA stent graft package - 1 stent graft | Terumo Aortic | TREO Abdominal Stent Graft System | 28-L2-11-080S | Standalone | DE0507196 | Patients with abdominal aortic aneurysm (AAA; ruptured or unruptured), who are not suitable for open surgical repair (OSR) and are: 1 symptomatic; OR 2 asymptomatic and with an aneurysm of 5 cm or larger (measured outer-to-outer maximum anterior-posterior aortic diameter); OR 3 asymptomatic and with an aneurysm that has grown by more than 1cm in one year (measured outer-to-outer maximum anterior-posterior aortic diameter); OR 4 presenting with a small aneurysm (less than 5 cm), but who will also require chemotherapy, radiation therapy, or solid organ transplantation (a shared multidisciplinary decision-making approach should be considered to decide on treatment options).
Vascular | Endovascular aortic repair | Aortic stent graft package | Additional AAA stent graft package - 1 stent graft | Terumo Aortic | TREO Abdominal Stent Graft System | 28-L2-11-100S | Standalone | DE0507196 | Patients with abdominal aortic aneurysm (AAA; ruptured or unruptured), who are not suitable for open surgical repair (OSR) and are: 1 symptomatic; OR 2 asymptomatic and with an aneurysm of 5 cm or larger (measured outer-to-outer maximum anterior-posterior aortic diameter); OR 3 asymptomatic and with an aneurysm that has grown by more than 1cm in one year (measured outer-to-outer maximum anterior-posterior aortic diameter); OR 4 presenting with a small aneurysm (less than 5 cm), but who will also require chemotherapy, radiation therapy, or solid organ transplantation (a shared multidisciplinary decision-making approach should be considered to decide on treatment options).
Vascular | Endovascular aortic repair | Aortic stent graft package | Additional AAA stent graft package - 1 stent graft | Terumo Aortic | TREO Abdominal Stent Graft System | 28-L2-11-120S | Standalone | DE0507196 | Patients with abdominal aortic aneurysm (AAA; ruptured or unruptured), who are not suitable for open surgical repair (OSR) and are: 1 symptomatic; OR 2 asymptomatic and with an aneurysm of 5 cm or larger (measured outer-to-outer maximum anterior-posterior aortic diameter); OR 3 asymptomatic and with an aneurysm that has grown by more than 1cm in one year (measured outer-to-outer maximum anterior-posterior aortic diameter); OR 4 presenting with a small aneurysm (less than 5 cm), but who will also require chemotherapy, radiation therapy, or solid organ transplantation (a shared multidisciplinary decision-making approach should be considered to decide on treatment options).
Vascular | Endovascular aortic repair | Aortic stent graft package | Additional AAA stent graft package - 1 stent graft | Terumo Aortic | TREO Abdominal Stent Graft System | 28-L2-11-140S | Standalone | DE0507196 | Patients with abdominal aortic aneurysm (AAA; ruptured or unruptured), who are not suitable for open surgical repair (OSR) and are: 1 symptomatic; OR 2 asymptomatic and with an aneurysm of 5 cm or larger (measured outer-to-outer maximum anterior-posterior aortic diameter); OR 3 asymptomatic and with an aneurysm that has grown by more than 1cm in one year (measured outer-to-outer maximum anterior-posterior aortic diameter); OR 4 presenting with a small aneurysm (less than 5 cm), but who will also require chemotherapy, radiation therapy, or solid organ transplantation (a shared multidisciplinary decision-making approach should be considered to decide on treatment options).
Vascular | Endovascular aortic repair | Aortic stent graft package | Additional AAA stent graft package - 1 stent graft | Terumo Aortic | TREO Abdominal Stent Graft System | 28-L2-11-160S | Standalone | DE0507196 | Patients with abdominal aortic aneurysm (AAA; ruptured or unruptured), who are not suitable for open surgical repair (OSR) and are: 1 symptomatic; OR 2 asymptomatic and with an aneurysm of 5 cm or larger (measured outer-to-outer maximum anterior-posterior aortic diameter); OR 3 asymptomatic and with an aneurysm that has grown by more than 1cm in one year (measured outer-to-outer maximum anterior-posterior aortic diameter); OR 4 presenting with a small aneurysm (less than 5 cm), but who will also require chemotherapy, radiation therapy, or solid organ transplantation (a shared multidisciplinary decision-making approach should be considered to decide on treatment options).
Vascular | Endovascular aortic repair | Aortic stent graft package | Additional AAA stent graft package - 1 stent graft | Terumo Aortic | TREO Abdominal Stent Graft System | 28-L2-13-080S | Standalone | DE0507196 | Patients with abdominal aortic aneurysm (AAA; ruptured or unruptured), who are not suitable for open surgical repair (OSR) and are: 1 symptomatic; OR 2 asymptomatic and with an aneurysm of 5 cm or larger (measured outer-to-outer maximum anterior-posterior aortic diameter); OR 3 asymptomatic and with an aneurysm that has grown by more than 1cm in one year (measured outer-to-outer maximum anterior-posterior aortic diameter); OR 4 presenting with a small aneurysm (less than 5 cm), but who will also require chemotherapy, radiation therapy, or solid organ transplantation (a shared multidisciplinary decision-making approach should be considered to decide on treatment options).
Vascular | Endovascular aortic repair | Aortic stent graft package | Additional AAA stent graft package - 1 stent graft | Terumo Aortic | TREO Abdominal Stent Graft System | 28-L2-13-100S | Standalone | DE0507196 | Patients with abdominal aortic aneurysm (AAA; ruptured or unruptured), who are not suitable for open surgical repair (OSR) and are: 1 symptomatic; OR 2 asymptomatic and with an aneurysm of 5 cm or larger (measured outer-to-outer maximum anterior-posterior aortic diameter); OR 3 asymptomatic and with an aneurysm that has grown by more than 1cm in one year (measured outer-to-outer maximum anterior-posterior aortic diameter); OR 4 presenting with a small aneurysm (less than 5 cm), but who will also require chemotherapy, radiation therapy, or solid organ transplantation (a shared multidisciplinary decision-making approach should be considered to decide on treatment options).
Vascular | Endovascular aortic repair | Aortic stent graft package | Additional AAA stent graft package - 1 stent graft | Terumo Aortic | TREO Abdominal Stent Graft System | 28-L2-13-120S | Standalone | DE0507196 | Patients with abdominal aortic aneurysm (AAA; ruptured or unruptured), who are not suitable for open surgical repair (OSR) and are: 1 symptomatic; OR 2 asymptomatic and with an aneurysm of 5 cm or larger (measured outer-to-outer maximum anterior-posterior aortic diameter); OR 3 asymptomatic and with an aneurysm that has grown by more than 1cm in one year (measured outer-to-outer maximum anterior-posterior aortic diameter); OR 4 presenting with a small aneurysm (less than 5 cm), but who will also require chemotherapy, radiation therapy, or solid organ transplantation (a shared multidisciplinary decision-making approach should be considered to decide on treatment options).
Vascular | Endovascular aortic repair | Aortic stent graft package | Additional AAA stent graft package - 1 stent graft | Terumo Aortic | TREO Abdominal Stent Graft System | 28-L2-13-140S | Standalone | DE0507196 | Patients with abdominal aortic aneurysm (AAA; ruptured or unruptured), who are not suitable for open surgical repair (OSR) and are: 1 symptomatic; OR 2 asymptomatic and with an aneurysm of 5 cm or larger (measured outer-to-outer maximum anterior-posterior aortic diameter); OR 3 asymptomatic and with an aneurysm that has grown by more than 1cm in one year (measured outer-to-outer maximum anterior-posterior aortic diameter); OR 4 presenting with a small aneurysm (less than 5 cm), but who will also require chemotherapy, radiation therapy, or solid organ transplantation (a shared multidisciplinary decision-making approach should be considered to decide on treatment options).
Vascular | Endovascular aortic repair | Aortic stent graft package | Additional AAA stent graft package - 1 stent graft | Terumo Aortic | TREO Abdominal Stent Graft System | 28-L2-13-160S | Standalone | DE0507196 | Patients with abdominal aortic aneurysm (AAA; ruptured or unruptured), who are not suitable for open surgical repair (OSR) and are: 1 symptomatic; OR 2 asymptomatic and with an aneurysm of 5 cm or larger (measured outer-to-outer maximum anterior-posterior aortic diameter); OR 3 asymptomatic and with an aneurysm that has grown by more than 1cm in one year (measured outer-to-outer maximum anterior-posterior aortic diameter); OR 4 presenting with a small aneurysm (less than 5 cm), but who will also require chemotherapy, radiation therapy, or solid organ transplantation (a shared multidisciplinary decision-making approach should be considered to decide on treatment options).
Vascular | Endovascular aortic repair | Aortic stent graft package | Additional AAA stent graft package - 1 stent graft | Terumo Aortic | TREO Abdominal Stent Graft System | 28-L2-15-080S | Standalone | DE0507196 | Patients with abdominal aortic aneurysm (AAA; ruptured or unruptured), who are not suitable for open surgical repair (OSR) and are: 1 symptomatic; OR 2 asymptomatic and with an aneurysm of 5 cm or larger (measured outer-to-outer maximum anterior-posterior aortic diameter); OR 3 asymptomatic and with an aneurysm that has grown by more than 1cm in one year (measured outer-to-outer maximum anterior-posterior aortic diameter); OR 4 presenting with a small aneurysm (less than 5 cm), but who will also require chemotherapy, radiation therapy, or solid organ transplantation (a shared multidisciplinary decision-making approach should be considered to decide on treatment options).
Vascular | Endovascular aortic repair | Aortic stent graft package | Additional AAA stent graft package - 1 stent graft | Terumo Aortic | TREO Abdominal Stent Graft System | 28-L2-15-100S | Standalone | DE0507196 | Patients with abdominal aortic aneurysm (AAA; ruptured or unruptured), who are not suitable for open surgical repair (OSR) and are: 1 symptomatic; OR 2 asymptomatic and with an aneurysm of 5 cm or larger (measured outer-to-outer maximum anterior-posterior aortic diameter); OR 3 asymptomatic and with an aneurysm that has grown by more than 1cm in one year (measured outer-to-outer maximum anterior-posterior aortic diameter); OR 4 presenting with a small aneurysm (less than 5 cm), but who will also require chemotherapy, radiation therapy, or solid organ transplantation (a shared multidisciplinary decision-making approach should be considered to decide on treatment options).
Vascular | Endovascular aortic repair | Aortic stent graft package | Additional AAA stent graft package - 1 stent graft | Terumo Aortic | TREO Abdominal Stent Graft System | 28-L2-15-120S | Standalone | DE0507196 | Patients with abdominal aortic aneurysm (AAA; ruptured or unruptured), who are not suitable for open surgical repair (OSR) and are: 1 symptomatic; OR 2 asymptomatic and with an aneurysm of 5 cm or larger (measured outer-to-outer maximum anterior-posterior aortic diameter); OR 3 asymptomatic and with an aneurysm that has grown by more than 1cm in one year (measured outer-to-outer maximum anterior-posterior aortic diameter); OR 4 presenting with a small aneurysm (less than 5 cm), but who will also require chemotherapy, radiation therapy, or solid organ transplantation (a shared multidisciplinary decision-making approach should be considered to decide on treatment options).
Vascular | Endovascular aortic repair | Aortic stent graft package | Additional AAA stent graft package - 1 stent graft | Terumo Aortic | TREO Abdominal Stent Graft System | 28-L2-15-140S | Standalone | DE0507196 | Patients with abdominal aortic aneurysm (AAA; ruptured or unruptured), who are not suitable for open surgical repair (OSR) and are: 1 symptomatic; OR 2 asymptomatic and with an aneurysm of 5 cm or larger (measured outer-to-outer maximum anterior-posterior aortic diameter); OR 3 asymptomatic and with an aneurysm that has grown by more than 1cm in one year (measured outer-to-outer maximum anterior-posterior aortic diameter); OR 4 presenting with a small aneurysm (less than 5 cm), but who will also require chemotherapy, radiation therapy, or solid organ transplantation (a shared multidisciplinary decision-making approach should be considered to decide on treatment options).
Vascular | Endovascular aortic repair | Aortic stent graft package | Additional AAA stent graft package - 1 stent graft | Terumo Aortic | TREO Abdominal Stent Graft System | 28-L2-15-160S | Standalone | DE0507196 | Patients with abdominal aortic aneurysm (AAA; ruptured or unruptured), who are not suitable for open surgical repair (OSR) and are: 1 symptomatic; OR 2 asymptomatic and with an aneurysm of 5 cm or larger (measured outer-to-outer maximum anterior-posterior aortic diameter); OR 3 asymptomatic and with an aneurysm that has grown by more than 1cm in one year (measured outer-to-outer maximum anterior-posterior aortic diameter); OR 4 presenting with a small aneurysm (less than 5 cm), but who will also require chemotherapy, radiation therapy, or solid organ transplantation (a shared multidisciplinary decision-making approach should be considered to decide on treatment options).
Vascular | Endovascular aortic repair | Aortic stent graft package | Additional AAA stent graft package - 1 stent graft | Terumo Aortic | TREO Abdominal Stent Graft System | 28-L2-17-080S | Standalone | DE0507196 | Patients with abdominal aortic aneurysm (AAA; ruptured or unruptured), who are not suitable for open surgical repair (OSR) and are: 1 symptomatic; OR 2 asymptomatic and with an aneurysm of 5 cm or larger (measured outer-to-outer maximum anterior-posterior aortic diameter); OR 3 asymptomatic and with an aneurysm that has grown by more than 1cm in one year (measured outer-to-outer maximum anterior-posterior aortic diameter); OR 4 presenting with a small aneurysm (less than 5 cm), but who will also require chemotherapy, radiation therapy, or solid organ transplantation (a shared multidisciplinary decision-making approach should be considered to decide on treatment options).
Vascular | Endovascular aortic repair | Aortic stent graft package | Additional AAA stent graft package - 1 stent graft | Terumo Aortic | TREO Abdominal Stent Graft System | 28-L2-17-100S | Standalone | DE0507196 | Patients with abdominal aortic aneurysm (AAA; ruptured or unruptured), who are not suitable for open surgical repair (OSR) and are: 1 symptomatic; OR 2 asymptomatic and with an aneurysm of 5 cm or larger (measured outer-to-outer maximum anterior-posterior aortic diameter); OR 3 asymptomatic and with an aneurysm that has grown by more than 1cm in one year (measured outer-to-outer maximum anterior-posterior aortic diameter); OR 4 presenting with a small aneurysm (less than 5 cm), but who will also require chemotherapy, radiation therapy, or solid organ transplantation (a shared multidisciplinary decision-making approach should be considered to decide on treatment options).
Vascular | Endovascular aortic repair | Aortic stent graft package | Additional AAA stent graft package - 1 stent graft | Terumo Aortic | TREO Abdominal Stent Graft System | 28-L2-17-120S | Standalone | DE0507196 | Patients with abdominal aortic aneurysm (AAA; ruptured or unruptured), who are not suitable for open surgical repair (OSR) and are: 1 symptomatic; OR 2 asymptomatic and with an aneurysm of 5 cm or larger (measured outer-to-outer maximum anterior-posterior aortic diameter); OR 3 asymptomatic and with an aneurysm that has grown by more than 1cm in one year (measured outer-to-outer maximum anterior-posterior aortic diameter); OR 4 presenting with a small aneurysm (less than 5 cm), but who will also require chemotherapy, radiation therapy, or solid organ transplantation (a shared multidisciplinary decision-making approach should be considered to decide on treatment options).
Vascular | Endovascular aortic repair | Aortic stent graft package | Additional AAA stent graft package - 1 stent graft | Terumo Aortic | TREO Abdominal Stent Graft System | 28-L2-17-140S | Standalone | DE0507196 | Patients with abdominal aortic aneurysm (AAA; ruptured or unruptured), who are not suitable for open surgical repair (OSR) and are: 1 symptomatic; OR 2 asymptomatic and with an aneurysm of 5 cm or larger (measured outer-to-outer maximum anterior-posterior aortic diameter); OR 3 asymptomatic and with an aneurysm that has grown by more than 1cm in one year (measured outer-to-outer maximum anterior-posterior aortic diameter); OR 4 presenting with a small aneurysm (less than 5 cm), but who will also require chemotherapy, radiation therapy, or solid organ transplantation (a shared multidisciplinary decision-making approach should be considered to decide on treatment options).
Vascular | Endovascular aortic repair | Aortic stent graft package | Additional AAA stent graft package - 1 stent graft | Terumo Aortic | TREO Abdominal Stent Graft System | 28-L2-17-160S | Standalone | DE0507196 | Patients with abdominal aortic aneurysm (AAA; ruptured or unruptured), who are not suitable for open surgical repair (OSR) and are: 1 symptomatic; OR 2 asymptomatic and with an aneurysm of 5 cm or larger (measured outer-to-outer maximum anterior-posterior aortic diameter); OR 3 asymptomatic and with an aneurysm that has grown by more than 1cm in one year (measured outer-to-outer maximum anterior-posterior aortic diameter); OR 4 presenting with a small aneurysm (less than 5 cm), but who will also require chemotherapy, radiation therapy, or solid organ transplantation (a shared multidisciplinary decision-making approach should be considered to decide on treatment options).
Vascular | Endovascular aortic repair | Aortic stent graft package | Additional AAA stent graft package - 1 stent graft | Terumo Aortic | TREO Abdominal Stent Graft System | 28-L2-20-080S | Standalone | DE0507196 | Patients with abdominal aortic aneurysm (AAA; ruptured or unruptured), who are not suitable for open surgical repair (OSR) and are: 1 symptomatic; OR 2 asymptomatic and with an aneurysm of 5 cm or larger (measured outer-to-outer maximum anterior-posterior aortic diameter); OR 3 asymptomatic and with an aneurysm that has grown by more than 1cm in one year (measured outer-to-outer maximum anterior-posterior aortic diameter); OR 4 presenting with a small aneurysm (less than 5 cm), but who will also require chemotherapy, radiation therapy, or solid organ transplantation (a shared multidisciplinary decision-making approach should be considered to decide on treatment options).
Vascular | Endovascular aortic repair | Aortic stent graft package | Additional AAA stent graft package - 1 stent graft | Terumo Aortic | TREO Abdominal Stent Graft System | 28-L2-20-100S | Standalone | DE0507196 | Patients with abdominal aortic aneurysm (AAA; ruptured or unruptured), who are not suitable for open surgical repair (OSR) and are: 1 symptomatic; OR 2 asymptomatic and with an aneurysm of 5 cm or larger (measured outer-to-outer maximum anterior-posterior aortic diameter); OR 3 asymptomatic and with an aneurysm that has grown by more than 1cm in one year (measured outer-to-outer maximum anterior-posterior aortic diameter); OR 4 presenting with a small aneurysm (less than 5 cm), but who will also require chemotherapy, radiation therapy, or solid organ transplantation (a shared multidisciplinary decision-making approach should be considered to decide on treatment options).
Vascular | Endovascular aortic repair | Aortic stent graft package | Additional AAA stent graft package - 1 stent graft | Terumo Aortic | TREO Abdominal Stent Graft System | 28-L2-20-120S | Standalone | DE0507196 | Patients with abdominal aortic aneurysm (AAA; ruptured or unruptured), who are not suitable for open surgical repair (OSR) and are: 1 symptomatic; OR 2 asymptomatic and with an aneurysm of 5 cm or larger (measured outer-to-outer maximum anterior-posterior aortic diameter); OR 3 asymptomatic and with an aneurysm that has grown by more than 1cm in one year (measured outer-to-outer maximum anterior-posterior aortic diameter); OR 4 presenting with a small aneurysm (less than 5 cm), but who will also require chemotherapy, radiation therapy, or solid organ transplantation (a shared multidisciplinary decision-making approach should be considered to decide on treatment options).
Vascular | Endovascular aortic repair | Aortic stent graft package | Additional AAA stent graft package - 1 stent graft | Terumo Aortic | TREO Abdominal Stent Graft System | 28-L2-20-140S | Standalone | DE0507196 | Patients with abdominal aortic aneurysm (AAA; ruptured or unruptured), who are not suitable for open surgical repair (OSR) and are: 1 symptomatic; OR 2 asymptomatic and with an aneurysm of 5 cm or larger (measured outer-to-outer maximum anterior-posterior aortic diameter); OR 3 asymptomatic and with an aneurysm that has grown by more than 1cm in one year (measured outer-to-outer maximum anterior-posterior aortic diameter); OR 4 presenting with a small aneurysm (less than 5 cm), but who will also require chemotherapy, radiation therapy, or solid organ transplantation (a shared multidisciplinary decision-making approach should be considered to decide on treatment options).
Vascular | Endovascular aortic repair | Aortic stent graft package | Additional AAA stent graft package - 1 stent graft | Terumo Aortic | TREO Abdominal Stent Graft System | 28-L2-20-160S | Standalone | DE0507196 | Patients with abdominal aortic aneurysm (AAA; ruptured or unruptured), who are not suitable for open surgical repair (OSR) and are: 1 symptomatic; OR 2 asymptomatic and with an aneurysm of 5 cm or larger (measured outer-to-outer maximum anterior-posterior aortic diameter); OR 3 asymptomatic and with an aneurysm that has grown by more than 1cm in one year (measured outer-to-outer maximum anterior-posterior aortic diameter); OR 4 presenting with a small aneurysm (less than 5 cm), but who will also require chemotherapy, radiation therapy, or solid organ transplantation (a shared multidisciplinary decision-making approach should be considered to decide on treatment options).
Vascular | Endovascular aortic repair | Aortic stent graft package | Additional AAA stent graft package - 1 stent graft | Terumo Aortic | TREO Abdominal Stent Graft System | 28-L2-24-080S | Standalone | DE0507196 | Patients with abdominal aortic aneurysm (AAA; ruptured or unruptured), who are not suitable for open surgical repair (OSR) and are: 1 symptomatic; OR 2 asymptomatic and with an aneurysm of 5 cm or larger (measured outer-to-outer maximum anterior-posterior aortic diameter); OR 3 asymptomatic and with an aneurysm that has grown by more than 1cm in one year (measured outer-to-outer maximum anterior-posterior aortic diameter); OR 4 presenting with a small aneurysm (less than 5 cm), but who will also require chemotherapy, radiation therapy, or solid organ transplantation (a shared multidisciplinary decision-making approach should be considered to decide on treatment options).
Vascular | Endovascular aortic repair | Aortic stent graft package | Additional AAA stent graft package - 1 stent graft | Terumo Aortic | TREO Abdominal Stent Graft System | 28-L2-24-100S | Standalone | DE0507196 | Patients with abdominal aortic aneurysm (AAA; ruptured or unruptured), who are not suitable for open surgical repair (OSR) and are: 1 symptomatic; OR 2 asymptomatic and with an aneurysm of 5 cm or larger (measured outer-to-outer maximum anterior-posterior aortic diameter); OR 3 asymptomatic and with an aneurysm that has grown by more than 1cm in one year (measured outer-to-outer maximum anterior-posterior aortic diameter); OR 4 presenting with a small aneurysm (less than 5 cm), but who will also require chemotherapy, radiation therapy, or solid organ transplantation (a shared multidisciplinary decision-making approach should be considered to decide on treatment options).
Vascular | Endovascular aortic repair | Aortic stent graft package | Additional AAA stent graft package - 1 stent graft | Terumo Aortic | TREO Abdominal Stent Graft System | 28-L2-24-120S | Standalone | DE0507196 | Patients with abdominal aortic aneurysm (AAA; ruptured or unruptured), who are not suitable for open surgical repair (OSR) and are: 1 symptomatic; OR 2 asymptomatic and with an aneurysm of 5 cm or larger (measured outer-to-outer maximum anterior-posterior aortic diameter); OR 3 asymptomatic and with an aneurysm that has grown by more than 1cm in one year (measured outer-to-outer maximum anterior-posterior aortic diameter); OR 4 presenting with a small aneurysm (less than 5 cm), but who will also require chemotherapy, radiation therapy, or solid organ transplantation (a shared multidisciplinary decision-making approach should be considered to decide on treatment options).
Vascular | Endovascular aortic repair | Aortic stent graft package | Additional AAA stent graft package - 1 stent graft | Terumo Aortic | TREO Abdominal Stent Graft System | 28-L2-24-140S | Standalone | DE0507196 | Patients with abdominal aortic aneurysm (AAA; ruptured or unruptured), who are not suitable for open surgical repair (OSR) and are: 1 symptomatic; OR 2 asymptomatic and with an aneurysm of 5 cm or larger (measured outer-to-outer maximum anterior-posterior aortic diameter); OR 3 asymptomatic and with an aneurysm that has grown by more than 1cm in one year (measured outer-to-outer maximum anterior-posterior aortic diameter); OR 4 presenting with a small aneurysm (less than 5 cm), but who will also require chemotherapy, radiation therapy, or solid organ transplantation (a shared multidisciplinary decision-making approach should be considered to decide on treatment options).
Vascular | Endovascular aortic repair | Aortic stent graft package | Additional AAA stent graft package - 1 stent graft | Terumo Aortic | TREO Abdominal Stent Graft System | 28-L2-24-160S | Standalone | DE0507196 | Patients with abdominal aortic aneurysm (AAA; ruptured or unruptured), who are not suitable for open surgical repair (OSR) and are: 1 symptomatic; OR 2 asymptomatic and with an aneurysm of 5 cm or larger (measured outer-to-outer maximum anterior-posterior aortic diameter); OR 3 asymptomatic and with an aneurysm that has grown by more than 1cm in one year (measured outer-to-outer maximum anterior-posterior aortic diameter); OR 4 presenting with a small aneurysm (less than 5 cm), but who will also require chemotherapy, radiation therapy, or solid organ transplantation (a shared multidisciplinary decision-making approach should be considered to decide on treatment options).
Vascular | Endovascular aortic repair | Aortic stent graft package | Additional AAA stent graft package - 1 stent graft | Terumo Aortic | TREO Abdominal Stent Graft System | 28-C2-20-040S | Standalone | DE0507196 | Patients with abdominal aortic aneurysm (AAA; ruptured or unruptured), who are not suitable for open surgical repair (OSR) and are: 1 symptomatic; OR 2 asymptomatic and with an aneurysm of 5 cm or larger (measured outer-to-outer maximum anterior-posterior aortic diameter); OR 3 asymptomatic and with an aneurysm that has grown by more than 1cm in one year (measured outer-to-outer maximum anterior-posterior aortic diameter); OR 4 presenting with a small aneurysm (less than 5 cm), but who will also require chemotherapy, radiation therapy, or solid organ transplantation (a shared multidisciplinary decision-making approach should be considered to decide on treatment options).
Vascular | Endovascular aortic repair | Aortic stent graft package | Additional AAA stent graft package - 1 stent graft | Terumo Aortic | TREO Abdominal Stent Graft System | 28-C2-20-055S | Standalone | DE0507196 | Patients with abdominal aortic aneurysm (AAA; ruptured or unruptured), who are not suitable for open surgical repair (OSR) and are: 1 symptomatic; OR 2 asymptomatic and with an aneurysm of 5 cm or larger (measured outer-to-outer maximum anterior-posterior aortic diameter); OR 3 asymptomatic and with an aneurysm that has grown by more than 1cm in one year (measured outer-to-outer maximum anterior-posterior aortic diameter); OR 4 presenting with a small aneurysm (less than 5 cm), but who will also require chemotherapy, radiation therapy, or solid organ transplantation (a shared multidisciplinary decision-making approach should be considered to decide on treatment options).
Vascular | Endovascular aortic repair | Aortic stent graft package | Additional AAA stent graft package - 1 stent graft | Terumo Aortic | TREO Abdominal Stent Graft System | 28-C2-20-070S | Standalone | DE0507196 | Patients with abdominal aortic aneurysm (AAA; ruptured or unruptured), who are not suitable for open surgical repair (OSR) and are: 1 symptomatic; OR 2 asymptomatic and with an aneurysm of 5 cm or larger (measured outer-to-outer maximum anterior-posterior aortic diameter); OR 3 asymptomatic and with an aneurysm that has grown by more than 1cm in one year (measured outer-to-outer maximum anterior-posterior aortic diameter); OR 4 presenting with a small aneurysm (less than 5 cm), but who will also require chemotherapy, radiation therapy, or solid organ transplantation (a shared multidisciplinary decision-making approach should be considered to decide on treatment options).
Vascular | Endovascular aortic repair | Aortic stent graft package | Additional AAA stent graft package - 1 stent graft | Terumo Aortic | TREO Abdominal Stent Graft System | 28-C2-22-040S | Standalone | DE0507196 | Patients with abdominal aortic aneurysm (AAA; ruptured or unruptured), who are not suitable for open surgical repair (OSR) and are: 1 symptomatic; OR 2 asymptomatic and with an aneurysm of 5 cm or larger (measured outer-to-outer maximum anterior-posterior aortic diameter); OR 3 asymptomatic and with an aneurysm that has grown by more than 1cm in one year (measured outer-to-outer maximum anterior-posterior aortic diameter); OR 4 presenting with a small aneurysm (less than 5 cm), but who will also require chemotherapy, radiation therapy, or solid organ transplantation (a shared multidisciplinary decision-making approach should be considered to decide on treatment options).
Vascular | Endovascular aortic repair | Aortic stent graft package | Additional AAA stent graft package - 1 stent graft | Terumo Aortic | TREO Abdominal Stent Graft System | 28-C2-22-055S | Standalone | DE0507196 | Patients with abdominal aortic aneurysm (AAA; ruptured or unruptured), who are not suitable for open surgical repair (OSR) and are: 1 symptomatic; OR 2 asymptomatic and with an aneurysm of 5 cm or larger (measured outer-to-outer maximum anterior-posterior aortic diameter); OR 3 asymptomatic and with an aneurysm that has grown by more than 1cm in one year (measured outer-to-outer maximum anterior-posterior aortic diameter); OR 4 presenting with a small aneurysm (less than 5 cm), but who will also require chemotherapy, radiation therapy, or solid organ transplantation (a shared multidisciplinary decision-making approach should be considered to decide on treatment options).
Vascular | Endovascular aortic repair | Aortic stent graft package | Additional AAA stent graft package - 1 stent graft | Terumo Aortic | TREO Abdominal Stent Graft System | 28-C2-22-070S | Standalone | DE0507196 | Patients with abdominal aortic aneurysm (AAA; ruptured or unruptured), who are not suitable for open surgical repair (OSR) and are: 1 symptomatic; OR 2 asymptomatic and with an aneurysm of 5 cm or larger (measured outer-to-outer maximum anterior-posterior aortic diameter); OR 3 asymptomatic and with an aneurysm that has grown by more than 1cm in one year (measured outer-to-outer maximum anterior-posterior aortic diameter); OR 4 presenting with a small aneurysm (less than 5 cm), but who will also require chemotherapy, radiation therapy, or solid organ transplantation (a shared multidisciplinary decision-making approach should be considered to decide on treatment options).
Vascular | Endovascular aortic repair | Aortic stent graft package | Additional AAA stent graft package - 1 stent graft | Terumo Aortic | TREO Abdominal Stent Graft System | 28-C2-24-040S | Standalone | DE0507196 | Patients with abdominal aortic aneurysm (AAA; ruptured or unruptured), who are not suitable for open surgical repair (OSR) and are: 1 symptomatic; OR 2 asymptomatic and with an aneurysm of 5 cm or larger (measured outer-to-outer maximum anterior-posterior aortic diameter); OR 3 asymptomatic and with an aneurysm that has grown by more than 1cm in one year (measured outer-to-outer maximum anterior-posterior aortic diameter); OR 4 presenting with a small aneurysm (less than 5 cm), but who will also require chemotherapy, radiation therapy, or solid organ transplantation (a shared multidisciplinary decision-making approach should be considered to decide on treatment options).
Vascular | Endovascular aortic repair | Aortic stent graft package | Additional AAA stent graft package - 1 stent graft | Terumo Aortic | TREO Abdominal Stent Graft System | 28-C2-24-055S | Standalone | DE0507196 | Patients with abdominal aortic aneurysm (AAA; ruptured or unruptured), who are not suitable for open surgical repair (OSR) and are: 1 symptomatic; OR 2 asymptomatic and with an aneurysm of 5 cm or larger (measured outer-to-outer maximum anterior-posterior aortic diameter); OR 3 asymptomatic and with an aneurysm that has grown by more than 1cm in one year (measured outer-to-outer maximum anterior-posterior aortic diameter); OR 4 presenting with a small aneurysm (less than 5 cm), but who will also require chemotherapy, radiation therapy, or solid organ transplantation (a shared multidisciplinary decision-making approach should be considered to decide on treatment options).
Vascular | Endovascular aortic repair | Aortic stent graft package | Additional AAA stent graft package - 1 stent graft | Terumo Aortic | TREO Abdominal Stent Graft System | 28-C2-24-070S | Standalone | DE0507196 | Patients with abdominal aortic aneurysm (AAA; ruptured or unruptured), who are not suitable for open surgical repair (OSR) and are: 1 symptomatic; OR 2 asymptomatic and with an aneurysm of 5 cm or larger (measured outer-to-outer maximum anterior-posterior aortic diameter); OR 3 asymptomatic and with an aneurysm that has grown by more than 1cm in one year (measured outer-to-outer maximum anterior-posterior aortic diameter); OR 4 presenting with a small aneurysm (less than 5 cm), but who will also require chemotherapy, radiation therapy, or solid organ transplantation (a shared multidisciplinary decision-making approach should be considered to decide on treatment options).
Vascular | Endovascular aortic repair | Aortic stent graft package | Additional AAA stent graft package - 1 stent graft | Terumo Aortic | TREO Abdominal Stent Graft System | 28-C2-26-040S | Standalone | DE0507196 | Patients with abdominal aortic aneurysm (AAA; ruptured or unruptured), who are not suitable for open surgical repair (OSR) and are: 1 symptomatic; OR 2 asymptomatic and with an aneurysm of 5 cm or larger (measured outer-to-outer maximum anterior-posterior aortic diameter); OR 3 asymptomatic and with an aneurysm that has grown by more than 1cm in one year (measured outer-to-outer maximum anterior-posterior aortic diameter); OR 4 presenting with a small aneurysm (less than 5 cm), but who will also require chemotherapy, radiation therapy, or solid organ transplantation (a shared multidisciplinary decision-making approach should be considered to decide on treatment options).
Vascular | Endovascular aortic repair | Aortic stent graft package | Additional AAA stent graft package - 1 stent graft | Terumo Aortic | TREO Abdominal Stent Graft System | 28-C2-26-055S | Standalone | DE0507196 | Patients with abdominal aortic aneurysm (AAA; ruptured or unruptured), who are not suitable for open surgical repair (OSR) and are: 1 symptomatic; OR 2 asymptomatic and with an aneurysm of 5 cm or larger (measured outer-to-outer maximum anterior-posterior aortic diameter); OR 3 asymptomatic and with an aneurysm that has grown by more than 1cm in one year (measured outer-to-outer maximum anterior-posterior aortic diameter); OR 4 presenting with a small aneurysm (less than 5 cm), but who will also require chemotherapy, radiation therapy, or solid organ transplantation (a shared multidisciplinary decision-making approach should be considered to decide on treatment options).
Vascular | Endovascular aortic repair | Aortic stent graft package | Additional AAA stent graft package - 1 stent graft | Terumo Aortic | TREO Abdominal Stent Graft System | 28-C2-26-070S | Standalone | DE0507196 | Patients with abdominal aortic aneurysm (AAA; ruptured or unruptured), who are not suitable for open surgical repair (OSR) and are: 1 symptomatic; OR 2 asymptomatic and with an aneurysm of 5 cm or larger (measured outer-to-outer maximum anterior-posterior aortic diameter); OR 3 asymptomatic and with an aneurysm that has grown by more than 1cm in one year (measured outer-to-outer maximum anterior-posterior aortic diameter); OR 4 presenting with a small aneurysm (less than 5 cm), but who will also require chemotherapy, radiation therapy, or solid organ transplantation (a shared multidisciplinary decision-making approach should be considered to decide on treatment options).
Vascular | Endovascular aortic repair | Aortic stent graft package | Additional AAA stent graft package - 1 stent graft | Terumo Aortic | TREO Abdominal Stent Graft System | 28-C2-28-040S | Standalone | DE0507196 | Patients with abdominal aortic aneurysm (AAA; ruptured or unruptured), who are not suitable for open surgical repair (OSR) and are: 1 symptomatic; OR 2 asymptomatic and with an aneurysm of 5 cm or larger (measured outer-to-outer maximum anterior-posterior aortic diameter); OR 3 asymptomatic and with an aneurysm that has grown by more than 1cm in one year (measured outer-to-outer maximum anterior-posterior aortic diameter); OR 4 presenting with a small aneurysm (less than 5 cm), but who will also require chemotherapy, radiation therapy, or solid organ transplantation (a shared multidisciplinary decision-making approach should be considered to decide on treatment options).
Vascular | Endovascular aortic repair | Aortic stent graft package | Additional AAA stent graft package - 1 stent graft | Terumo Aortic | TREO Abdominal Stent Graft System | 28-C2-28-055S | Standalone | DE0507196 | Patients with abdominal aortic aneurysm (AAA; ruptured or unruptured), who are not suitable for open surgical repair (OSR) and are: 1 symptomatic; OR 2 asymptomatic and with an aneurysm of 5 cm or larger (measured outer-to-outer maximum anterior-posterior aortic diameter); OR 3 asymptomatic and with an aneurysm that has grown by more than 1cm in one year (measured outer-to-outer maximum anterior-posterior aortic diameter); OR 4 presenting with a small aneurysm (less than 5 cm), but who will also require chemotherapy, radiation therapy, or solid organ transplantation (a shared multidisciplinary decision-making approach should be considered to decide on treatment options).
Vascular | Endovascular aortic repair | Aortic stent graft package | Additional AAA stent graft package - 1 stent graft | Terumo Aortic | TREO Abdominal Stent Graft System | 28-C2-28-070S | Standalone | DE0507196 | Patients with abdominal aortic aneurysm (AAA; ruptured or unruptured), who are not suitable for open surgical repair (OSR) and are: 1 symptomatic; OR 2 asymptomatic and with an aneurysm of 5 cm or larger (measured outer-to-outer maximum anterior-posterior aortic diameter); OR 3 asymptomatic and with an aneurysm that has grown by more than 1cm in one year (measured outer-to-outer maximum anterior-posterior aortic diameter); OR 4 presenting with a small aneurysm (less than 5 cm), but who will also require chemotherapy, radiation therapy, or solid organ transplantation (a shared multidisciplinary decision-making approach should be considered to decide on treatment options).
Vascular | Endovascular aortic repair | Aortic stent graft package | Additional AAA stent graft package - 1 stent graft | Terumo Aortic | TREO Abdominal Stent Graft System | 28-C2-30-040S | Standalone | DE0507196 | Patients with abdominal aortic aneurysm (AAA; ruptured or unruptured), who are not suitable for open surgical repair (OSR) and are: 1 symptomatic; OR 2 asymptomatic and with an aneurysm of 5 cm or larger (measured outer-to-outer maximum anterior-posterior aortic diameter); OR 3 asymptomatic and with an aneurysm that has grown by more than 1cm in one year (measured outer-to-outer maximum anterior-posterior aortic diameter); OR 4 presenting with a small aneurysm (less than 5 cm), but who will also require chemotherapy, radiation therapy, or solid organ transplantation (a shared multidisciplinary decision-making approach should be considered to decide on treatment options).
Vascular | Endovascular aortic repair | Aortic stent graft package | Additional AAA stent graft package - 1 stent graft | Terumo Aortic | TREO Abdominal Stent Graft System | 28-C2-30-055S | Standalone | DE0507196 | Patients with abdominal aortic aneurysm (AAA; ruptured or unruptured), who are not suitable for open surgical repair (OSR) and are: 1 symptomatic; OR 2 asymptomatic and with an aneurysm of 5 cm or larger (measured outer-to-outer maximum anterior-posterior aortic diameter); OR 3 asymptomatic and with an aneurysm that has grown by more than 1cm in one year (measured outer-to-outer maximum anterior-posterior aortic diameter); OR 4 presenting with a small aneurysm (less than 5 cm), but who will also require chemotherapy, radiation therapy, or solid organ transplantation (a shared multidisciplinary decision-making approach should be considered to decide on treatment options).
Vascular | Endovascular aortic repair | Aortic stent graft package | Additional AAA stent graft package - 1 stent graft | Terumo Aortic | TREO Abdominal Stent Graft System | 28-C2-30-070S | Standalone | DE0507196 | Patients with abdominal aortic aneurysm (AAA; ruptured or unruptured), who are not suitable for open surgical repair (OSR) and are: 1 symptomatic; OR 2 asymptomatic and with an aneurysm of 5 cm or larger (measured outer-to-outer maximum anterior-posterior aortic diameter); OR 3 asymptomatic and with an aneurysm that has grown by more than 1cm in one year (measured outer-to-outer maximum anterior-posterior aortic diameter); OR 4 presenting with a small aneurysm (less than 5 cm), but who will also require chemotherapy, radiation therapy, or solid organ transplantation (a shared multidisciplinary decision-making approach should be considered to decide on treatment options).
Vascular | Endovascular aortic repair | Aortic stent graft package | Additional AAA stent graft package - 1 stent graft | Terumo Aortic | TREO Abdominal Stent Graft System | 28-C2-33-040S | Standalone | DE0507196 | Patients with abdominal aortic aneurysm (AAA; ruptured or unruptured), who are not suitable for open surgical repair (OSR) and are: 1 symptomatic; OR 2 asymptomatic and with an aneurysm of 5 cm or larger (measured outer-to-outer maximum anterior-posterior aortic diameter); OR 3 asymptomatic and with an aneurysm that has grown by more than 1cm in one year (measured outer-to-outer maximum anterior-posterior aortic diameter); OR 4 presenting with a small aneurysm (less than 5 cm), but who will also require chemotherapy, radiation therapy, or solid organ transplantation (a shared multidisciplinary decision-making approach should be considered to decide on treatment options).
Vascular | Endovascular aortic repair | Aortic stent graft package | Additional AAA stent graft package - 1 stent graft | Terumo Aortic | TREO Abdominal Stent Graft System | 28-C2-33-055S | Standalone | DE0507196 | Patients with abdominal aortic aneurysm (AAA; ruptured or unruptured), who are not suitable for open surgical repair (OSR) and are: 1 symptomatic; OR 2 asymptomatic and with an aneurysm of 5 cm or larger (measured outer-to-outer maximum anterior-posterior aortic diameter); OR 3 asymptomatic and with an aneurysm that has grown by more than 1cm in one year (measured outer-to-outer maximum anterior-posterior aortic diameter); OR 4 presenting with a small aneurysm (less than 5 cm), but who will also require chemotherapy, radiation therapy, or solid organ transplantation (a shared multidisciplinary decision-making approach should be considered to decide on treatment options).
Vascular | Endovascular aortic repair | Aortic stent graft package | Additional AAA stent graft package - 1 stent graft | Terumo Aortic | TREO Abdominal Stent Graft System | 28-C2-33-070S | Standalone | DE0507196 | Patients with abdominal aortic aneurysm (AAA; ruptured or unruptured), who are not suitable for open surgical repair (OSR) and are: 1 symptomatic; OR 2 asymptomatic and with an aneurysm of 5 cm or larger (measured outer-to-outer maximum anterior-posterior aortic diameter); OR 3 asymptomatic and with an aneurysm that has grown by more than 1cm in one year (measured outer-to-outer maximum anterior-posterior aortic diameter); OR 4 presenting with a small aneurysm (less than 5 cm), but who will also require chemotherapy, radiation therapy, or solid organ transplantation (a shared multidisciplinary decision-making approach should be considered to decide on treatment options).
Vascular | Endovascular aortic repair | Aortic stent graft package | Additional AAA stent graft package - 1 stent graft | Terumo Aortic | TREO Abdominal Stent Graft System | 28-C2-36-040S | Standalone | DE0507196 | Patients with abdominal aortic aneurysm (AAA; ruptured or unruptured), who are not suitable for open surgical repair (OSR) and are: 1 symptomatic; OR 2 asymptomatic and with an aneurysm of 5 cm or larger (measured outer-to-outer maximum anterior-posterior aortic diameter); OR 3 asymptomatic and with an aneurysm that has grown by more than 1cm in one year (measured outer-to-outer maximum anterior-posterior aortic diameter); OR 4 presenting with a small aneurysm (less than 5 cm), but who will also require chemotherapy, radiation therapy, or solid organ transplantation (a shared multidisciplinary decision-making approach should be considered to decide on treatment options).
Vascular | Endovascular aortic repair | Aortic stent graft package | Additional AAA stent graft package - 1 stent graft | Terumo Aortic | TREO Abdominal Stent Graft System | 28-C2-36-055S | Standalone | DE0507196 | Patients with abdominal aortic aneurysm (AAA; ruptured or unruptured), who are not suitable for open surgical repair (OSR) and are: 1 symptomatic; OR 2 asymptomatic and with an aneurysm of 5 cm or larger (measured outer-to-outer maximum anterior-posterior aortic diameter); OR 3 asymptomatic and with an aneurysm that has grown by more than 1cm in one year (measured outer-to-outer maximum anterior-posterior aortic diameter); OR 4 presenting with a small aneurysm (less than 5 cm), but who will also require chemotherapy, radiation therapy, or solid organ transplantation (a shared multidisciplinary decision-making approach should be considered to decide on treatment options).
Vascular | Endovascular aortic repair | Aortic stent graft package | Additional AAA stent graft package - 1 stent graft | Terumo Aortic | TREO Abdominal Stent Graft System | 28-C2-36-070S | Standalone | DE0507196 | Patients with abdominal aortic aneurysm (AAA; ruptured or unruptured), who are not suitable for open surgical repair (OSR) and are: 1 symptomatic; OR 2 asymptomatic and with an aneurysm of 5 cm or larger (measured outer-to-outer maximum anterior-posterior aortic diameter); OR 3 asymptomatic and with an aneurysm that has grown by more than 1cm in one year (measured outer-to-outer maximum anterior-posterior aortic diameter); OR 4 presenting with a small aneurysm (less than 5 cm), but who will also require chemotherapy, radiation therapy, or solid organ transplantation (a shared multidisciplinary decision-making approach should be considered to decide on treatment options).
Vascular | Endovascular aortic repair | Aortic stent graft package | TEVAR package | Terumo Aortic | RelayPro Thoracic Stent-Graft System (Non-Bare Stent Configuration) | 28-N4-22-099-22S | Standalone | DE0503702 | 1 Patients with thoracic aortic aneurysm (TAA; ruptured or unruptured) who are not suitable for OSR and are: 1.1 symptomatic; OR 1.2 asymptomatic and with an aneurysm of 5.5 cm or larger (measured outer-to-outer maximum anterior-posterior aortic diameter); OR 1.3 asymptomatic and with an aneurysm that has grown by more than 1 cm in one year (measured outer-to-outer maximum anterior-posterior aortic diameter). 2 Patients with type B aortic dissection (TBAD) with suitable anatomy for TEVAR and the TBAD is: 2.1 Complicated (presence of malperfusion syndrome or rupture) hyperacute (less than 24 hours), acute (1 to 14 days), or subacute (15 to 90 days); OR 2.2 Uncomplicated with high-risk features (refractory pain, refractory hypertension, bloody pleural effusion, aortic diameter of more than 40 mm, imaging evidence of malperfusion, entry tear on lesser curvature, or false lumen of more than 22 mm). 3 Patients with traumatic aortic injury who do not have contraindications to endovascular repair.
Vascular | Endovascular aortic repair | Aortic stent graft package | TEVAR package | Terumo Aortic | RelayPro Thoracic Stent-Graft System (Non-Bare Stent Configuration) | 28-N4-22-110-22S | Standalone | DE0503702 | 1 Patients with thoracic aortic aneurysm (TAA; ruptured or unruptured) who are not suitable for OSR and are: 1.1 symptomatic; OR 1.2 asymptomatic and with an aneurysm of 5.5 cm or larger (measured outer-to-outer maximum anterior-posterior aortic diameter); OR 1.3 asymptomatic and with an aneurysm that has grown by more than 1 cm in one year (measured outer-to-outer maximum anterior-posterior aortic diameter). 2 Patients with type B aortic dissection (TBAD) with suitable anatomy for TEVAR and the TBAD is: 2.1 Complicated (presence of malperfusion syndrome or rupture) hyperacute (less than 24 hours), acute (1 to 14 days), or subacute (15 to 90 days); OR 2.2 Uncomplicated with high-risk features (refractory pain, refractory hypertension, bloody pleural effusion, aortic diameter of more than 40 mm, imaging evidence of malperfusion, entry tear on lesser curvature, or false lumen of more than 22 mm). 3 Patients with traumatic aortic injury who do not have contraindications to endovascular repair.
Vascular | Endovascular aortic repair | Aortic stent graft package | TEVAR package | Terumo Aortic | RelayPro Thoracic Stent-Graft System (Non-Bare Stent Configuration) | 28-N4-22-130-22S | Standalone | DE0503702 | 1 Patients with thoracic aortic aneurysm (TAA; ruptured or unruptured) who are not suitable for OSR and are: 1.1 symptomatic; OR 1.2 asymptomatic and with an aneurysm of 5.5 cm or larger (measured outer-to-outer maximum anterior-posterior aortic diameter); OR 1.3 asymptomatic and with an aneurysm that has grown by more than 1 cm in one year (measured outer-to-outer maximum anterior-posterior aortic diameter). 2 Patients with type B aortic dissection (TBAD) with suitable anatomy for TEVAR and the TBAD is: 2.1 Complicated (presence of malperfusion syndrome or rupture) hyperacute (less than 24 hours), acute (1 to 14 days), or subacute (15 to 90 days); OR 2.2 Uncomplicated with high-risk features (refractory pain, refractory hypertension, bloody pleural effusion, aortic diameter of more than 40 mm, imaging evidence of malperfusion, entry tear on lesser curvature, or false lumen of more than 22 mm). 3 Patients with traumatic aortic injury who do not have contraindications to endovascular repair.
Vascular | Endovascular aortic repair | Aortic stent graft package | TEVAR package | Terumo Aortic | RelayPro Thoracic Stent-Graft System (Non-Bare Stent Configuration) | 28-N4-22-159-22S | Standalone | DE0503702 | 1 Patients with thoracic aortic aneurysm (TAA; ruptured or unruptured) who are not suitable for OSR and are: 1.1 symptomatic; OR 1.2 asymptomatic and with an aneurysm of 5.5 cm or larger (measured outer-to-outer maximum anterior-posterior aortic diameter); OR 1.3 asymptomatic and with an aneurysm that has grown by more than 1 cm in one year (measured outer-to-outer maximum anterior-posterior aortic diameter). 2 Patients with type B aortic dissection (TBAD) with suitable anatomy for TEVAR and the TBAD is: 2.1 Complicated (presence of malperfusion syndrome or rupture) hyperacute (less than 24 hours), acute (1 to 14 days), or subacute (15 to 90 days); OR 2.2 Uncomplicated with high-risk features (refractory pain, refractory hypertension, bloody pleural effusion, aortic diameter of more than 40 mm, imaging evidence of malperfusion, entry tear on lesser curvature, or false lumen of more than 22 mm). 3 Patients with traumatic aortic injury who do not have contraindications to endovascular repair.
Vascular | Endovascular aortic repair | Aortic stent graft package | TEVAR package | Terumo Aortic | RelayPro Thoracic Stent-Graft System (Non-Bare Stent Configuration) | 28-N4-22-170-22S | Standalone | DE0503702 | 1 Patients with thoracic aortic aneurysm (TAA; ruptured or unruptured) who are not suitable for OSR and are: 1.1 symptomatic; OR 1.2 asymptomatic and with an aneurysm of 5.5 cm or larger (measured outer-to-outer maximum anterior-posterior aortic diameter); OR 1.3 asymptomatic and with an aneurysm that has grown by more than 1 cm in one year (measured outer-to-outer maximum anterior-posterior aortic diameter). 2 Patients with type B aortic dissection (TBAD) with suitable anatomy for TEVAR and the TBAD is: 2.1 Complicated (presence of malperfusion syndrome or rupture) hyperacute (less than 24 hours), acute (1 to 14 days), or subacute (15 to 90 days); OR 2.2 Uncomplicated with high-risk features (refractory pain, refractory hypertension, bloody pleural effusion, aortic diameter of more than 40 mm, imaging evidence of malperfusion, entry tear on lesser curvature, or false lumen of more than 22 mm). 3 Patients with traumatic aortic injury who do not have contraindications to endovascular repair.
Vascular | Endovascular aortic repair | Aortic stent graft package | TEVAR package | Terumo Aortic | RelayPro Thoracic Stent-Graft System (Non-Bare Stent Configuration) | 28-N4-22-199-22S | Standalone | DE0503702 | 1 Patients with thoracic aortic aneurysm (TAA; ruptured or unruptured) who are not suitable for OSR and are: 1.1 symptomatic; OR 1.2 asymptomatic and with an aneurysm of 5.5 cm or larger (measured outer-to-outer maximum anterior-posterior aortic diameter); OR 1.3 asymptomatic and with an aneurysm that has grown by more than 1 cm in one year (measured outer-to-outer maximum anterior-posterior aortic diameter). 2 Patients with type B aortic dissection (TBAD) with suitable anatomy for TEVAR and the TBAD is: 2.1 Complicated (presence of malperfusion syndrome or rupture) hyperacute (less than 24 hours), acute (1 to 14 days), or subacute (15 to 90 days); OR 2.2 Uncomplicated with high-risk features (refractory pain, refractory hypertension, bloody pleural effusion, aortic diameter of more than 40 mm, imaging evidence of malperfusion, entry tear on lesser curvature, or false lumen of more than 22 mm). 3 Patients with traumatic aortic injury who do not have contraindications to endovascular repair.
Vascular | Endovascular aortic repair | Aortic stent graft package | TEVAR package | Terumo Aortic | RelayPro Thoracic Stent-Graft System (Non-Bare Stent Configuration) | 28-N4-22-210-22S | Standalone | DE0503702 | 1 Patients with thoracic aortic aneurysm (TAA; ruptured or unruptured) who are not suitable for OSR and are: 1.1 symptomatic; OR 1.2 asymptomatic and with an aneurysm of 5.5 cm or larger (measured outer-to-outer maximum anterior-posterior aortic diameter); OR 1.3 asymptomatic and with an aneurysm that has grown by more than 1 cm in one year (measured outer-to-outer maximum anterior-posterior aortic diameter). 2 Patients with type B aortic dissection (TBAD) with suitable anatomy for TEVAR and the TBAD is: 2.1 Complicated (presence of malperfusion syndrome or rupture) hyperacute (less than 24 hours), acute (1 to 14 days), or subacute (15 to 90 days); OR 2.2 Uncomplicated with high-risk features (refractory pain, refractory hypertension, bloody pleural effusion, aortic diameter of more than 40 mm, imaging evidence of malperfusion, entry tear on lesser curvature, or false lumen of more than 22 mm). 3 Patients with traumatic aortic injury who do not have contraindications to endovascular repair.
Vascular | Endovascular aortic repair | Aortic stent graft package | TEVAR package | Terumo Aortic | RelayPro Thoracic Stent-Graft System (Non-Bare Stent Configuration) | 28-N4-22-230-22S | Standalone | DE0503702 | 1 Patients with thoracic aortic aneurysm (TAA; ruptured or unruptured) who are not suitable for OSR and are: 1.1 symptomatic; OR 1.2 asymptomatic and with an aneurysm of 5.5 cm or larger (measured outer-to-outer maximum anterior-posterior aortic diameter); OR 1.3 asymptomatic and with an aneurysm that has grown by more than 1 cm in one year (measured outer-to-outer maximum anterior-posterior aortic diameter). 2 Patients with type B aortic dissection (TBAD) with suitable anatomy for TEVAR and the TBAD is: 2.1 Complicated (presence of malperfusion syndrome or rupture) hyperacute (less than 24 hours), acute (1 to 14 days), or subacute (15 to 90 days); OR 2.2 Uncomplicated with high-risk features (refractory pain, refractory hypertension, bloody pleural effusion, aortic diameter of more than 40 mm, imaging evidence of malperfusion, entry tear on lesser curvature, or false lumen of more than 22 mm). 3 Patients with traumatic aortic injury who do not have contraindications to endovascular repair.
Vascular | Endovascular aortic repair | Aortic stent graft package | TEVAR package | Terumo Aortic | RelayPro Thoracic Stent-Graft System (Non-Bare Stent Configuration) | 28-N4-22-259-22S | Standalone | DE0503702 | 1 Patients with thoracic aortic aneurysm (TAA; ruptured or unruptured) who are not suitable for OSR and are: 1.1 symptomatic; OR 1.2 asymptomatic and with an aneurysm of 5.5 cm or larger (measured outer-to-outer maximum anterior-posterior aortic diameter); OR 1.3 asymptomatic and with an aneurysm that has grown by more than 1 cm in one year (measured outer-to-outer maximum anterior-posterior aortic diameter). 2 Patients with type B aortic dissection (TBAD) with suitable anatomy for TEVAR and the TBAD is: 2.1 Complicated (presence of malperfusion syndrome or rupture) hyperacute (less than 24 hours), acute (1 to 14 days), or subacute (15 to 90 days); OR 2.2 Uncomplicated with high-risk features (refractory pain, refractory hypertension, bloody pleural effusion, aortic diameter of more than 40 mm, imaging evidence of malperfusion, entry tear on lesser curvature, or false lumen of more than 22 mm). 3 Patients with traumatic aortic injury who do not have contraindications to endovascular repair.
Vascular | Endovascular aortic repair | Aortic stent graft package | TEVAR package | Terumo Aortic | RelayPro Thoracic Stent-Graft System (Non-Bare Stent Configuration) | 28-N4-24-090-22S | Standalone | DE0503702 | 1 Patients with thoracic aortic aneurysm (TAA; ruptured or unruptured) who are not suitable for OSR and are: 1.1 symptomatic; OR 1.2 asymptomatic and with an aneurysm of 5.5 cm or larger (measured outer-to-outer maximum anterior-posterior aortic diameter); OR 1.3 asymptomatic and with an aneurysm that has grown by more than 1 cm in one year (measured outer-to-outer maximum anterior-posterior aortic diameter). 2 Patients with type B aortic dissection (TBAD) with suitable anatomy for TEVAR and the TBAD is: 2.1 Complicated (presence of malperfusion syndrome or rupture) hyperacute (less than 24 hours), acute (1 to 14 days), or subacute (15 to 90 days); OR 2.2 Uncomplicated with high-risk features (refractory pain, refractory hypertension, bloody pleural effusion, aortic diameter of more than 40 mm, imaging evidence of malperfusion, entry tear on lesser curvature, or false lumen of more than 22 mm). 3 Patients with traumatic aortic injury who do not have contraindications to endovascular repair.
Vascular | Endovascular aortic repair | Aortic stent graft package | TEVAR package | Terumo Aortic | RelayPro Thoracic Stent-Graft System (Non-Bare Stent Configuration) | 28-N4-24-110-22S | Standalone | DE0503702 | 1 Patients with thoracic aortic aneurysm (TAA; ruptured or unruptured) who are not suitable for OSR and are: 1.1 symptomatic; OR 1.2 asymptomatic and with an aneurysm of 5.5 cm or larger (measured outer-to-outer maximum anterior-posterior aortic diameter); OR 1.3 asymptomatic and with an aneurysm that has grown by more than 1 cm in one year (measured outer-to-outer maximum anterior-posterior aortic diameter). 2 Patients with type B aortic dissection (TBAD) with suitable anatomy for TEVAR and the TBAD is: 2.1 Complicated (presence of malperfusion syndrome or rupture) hyperacute (less than 24 hours), acute (1 to 14 days), or subacute (15 to 90 days); OR 2.2 Uncomplicated with high-risk features (refractory pain, refractory hypertension, bloody pleural effusion, aortic diameter of more than 40 mm, imaging evidence of malperfusion, entry tear on lesser curvature, or false lumen of more than 22 mm). 3 Patients with traumatic aortic injury who do not have contraindications to endovascular repair.
Vascular | Endovascular aortic repair | Aortic stent graft package | TEVAR package | Terumo Aortic | RelayPro Thoracic Stent-Graft System (Non-Bare Stent Configuration) | 28-N4-24-130-22S | Standalone | DE0503702 | 1 Patients with thoracic aortic aneurysm (TAA; ruptured or unruptured) who are not suitable for OSR and are: 1.1 symptomatic; OR 1.2 asymptomatic and with an aneurysm of 5.5 cm or larger (measured outer-to-outer maximum anterior-posterior aortic diameter); OR 1.3 asymptomatic and with an aneurysm that has grown by more than 1 cm in one year (measured outer-to-outer maximum anterior-posterior aortic diameter). 2 Patients with type B aortic dissection (TBAD) with suitable anatomy for TEVAR and the TBAD is: 2.1 Complicated (presence of malperfusion syndrome or rupture) hyperacute (less than 24 hours), acute (1 to 14 days), or subacute (15 to 90 days); OR 2.2 Uncomplicated with high-risk features (refractory pain, refractory hypertension, bloody pleural effusion, aortic diameter of more than 40 mm, imaging evidence of malperfusion, entry tear on lesser curvature, or false lumen of more than 22 mm). 3 Patients with traumatic aortic injury who do not have contraindications to endovascular repair.
Vascular | Endovascular aortic repair | Aortic stent graft package | TEVAR package | Terumo Aortic | RelayPro Thoracic Stent-Graft System (Non-Bare Stent Configuration) | 28-N4-24-150-22S | Standalone | DE0503702 | 1 Patients with thoracic aortic aneurysm (TAA; ruptured or unruptured) who are not suitable for OSR and are: 1.1 symptomatic; OR 1.2 asymptomatic and with an aneurysm of 5.5 cm or larger (measured outer-to-outer maximum anterior-posterior aortic diameter); OR 1.3 asymptomatic and with an aneurysm that has grown by more than 1 cm in one year (measured outer-to-outer maximum anterior-posterior aortic diameter). 2 Patients with type B aortic dissection (TBAD) with suitable anatomy for TEVAR and the TBAD is: 2.1 Complicated (presence of malperfusion syndrome or rupture) hyperacute (less than 24 hours), acute (1 to 14 days), or subacute (15 to 90 days); OR 2.2 Uncomplicated with high-risk features (refractory pain, refractory hypertension, bloody pleural effusion, aortic diameter of more than 40 mm, imaging evidence of malperfusion, entry tear on lesser curvature, or false lumen of more than 22 mm). 3 Patients with traumatic aortic injury who do not have contraindications to endovascular repair.
Vascular | Endovascular aortic repair | Aortic stent graft package | TEVAR package | Terumo Aortic | RelayPro Thoracic Stent-Graft System (Non-Bare Stent Configuration) | 28-N4-24-170-22S | Standalone | DE0503702 | 1 Patients with thoracic aortic aneurysm (TAA; ruptured or unruptured) who are not suitable for OSR and are: 1.1 symptomatic; OR 1.2 asymptomatic and with an aneurysm of 5.5 cm or larger (measured outer-to-outer maximum anterior-posterior aortic diameter); OR 1.3 asymptomatic and with an aneurysm that has grown by more than 1 cm in one year (measured outer-to-outer maximum anterior-posterior aortic diameter). 2 Patients with type B aortic dissection (TBAD) with suitable anatomy for TEVAR and the TBAD is: 2.1 Complicated (presence of malperfusion syndrome or rupture) hyperacute (less than 24 hours), acute (1 to 14 days), or subacute (15 to 90 days); OR 2.2 Uncomplicated with high-risk features (refractory pain, refractory hypertension, bloody pleural effusion, aortic diameter of more than 40 mm, imaging evidence of malperfusion, entry tear on lesser curvature, or false lumen of more than 22 mm). 3 Patients with traumatic aortic injury who do not have contraindications to endovascular repair.
Vascular | Endovascular aortic repair | Aortic stent graft package | TEVAR package | Terumo Aortic | RelayPro Thoracic Stent-Graft System (Non-Bare Stent Configuration) | 28-N4-24-190-22S | Standalone | DE0503702 | 1 Patients with thoracic aortic aneurysm (TAA; ruptured or unruptured) who are not suitable for OSR and are: 1.1 symptomatic; OR 1.2 asymptomatic and with an aneurysm of 5.5 cm or larger (measured outer-to-outer maximum anterior-posterior aortic diameter); OR 1.3 asymptomatic and with an aneurysm that has grown by more than 1 cm in one year (measured outer-to-outer maximum anterior-posterior aortic diameter). 2 Patients with type B aortic dissection (TBAD) with suitable anatomy for TEVAR and the TBAD is: 2.1 Complicated (presence of malperfusion syndrome or rupture) hyperacute (less than 24 hours), acute (1 to 14 days), or subacute (15 to 90 days); OR 2.2 Uncomplicated with high-risk features (refractory pain, refractory hypertension, bloody pleural effusion, aortic diameter of more than 40 mm, imaging evidence of malperfusion, entry tear on lesser curvature, or false lumen of more than 22 mm). 3 Patients with traumatic aortic injury who do not have contraindications to endovascular repair.
Vascular | Endovascular aortic repair | Aortic stent graft package | TEVAR package | Terumo Aortic | RelayPro Thoracic Stent-Graft System (Non-Bare Stent Configuration) | 28-N4-24-210-22S | Standalone | DE0503702 | 1 Patients with thoracic aortic aneurysm (TAA; ruptured or unruptured) who are not suitable for OSR and are: 1.1 symptomatic; OR 1.2 asymptomatic and with an aneurysm of 5.5 cm or larger (measured outer-to-outer maximum anterior-posterior aortic diameter); OR 1.3 asymptomatic and with an aneurysm that has grown by more than 1 cm in one year (measured outer-to-outer maximum anterior-posterior aortic diameter). 2 Patients with type B aortic dissection (TBAD) with suitable anatomy for TEVAR and the TBAD is: 2.1 Complicated (presence of malperfusion syndrome or rupture) hyperacute (less than 24 hours), acute (1 to 14 days), or subacute (15 to 90 days); OR 2.2 Uncomplicated with high-risk features (refractory pain, refractory hypertension, bloody pleural effusion, aortic diameter of more than 40 mm, imaging evidence of malperfusion, entry tear on lesser curvature, or false lumen of more than 22 mm). 3 Patients with traumatic aortic injury who do not have contraindications to endovascular repair.
Vascular | Endovascular aortic repair | Aortic stent graft package | TEVAR package | Terumo Aortic | RelayPro Thoracic Stent-Graft System (Non-Bare Stent Configuration) | 28-N4-24-230-22S | Standalone | DE0503702 | 1 Patients with thoracic aortic aneurysm (TAA; ruptured or unruptured) who are not suitable for OSR and are: 1.1 symptomatic; OR 1.2 asymptomatic and with an aneurysm of 5.5 cm or larger (measured outer-to-outer maximum anterior-posterior aortic diameter); OR 1.3 asymptomatic and with an aneurysm that has grown by more than 1 cm in one year (measured outer-to-outer maximum anterior-posterior aortic diameter). 2 Patients with type B aortic dissection (TBAD) with suitable anatomy for TEVAR and the TBAD is: 2.1 Complicated (presence of malperfusion syndrome or rupture) hyperacute (less than 24 hours), acute (1 to 14 days), or subacute (15 to 90 days); OR 2.2 Uncomplicated with high-risk features (refractory pain, refractory hypertension, bloody pleural effusion, aortic diameter of more than 40 mm, imaging evidence of malperfusion, entry tear on lesser curvature, or false lumen of more than 22 mm). 3 Patients with traumatic aortic injury who do not have contraindications to endovascular repair.
Vascular | Endovascular aortic repair | Aortic stent graft package | TEVAR package | Terumo Aortic | RelayPro Thoracic Stent-Graft System (Non-Bare Stent Configuration) | 28-N4-24-250-22S | Standalone | DE0503702 | 1 Patients with thoracic aortic aneurysm (TAA; ruptured or unruptured) who are not suitable for OSR and are: 1.1 symptomatic; OR 1.2 asymptomatic and with an aneurysm of 5.5 cm or larger (measured outer-to-outer maximum anterior-posterior aortic diameter); OR 1.3 asymptomatic and with an aneurysm that has grown by more than 1 cm in one year (measured outer-to-outer maximum anterior-posterior aortic diameter). 2 Patients with type B aortic dissection (TBAD) with suitable anatomy for TEVAR and the TBAD is: 2.1 Complicated (presence of malperfusion syndrome or rupture) hyperacute (less than 24 hours), acute (1 to 14 days), or subacute (15 to 90 days); OR 2.2 Uncomplicated with high-risk features (refractory pain, refractory hypertension, bloody pleural effusion, aortic diameter of more than 40 mm, imaging evidence of malperfusion, entry tear on lesser curvature, or false lumen of more than 22 mm). 3 Patients with traumatic aortic injury who do not have contraindications to endovascular repair.
Vascular | Endovascular aortic repair | Aortic stent graft package | TEVAR package | Terumo Aortic | RelayPro Thoracic Stent-Graft System (Non-Bare Stent Configuration) | 28-N4-26-090-22S | Standalone | DE0503702 | 1 Patients with thoracic aortic aneurysm (TAA; ruptured or unruptured) who are not suitable for OSR and are: 1.1 symptomatic; OR 1.2 asymptomatic and with an aneurysm of 5.5 cm or larger (measured outer-to-outer maximum anterior-posterior aortic diameter); OR 1.3 asymptomatic and with an aneurysm that has grown by more than 1 cm in one year (measured outer-to-outer maximum anterior-posterior aortic diameter). 2 Patients with type B aortic dissection (TBAD) with suitable anatomy for TEVAR and the TBAD is: 2.1 Complicated (presence of malperfusion syndrome or rupture) hyperacute (less than 24 hours), acute (1 to 14 days), or subacute (15 to 90 days); OR 2.2 Uncomplicated with high-risk features (refractory pain, refractory hypertension, bloody pleural effusion, aortic diameter of more than 40 mm, imaging evidence of malperfusion, entry tear on lesser curvature, or false lumen of more than 22 mm). 3 Patients with traumatic aortic injury who do not have contraindications to endovascular repair.
Vascular | Endovascular aortic repair | Aortic stent graft package | TEVAR package | Terumo Aortic | RelayPro Thoracic Stent-Graft System (Non-Bare Stent Configuration) | 28-N4-26-110-22S | Standalone | DE0503702 | 1 Patients with thoracic aortic aneurysm (TAA; ruptured or unruptured) who are not suitable for OSR and are: 1.1 symptomatic; OR 1.2 asymptomatic and with an aneurysm of 5.5 cm or larger (measured outer-to-outer maximum anterior-posterior aortic diameter); OR 1.3 asymptomatic and with an aneurysm that has grown by more than 1 cm in one year (measured outer-to-outer maximum anterior-posterior aortic diameter). 2 Patients with type B aortic dissection (TBAD) with suitable anatomy for TEVAR and the TBAD is: 2.1 Complicated (presence of malperfusion syndrome or rupture) hyperacute (less than 24 hours), acute (1 to 14 days), or subacute (15 to 90 days); OR 2.2 Uncomplicated with high-risk features (refractory pain, refractory hypertension, bloody pleural effusion, aortic diameter of more than 40 mm, imaging evidence of malperfusion, entry tear on lesser curvature, or false lumen of more than 22 mm). 3 Patients with traumatic aortic injury who do not have contraindications to endovascular repair.
Vascular | Endovascular aortic repair | Aortic stent graft package | TEVAR package | Terumo Aortic | RelayPro Thoracic Stent-Graft System (Non-Bare Stent Configuration) | 28-N4-26-130-22S | Standalone | DE0503702 | 1 Patients with thoracic aortic aneurysm (TAA; ruptured or unruptured) who are not suitable for OSR and are: 1.1 symptomatic; OR 1.2 asymptomatic and with an aneurysm of 5.5 cm or larger (measured outer-to-outer maximum anterior-posterior aortic diameter); OR 1.3 asymptomatic and with an aneurysm that has grown by more than 1 cm in one year (measured outer-to-outer maximum anterior-posterior aortic diameter). 2 Patients with type B aortic dissection (TBAD) with suitable anatomy for TEVAR and the TBAD is: 2.1 Complicated (presence of malperfusion syndrome or rupture) hyperacute (less than 24 hours), acute (1 to 14 days), or subacute (15 to 90 days); OR 2.2 Uncomplicated with high-risk features (refractory pain, refractory hypertension, bloody pleural effusion, aortic diameter of more than 40 mm, imaging evidence of malperfusion, entry tear on lesser curvature, or false lumen of more than 22 mm). 3 Patients with traumatic aortic injury who do not have contraindications to endovascular repair.
Vascular | Endovascular aortic repair | Aortic stent graft package | TEVAR package | Terumo Aortic | RelayPro Thoracic Stent-Graft System (Non-Bare Stent Configuration) | 28-N4-26-150-22S | Standalone | DE0503702 | 1 Patients with thoracic aortic aneurysm (TAA; ruptured or unruptured) who are not suitable for OSR and are: 1.1 symptomatic; OR 1.2 asymptomatic and with an aneurysm of 5.5 cm or larger (measured outer-to-outer maximum anterior-posterior aortic diameter); OR 1.3 asymptomatic and with an aneurysm that has grown by more than 1 cm in one year (measured outer-to-outer maximum anterior-posterior aortic diameter). 2 Patients with type B aortic dissection (TBAD) with suitable anatomy for TEVAR and the TBAD is: 2.1 Complicated (presence of malperfusion syndrome or rupture) hyperacute (less than 24 hours), acute (1 to 14 days), or subacute (15 to 90 days); OR 2.2 Uncomplicated with high-risk features (refractory pain, refractory hypertension, bloody pleural effusion, aortic diameter of more than 40 mm, imaging evidence of malperfusion, entry tear on lesser curvature, or false lumen of more than 22 mm). 3 Patients with traumatic aortic injury who do not have contraindications to endovascular repair.
Vascular | Endovascular aortic repair | Aortic stent graft package | TEVAR package | Terumo Aortic | RelayPro Thoracic Stent-Graft System (Non-Bare Stent Configuration) | 28-N4-26-170-22S | Standalone | DE0503702 | 1 Patients with thoracic aortic aneurysm (TAA; ruptured or unruptured) who are not suitable for OSR and are: 1.1 symptomatic; OR 1.2 asymptomatic and with an aneurysm of 5.5 cm or larger (measured outer-to-outer maximum anterior-posterior aortic diameter); OR 1.3 asymptomatic and with an aneurysm that has grown by more than 1 cm in one year (measured outer-to-outer maximum anterior-posterior aortic diameter). 2 Patients with type B aortic dissection (TBAD) with suitable anatomy for TEVAR and the TBAD is: 2.1 Complicated (presence of malperfusion syndrome or rupture) hyperacute (less than 24 hours), acute (1 to 14 days), or subacute (15 to 90 days); OR 2.2 Uncomplicated with high-risk features (refractory pain, refractory hypertension, bloody pleural effusion, aortic diameter of more than 40 mm, imaging evidence of malperfusion, entry tear on lesser curvature, or false lumen of more than 22 mm). 3 Patients with traumatic aortic injury who do not have contraindications to endovascular repair.
Vascular | Endovascular aortic repair | Aortic stent graft package | TEVAR package | Terumo Aortic | RelayPro Thoracic Stent-Graft System (Non-Bare Stent Configuration) | 28-N4-26-190-22S | Standalone | DE0503702 | 1 Patients with thoracic aortic aneurysm (TAA; ruptured or unruptured) who are not suitable for OSR and are: 1.1 symptomatic; OR 1.2 asymptomatic and with an aneurysm of 5.5 cm or larger (measured outer-to-outer maximum anterior-posterior aortic diameter); OR 1.3 asymptomatic and with an aneurysm that has grown by more than 1 cm in one year (measured outer-to-outer maximum anterior-posterior aortic diameter). 2 Patients with type B aortic dissection (TBAD) with suitable anatomy for TEVAR and the TBAD is: 2.1 Complicated (presence of malperfusion syndrome or rupture) hyperacute (less than 24 hours), acute (1 to 14 days), or subacute (15 to 90 days); OR 2.2 Uncomplicated with high-risk features (refractory pain, refractory hypertension, bloody pleural effusion, aortic diameter of more than 40 mm, imaging evidence of malperfusion, entry tear on lesser curvature, or false lumen of more than 22 mm). 3 Patients with traumatic aortic injury who do not have contraindications to endovascular repair.
Vascular | Endovascular aortic repair | Aortic stent graft package | TEVAR package | Terumo Aortic | RelayPro Thoracic Stent-Graft System (Non-Bare Stent Configuration) | 28-N4-26-210-22S | Standalone | DE0503702 | 1 Patients with thoracic aortic aneurysm (TAA; ruptured or unruptured) who are not suitable for OSR and are: 1.1 symptomatic; OR 1.2 asymptomatic and with an aneurysm of 5.5 cm or larger (measured outer-to-outer maximum anterior-posterior aortic diameter); OR 1.3 asymptomatic and with an aneurysm that has grown by more than 1 cm in one year (measured outer-to-outer maximum anterior-posterior aortic diameter). 2 Patients with type B aortic dissection (TBAD) with suitable anatomy for TEVAR and the TBAD is: 2.1 Complicated (presence of malperfusion syndrome or rupture) hyperacute (less than 24 hours), acute (1 to 14 days), or subacute (15 to 90 days); OR 2.2 Uncomplicated with high-risk features (refractory pain, refractory hypertension, bloody pleural effusion, aortic diameter of more than 40 mm, imaging evidence of malperfusion, entry tear on lesser curvature, or false lumen of more than 22 mm). 3 Patients with traumatic aortic injury who do not have contraindications to endovascular repair.
Vascular | Endovascular aortic repair | Aortic stent graft package | TEVAR package | Terumo Aortic | RelayPro Thoracic Stent-Graft System (Non-Bare Stent Configuration) | 28-N4-26-230-22S | Standalone | DE0503702 | 1 Patients with thoracic aortic aneurysm (TAA; ruptured or unruptured) who are not suitable for OSR and are: 1.1 symptomatic; OR 1.2 asymptomatic and with an aneurysm of 5.5 cm or larger (measured outer-to-outer maximum anterior-posterior aortic diameter); OR 1.3 asymptomatic and with an aneurysm that has grown by more than 1 cm in one year (measured outer-to-outer maximum anterior-posterior aortic diameter). 2 Patients with type B aortic dissection (TBAD) with suitable anatomy for TEVAR and the TBAD is: 2.1 Complicated (presence of malperfusion syndrome or rupture) hyperacute (less than 24 hours), acute (1 to 14 days), or subacute (15 to 90 days); OR 2.2 Uncomplicated with high-risk features (refractory pain, refractory hypertension, bloody pleural effusion, aortic diameter of more than 40 mm, imaging evidence of malperfusion, entry tear on lesser curvature, or false lumen of more than 22 mm). 3 Patients with traumatic aortic injury who do not have contraindications to endovascular repair.
Vascular | Endovascular aortic repair | Aortic stent graft package | TEVAR package | Terumo Aortic | RelayPro Thoracic Stent-Graft System (Non-Bare Stent Configuration) | 28-N4-26-250-22S | Standalone | DE0503702 | 1 Patients with thoracic aortic aneurysm (TAA; ruptured or unruptured) who are not suitable for OSR and are: 1.1 symptomatic; OR 1.2 asymptomatic and with an aneurysm of 5.5 cm or larger (measured outer-to-outer maximum anterior-posterior aortic diameter); OR 1.3 asymptomatic and with an aneurysm that has grown by more than 1 cm in one year (measured outer-to-outer maximum anterior-posterior aortic diameter). 2 Patients with type B aortic dissection (TBAD) with suitable anatomy for TEVAR and the TBAD is: 2.1 Complicated (presence of malperfusion syndrome or rupture) hyperacute (less than 24 hours), acute (1 to 14 days), or subacute (15 to 90 days); OR 2.2 Uncomplicated with high-risk features (refractory pain, refractory hypertension, bloody pleural effusion, aortic diameter of more than 40 mm, imaging evidence of malperfusion, entry tear on lesser curvature, or false lumen of more than 22 mm). 3 Patients with traumatic aortic injury who do not have contraindications to endovascular repair.
Vascular | Endovascular aortic repair | Aortic stent graft package | TEVAR package | Terumo Aortic | RelayPro Thoracic Stent-Graft System (Non-Bare Stent Configuration) | 28-N4-28-090-22S | Standalone | DE0503702 | 1 Patients with thoracic aortic aneurysm (TAA; ruptured or unruptured) who are not suitable for OSR and are: 1.1 symptomatic; OR 1.2 asymptomatic and with an aneurysm of 5.5 cm or larger (measured outer-to-outer maximum anterior-posterior aortic diameter); OR 1.3 asymptomatic and with an aneurysm that has grown by more than 1 cm in one year (measured outer-to-outer maximum anterior-posterior aortic diameter). 2 Patients with type B aortic dissection (TBAD) with suitable anatomy for TEVAR and the TBAD is: 2.1 Complicated (presence of malperfusion syndrome or rupture) hyperacute (less than 24 hours), acute (1 to 14 days), or subacute (15 to 90 days); OR 2.2 Uncomplicated with high-risk features (refractory pain, refractory hypertension, bloody pleural effusion, aortic diameter of more than 40 mm, imaging evidence of malperfusion, entry tear on lesser curvature, or false lumen of more than 22 mm). 3 Patients with traumatic aortic injury who do not have contraindications to endovascular repair.
Vascular | Endovascular aortic repair | Aortic stent graft package | TEVAR package | Terumo Aortic | RelayPro Thoracic Stent-Graft System (Non-Bare Stent Configuration) | 28-N4-28-110-22S | Standalone | DE0503702 | 1 Patients with thoracic aortic aneurysm (TAA; ruptured or unruptured) who are not suitable for OSR and are: 1.1 symptomatic; OR 1.2 asymptomatic and with an aneurysm of 5.5 cm or larger (measured outer-to-outer maximum anterior-posterior aortic diameter); OR 1.3 asymptomatic and with an aneurysm that has grown by more than 1 cm in one year (measured outer-to-outer maximum anterior-posterior aortic diameter). 2 Patients with type B aortic dissection (TBAD) with suitable anatomy for TEVAR and the TBAD is: 2.1 Complicated (presence of malperfusion syndrome or rupture) hyperacute (less than 24 hours), acute (1 to 14 days), or subacute (15 to 90 days); OR 2.2 Uncomplicated with high-risk features (refractory pain, refractory hypertension, bloody pleural effusion, aortic diameter of more than 40 mm, imaging evidence of malperfusion, entry tear on lesser curvature, or false lumen of more than 22 mm). 3 Patients with traumatic aortic injury who do not have contraindications to endovascular repair.
Vascular | Endovascular aortic repair | Aortic stent graft package | TEVAR package | Terumo Aortic | RelayPro Thoracic Stent-Graft System (Non-Bare Stent Configuration) | 28-N4-28-130-22S | Standalone | DE0503702 | 1 Patients with thoracic aortic aneurysm (TAA; ruptured or unruptured) who are not suitable for OSR and are: 1.1 symptomatic; OR 1.2 asymptomatic and with an aneurysm of 5.5 cm or larger (measured outer-to-outer maximum anterior-posterior aortic diameter); OR 1.3 asymptomatic and with an aneurysm that has grown by more than 1 cm in one year (measured outer-to-outer maximum anterior-posterior aortic diameter). 2 Patients with type B aortic dissection (TBAD) with suitable anatomy for TEVAR and the TBAD is: 2.1 Complicated (presence of malperfusion syndrome or rupture) hyperacute (less than 24 hours), acute (1 to 14 days), or subacute (15 to 90 days); OR 2.2 Uncomplicated with high-risk features (refractory pain, refractory hypertension, bloody pleural effusion, aortic diameter of more than 40 mm, imaging evidence of malperfusion, entry tear on lesser curvature, or false lumen of more than 22 mm). 3 Patients with traumatic aortic injury who do not have contraindications to endovascular repair.
Vascular | Endovascular aortic repair | Aortic stent graft package | TEVAR package | Terumo Aortic | RelayPro Thoracic Stent-Graft System (Non-Bare Stent Configuration) | 28-N4-28-150-22S | Standalone | DE0503702 | 1 Patients with thoracic aortic aneurysm (TAA; ruptured or unruptured) who are not suitable for OSR and are: 1.1 symptomatic; OR 1.2 asymptomatic and with an aneurysm of 5.5 cm or larger (measured outer-to-outer maximum anterior-posterior aortic diameter); OR 1.3 asymptomatic and with an aneurysm that has grown by more than 1 cm in one year (measured outer-to-outer maximum anterior-posterior aortic diameter). 2 Patients with type B aortic dissection (TBAD) with suitable anatomy for TEVAR and the TBAD is: 2.1 Complicated (presence of malperfusion syndrome or rupture) hyperacute (less than 24 hours), acute (1 to 14 days), or subacute (15 to 90 days); OR 2.2 Uncomplicated with high-risk features (refractory pain, refractory hypertension, bloody pleural effusion, aortic diameter of more than 40 mm, imaging evidence of malperfusion, entry tear on lesser curvature, or false lumen of more than 22 mm). 3 Patients with traumatic aortic injury who do not have contraindications to endovascular repair.
Vascular | Endovascular aortic repair | Aortic stent graft package | TEVAR package | Terumo Aortic | RelayPro Thoracic Stent-Graft System (Non-Bare Stent Configuration) | 28-N4-28-170-22S | Standalone | DE0503702 | 1 Patients with thoracic aortic aneurysm (TAA; ruptured or unruptured) who are not suitable for OSR and are: 1.1 symptomatic; OR 1.2 asymptomatic and with an aneurysm of 5.5 cm or larger (measured outer-to-outer maximum anterior-posterior aortic diameter); OR 1.3 asymptomatic and with an aneurysm that has grown by more than 1 cm in one year (measured outer-to-outer maximum anterior-posterior aortic diameter). 2 Patients with type B aortic dissection (TBAD) with suitable anatomy for TEVAR and the TBAD is: 2.1 Complicated (presence of malperfusion syndrome or rupture) hyperacute (less than 24 hours), acute (1 to 14 days), or subacute (15 to 90 days); OR 2.2 Uncomplicated with high-risk features (refractory pain, refractory hypertension, bloody pleural effusion, aortic diameter of more than 40 mm, imaging evidence of malperfusion, entry tear on lesser curvature, or false lumen of more than 22 mm). 3 Patients with traumatic aortic injury who do not have contraindications to endovascular repair.
Vascular | Endovascular aortic repair | Aortic stent graft package | TEVAR package | Terumo Aortic | RelayPro Thoracic Stent-Graft System (Non-Bare Stent Configuration) | 28-N4-28-190-22S | Standalone | DE0503702 | 1 Patients with thoracic aortic aneurysm (TAA; ruptured or unruptured) who are not suitable for OSR and are: 1.1 symptomatic; OR 1.2 asymptomatic and with an aneurysm of 5.5 cm or larger (measured outer-to-outer maximum anterior-posterior aortic diameter); OR 1.3 asymptomatic and with an aneurysm that has grown by more than 1 cm in one year (measured outer-to-outer maximum anterior-posterior aortic diameter). 2 Patients with type B aortic dissection (TBAD) with suitable anatomy for TEVAR and the TBAD is: 2.1 Complicated (presence of malperfusion syndrome or rupture) hyperacute (less than 24 hours), acute (1 to 14 days), or subacute (15 to 90 days); OR 2.2 Uncomplicated with high-risk features (refractory pain, refractory hypertension, bloody pleural effusion, aortic diameter of more than 40 mm, imaging evidence of malperfusion, entry tear on lesser curvature, or false lumen of more than 22 mm). 3 Patients with traumatic aortic injury who do not have contraindications to endovascular repair.
Vascular | Endovascular aortic repair | Aortic stent graft package | TEVAR package | Terumo Aortic | RelayPro Thoracic Stent-Graft System (Non-Bare Stent Configuration) | 28-N4-28-210-22S | Standalone | DE0503702 | 1 Patients with thoracic aortic aneurysm (TAA; ruptured or unruptured) who are not suitable for OSR and are: 1.1 symptomatic; OR 1.2 asymptomatic and with an aneurysm of 5.5 cm or larger (measured outer-to-outer maximum anterior-posterior aortic diameter); OR 1.3 asymptomatic and with an aneurysm that has grown by more than 1 cm in one year (measured outer-to-outer maximum anterior-posterior aortic diameter). 2 Patients with type B aortic dissection (TBAD) with suitable anatomy for TEVAR and the TBAD is: 2.1 Complicated (presence of malperfusion syndrome or rupture) hyperacute (less than 24 hours), acute (1 to 14 days), or subacute (15 to 90 days); OR 2.2 Uncomplicated with high-risk features (refractory pain, refractory hypertension, bloody pleural effusion, aortic diameter of more than 40 mm, imaging evidence of malperfusion, entry tear on lesser curvature, or false lumen of more than 22 mm). 3 Patients with traumatic aortic injury who do not have contraindications to endovascular repair.
Vascular | Endovascular aortic repair | Aortic stent graft package | TEVAR package | Terumo Aortic | RelayPro Thoracic Stent-Graft System (Non-Bare Stent Configuration) | 28-N4-28-230-22S | Standalone | DE0503702 | 1 Patients with thoracic aortic aneurysm (TAA; ruptured or unruptured) who are not suitable for OSR and are: 1.1 symptomatic; OR 1.2 asymptomatic and with an aneurysm of 5.5 cm or larger (measured outer-to-outer maximum anterior-posterior aortic diameter); OR 1.3 asymptomatic and with an aneurysm that has grown by more than 1 cm in one year (measured outer-to-outer maximum anterior-posterior aortic diameter). 2 Patients with type B aortic dissection (TBAD) with suitable anatomy for TEVAR and the TBAD is: 2.1 Complicated (presence of malperfusion syndrome or rupture) hyperacute (less than 24 hours), acute (1 to 14 days), or subacute (15 to 90 days); OR 2.2 Uncomplicated with high-risk features (refractory pain, refractory hypertension, bloody pleural effusion, aortic diameter of more than 40 mm, imaging evidence of malperfusion, entry tear on lesser curvature, or false lumen of more than 22 mm). 3 Patients with traumatic aortic injury who do not have contraindications to endovascular repair.
Vascular | Endovascular aortic repair | Aortic stent graft package | TEVAR package | Terumo Aortic | RelayPro Thoracic Stent-Graft System (Non-Bare Stent Configuration) | 28-N4-28-250-22S | Standalone | DE0503702 | 1 Patients with thoracic aortic aneurysm (TAA; ruptured or unruptured) who are not suitable for OSR and are: 1.1 symptomatic; OR 1.2 asymptomatic and with an aneurysm of 5.5 cm or larger (measured outer-to-outer maximum anterior-posterior aortic diameter); OR 1.3 asymptomatic and with an aneurysm that has grown by more than 1 cm in one year (measured outer-to-outer maximum anterior-posterior aortic diameter). 2 Patients with type B aortic dissection (TBAD) with suitable anatomy for TEVAR and the TBAD is: 2.1 Complicated (presence of malperfusion syndrome or rupture) hyperacute (less than 24 hours), acute (1 to 14 days), or subacute (15 to 90 days); OR 2.2 Uncomplicated with high-risk features (refractory pain, refractory hypertension, bloody pleural effusion, aortic diameter of more than 40 mm, imaging evidence of malperfusion, entry tear on lesser curvature, or false lumen of more than 22 mm). 3 Patients with traumatic aortic injury who do not have contraindications to endovascular repair.
Vascular | Endovascular aortic repair | Aortic stent graft package | TEVAR package | Terumo Aortic | RelayPro Thoracic Stent-Graft System (Non-Bare Stent Configuration) | 28-N4-30-090-22S | Standalone | DE0503702 | 1 Patients with thoracic aortic aneurysm (TAA; ruptured or unruptured) who are not suitable for OSR and are: 1.1 symptomatic; OR 1.2 asymptomatic and with an aneurysm of 5.5 cm or larger (measured outer-to-outer maximum anterior-posterior aortic diameter); OR 1.3 asymptomatic and with an aneurysm that has grown by more than 1 cm in one year (measured outer-to-outer maximum anterior-posterior aortic diameter). 2 Patients with type B aortic dissection (TBAD) with suitable anatomy for TEVAR and the TBAD is: 2.1 Complicated (presence of malperfusion syndrome or rupture) hyperacute (less than 24 hours), acute (1 to 14 days), or subacute (15 to 90 days); OR 2.2 Uncomplicated with high-risk features (refractory pain, refractory hypertension, bloody pleural effusion, aortic diameter of more than 40 mm, imaging evidence of malperfusion, entry tear on lesser curvature, or false lumen of more than 22 mm). 3 Patients with traumatic aortic injury who do not have contraindications to endovascular repair.
Vascular | Endovascular aortic repair | Aortic stent graft package | TEVAR package | Terumo Aortic | RelayPro Thoracic Stent-Graft System (Non-Bare Stent Configuration) | 28-N4-30-110-22S | Standalone | DE0503702 | 1 Patients with thoracic aortic aneurysm (TAA; ruptured or unruptured) who are not suitable for OSR and are: 1.1 symptomatic; OR 1.2 asymptomatic and with an aneurysm of 5.5 cm or larger (measured outer-to-outer maximum anterior-posterior aortic diameter); OR 1.3 asymptomatic and with an aneurysm that has grown by more than 1 cm in one year (measured outer-to-outer maximum anterior-posterior aortic diameter). 2 Patients with type B aortic dissection (TBAD) with suitable anatomy for TEVAR and the TBAD is: 2.1 Complicated (presence of malperfusion syndrome or rupture) hyperacute (less than 24 hours), acute (1 to 14 days), or subacute (15 to 90 days); OR 2.2 Uncomplicated with high-risk features (refractory pain, refractory hypertension, bloody pleural effusion, aortic diameter of more than 40 mm, imaging evidence of malperfusion, entry tear on lesser curvature, or false lumen of more than 22 mm). 3 Patients with traumatic aortic injury who do not have contraindications to endovascular repair.
Vascular | Endovascular aortic repair | Aortic stent graft package | TEVAR package | Terumo Aortic | RelayPro Thoracic Stent-Graft System (Non-Bare Stent Configuration) | 28-N4-30-130-22S | Standalone | DE0503702 | 1 Patients with thoracic aortic aneurysm (TAA; ruptured or unruptured) who are not suitable for OSR and are: 1.1 symptomatic; OR 1.2 asymptomatic and with an aneurysm of 5.5 cm or larger (measured outer-to-outer maximum anterior-posterior aortic diameter); OR 1.3 asymptomatic and with an aneurysm that has grown by more than 1 cm in one year (measured outer-to-outer maximum anterior-posterior aortic diameter). 2 Patients with type B aortic dissection (TBAD) with suitable anatomy for TEVAR and the TBAD is: 2.1 Complicated (presence of malperfusion syndrome or rupture) hyperacute (less than 24 hours), acute (1 to 14 days), or subacute (15 to 90 days); OR 2.2 Uncomplicated with high-risk features (refractory pain, refractory hypertension, bloody pleural effusion, aortic diameter of more than 40 mm, imaging evidence of malperfusion, entry tear on lesser curvature, or false lumen of more than 22 mm). 3 Patients with traumatic aortic injury who do not have contraindications to endovascular repair.
Vascular | Endovascular aortic repair | Aortic stent graft package | TEVAR package | Terumo Aortic | RelayPro Thoracic Stent-Graft System (Non-Bare Stent Configuration) | 28-N4-30-150-22S | Standalone | DE0503702 | 1 Patients with thoracic aortic aneurysm (TAA; ruptured or unruptured) who are not suitable for OSR and are: 1.1 symptomatic; OR 1.2 asymptomatic and with an aneurysm of 5.5 cm or larger (measured outer-to-outer maximum anterior-posterior aortic diameter); OR 1.3 asymptomatic and with an aneurysm that has grown by more than 1 cm in one year (measured outer-to-outer maximum anterior-posterior aortic diameter). 2 Patients with type B aortic dissection (TBAD) with suitable anatomy for TEVAR and the TBAD is: 2.1 Complicated (presence of malperfusion syndrome or rupture) hyperacute (less than 24 hours), acute (1 to 14 days), or subacute (15 to 90 days); OR 2.2 Uncomplicated with high-risk features (refractory pain, refractory hypertension, bloody pleural effusion, aortic diameter of more than 40 mm, imaging evidence of malperfusion, entry tear on lesser curvature, or false lumen of more than 22 mm). 3 Patients with traumatic aortic injury who do not have contraindications to endovascular repair.
Vascular | Endovascular aortic repair | Aortic stent graft package | TEVAR package | Terumo Aortic | RelayPro Thoracic Stent-Graft System (Non-Bare Stent Configuration) | 28-N4-30-170-22S | Standalone | DE0503702 | 1 Patients with thoracic aortic aneurysm (TAA; ruptured or unruptured) who are not suitable for OSR and are: 1.1 symptomatic; OR 1.2 asymptomatic and with an aneurysm of 5.5 cm or larger (measured outer-to-outer maximum anterior-posterior aortic diameter); OR 1.3 asymptomatic and with an aneurysm that has grown by more than 1 cm in one year (measured outer-to-outer maximum anterior-posterior aortic diameter). 2 Patients with type B aortic dissection (TBAD) with suitable anatomy for TEVAR and the TBAD is: 2.1 Complicated (presence of malperfusion syndrome or rupture) hyperacute (less than 24 hours), acute (1 to 14 days), or subacute (15 to 90 days); OR 2.2 Uncomplicated with high-risk features (refractory pain, refractory hypertension, bloody pleural effusion, aortic diameter of more than 40 mm, imaging evidence of malperfusion, entry tear on lesser curvature, or false lumen of more than 22 mm). 3 Patients with traumatic aortic injury who do not have contraindications to endovascular repair.
Vascular | Endovascular aortic repair | Aortic stent graft package | TEVAR package | Terumo Aortic | RelayPro Thoracic Stent-Graft System (Non-Bare Stent Configuration) | 28-N4-30-190-22S | Standalone | DE0503702 | 1 Patients with thoracic aortic aneurysm (TAA; ruptured or unruptured) who are not suitable for OSR and are: 1.1 symptomatic; OR 1.2 asymptomatic and with an aneurysm of 5.5 cm or larger (measured outer-to-outer maximum anterior-posterior aortic diameter); OR 1.3 asymptomatic and with an aneurysm that has grown by more than 1 cm in one year (measured outer-to-outer maximum anterior-posterior aortic diameter). 2 Patients with type B aortic dissection (TBAD) with suitable anatomy for TEVAR and the TBAD is: 2.1 Complicated (presence of malperfusion syndrome or rupture) hyperacute (less than 24 hours), acute (1 to 14 days), or subacute (15 to 90 days); OR 2.2 Uncomplicated with high-risk features (refractory pain, refractory hypertension, bloody pleural effusion, aortic diameter of more than 40 mm, imaging evidence of malperfusion, entry tear on lesser curvature, or false lumen of more than 22 mm). 3 Patients with traumatic aortic injury who do not have contraindications to endovascular repair.
Vascular | Endovascular aortic repair | Aortic stent graft package | TEVAR package | Terumo Aortic | RelayPro Thoracic Stent-Graft System (Non-Bare Stent Configuration) | 28-N4-30-210-22S | Standalone | DE0503702 | 1 Patients with thoracic aortic aneurysm (TAA; ruptured or unruptured) who are not suitable for OSR and are: 1.1 symptomatic; OR 1.2 asymptomatic and with an aneurysm of 5.5 cm or larger (measured outer-to-outer maximum anterior-posterior aortic diameter); OR 1.3 asymptomatic and with an aneurysm that has grown by more than 1 cm in one year (measured outer-to-outer maximum anterior-posterior aortic diameter). 2 Patients with type B aortic dissection (TBAD) with suitable anatomy for TEVAR and the TBAD is: 2.1 Complicated (presence of malperfusion syndrome or rupture) hyperacute (less than 24 hours), acute (1 to 14 days), or subacute (15 to 90 days); OR 2.2 Uncomplicated with high-risk features (refractory pain, refractory hypertension, bloody pleural effusion, aortic diameter of more than 40 mm, imaging evidence of malperfusion, entry tear on lesser curvature, or false lumen of more than 22 mm). 3 Patients with traumatic aortic injury who do not have contraindications to endovascular repair.
Vascular | Endovascular aortic repair | Aortic stent graft package | TEVAR package | Terumo Aortic | RelayPro Thoracic Stent-Graft System (Non-Bare Stent Configuration) | 28-N4-30-230-22S | Standalone | DE0503702 | 1 Patients with thoracic aortic aneurysm (TAA; ruptured or unruptured) who are not suitable for OSR and are: 1.1 symptomatic; OR 1.2 asymptomatic and with an aneurysm of 5.5 cm or larger (measured outer-to-outer maximum anterior-posterior aortic diameter); OR 1.3 asymptomatic and with an aneurysm that has grown by more than 1 cm in one year (measured outer-to-outer maximum anterior-posterior aortic diameter). 2 Patients with type B aortic dissection (TBAD) with suitable anatomy for TEVAR and the TBAD is: 2.1 Complicated (presence of malperfusion syndrome or rupture) hyperacute (less than 24 hours), acute (1 to 14 days), or subacute (15 to 90 days); OR 2.2 Uncomplicated with high-risk features (refractory pain, refractory hypertension, bloody pleural effusion, aortic diameter of more than 40 mm, imaging evidence of malperfusion, entry tear on lesser curvature, or false lumen of more than 22 mm). 3 Patients with traumatic aortic injury who do not have contraindications to endovascular repair.
Vascular | Endovascular aortic repair | Aortic stent graft package | TEVAR package | Terumo Aortic | RelayPro Thoracic Stent-Graft System (Non-Bare Stent Configuration) | 28-N4-30-250-22S | Standalone | DE0503702 | 1 Patients with thoracic aortic aneurysm (TAA; ruptured or unruptured) who are not suitable for OSR and are: 1.1 symptomatic; OR 1.2 asymptomatic and with an aneurysm of 5.5 cm or larger (measured outer-to-outer maximum anterior-posterior aortic diameter); OR 1.3 asymptomatic and with an aneurysm that has grown by more than 1 cm in one year (measured outer-to-outer maximum anterior-posterior aortic diameter). 2 Patients with type B aortic dissection (TBAD) with suitable anatomy for TEVAR and the TBAD is: 2.1 Complicated (presence of malperfusion syndrome or rupture) hyperacute (less than 24 hours), acute (1 to 14 days), or subacute (15 to 90 days); OR 2.2 Uncomplicated with high-risk features (refractory pain, refractory hypertension, bloody pleural effusion, aortic diameter of more than 40 mm, imaging evidence of malperfusion, entry tear on lesser curvature, or false lumen of more than 22 mm). 3 Patients with traumatic aortic injury who do not have contraindications to endovascular repair.
Vascular | Endovascular aortic repair | Aortic stent graft package | TEVAR package | Terumo Aortic | RelayPro Thoracic Stent-Graft System (Non-Bare Stent Configuration) | 28-N4-32-090-22S | Standalone | DE0503702 | 1 Patients with thoracic aortic aneurysm (TAA; ruptured or unruptured) who are not suitable for OSR and are: 1.1 symptomatic; OR 1.2 asymptomatic and with an aneurysm of 5.5 cm or larger (measured outer-to-outer maximum anterior-posterior aortic diameter); OR 1.3 asymptomatic and with an aneurysm that has grown by more than 1 cm in one year (measured outer-to-outer maximum anterior-posterior aortic diameter). 2 Patients with type B aortic dissection (TBAD) with suitable anatomy for TEVAR and the TBAD is: 2.1 Complicated (presence of malperfusion syndrome or rupture) hyperacute (less than 24 hours), acute (1 to 14 days), or subacute (15 to 90 days); OR 2.2 Uncomplicated with high-risk features (refractory pain, refractory hypertension, bloody pleural effusion, aortic diameter of more than 40 mm, imaging evidence of malperfusion, entry tear on lesser curvature, or false lumen of more than 22 mm). 3 Patients with traumatic aortic injury who do not have contraindications to endovascular repair.
Vascular | Endovascular aortic repair | Aortic stent graft package | TEVAR package | Terumo Aortic | RelayPro Thoracic Stent-Graft System (Non-Bare Stent Configuration) | 28-N4-32-110-22S | Standalone | DE0503702 | 1 Patients with thoracic aortic aneurysm (TAA; ruptured or unruptured) who are not suitable for OSR and are: 1.1 symptomatic; OR 1.2 asymptomatic and with an aneurysm of 5.5 cm or larger (measured outer-to-outer maximum anterior-posterior aortic diameter); OR 1.3 asymptomatic and with an aneurysm that has grown by more than 1 cm in one year (measured outer-to-outer maximum anterior-posterior aortic diameter). 2 Patients with type B aortic dissection (TBAD) with suitable anatomy for TEVAR and the TBAD is: 2.1 Complicated (presence of malperfusion syndrome or rupture) hyperacute (less than 24 hours), acute (1 to 14 days), or subacute (15 to 90 days); OR 2.2 Uncomplicated with high-risk features (refractory pain, refractory hypertension, bloody pleural effusion, aortic diameter of more than 40 mm, imaging evidence of malperfusion, entry tear on lesser curvature, or false lumen of more than 22 mm). 3 Patients with traumatic aortic injury who do not have contraindications to endovascular repair.
Vascular | Endovascular aortic repair | Aortic stent graft package | TEVAR package | Terumo Aortic | RelayPro Thoracic Stent-Graft System (Non-Bare Stent Configuration) | 28-N4-32-130-22S | Standalone | DE0503702 | 1 Patients with thoracic aortic aneurysm (TAA; ruptured or unruptured) who are not suitable for OSR and are: 1.1 symptomatic; OR 1.2 asymptomatic and with an aneurysm of 5.5 cm or larger (measured outer-to-outer maximum anterior-posterior aortic diameter); OR 1.3 asymptomatic and with an aneurysm that has grown by more than 1 cm in one year (measured outer-to-outer maximum anterior-posterior aortic diameter). 2 Patients with type B aortic dissection (TBAD) with suitable anatomy for TEVAR and the TBAD is: 2.1 Complicated (presence of malperfusion syndrome or rupture) hyperacute (less than 24 hours), acute (1 to 14 days), or subacute (15 to 90 days); OR 2.2 Uncomplicated with high-risk features (refractory pain, refractory hypertension, bloody pleural effusion, aortic diameter of more than 40 mm, imaging evidence of malperfusion, entry tear on lesser curvature, or false lumen of more than 22 mm). 3 Patients with traumatic aortic injury who do not have contraindications to endovascular repair.
Vascular | Endovascular aortic repair | Aortic stent graft package | TEVAR package | Terumo Aortic | RelayPro Thoracic Stent-Graft System (Non-Bare Stent Configuration) | 28-N4-32-150-22S | Standalone | DE0503702 | 1 Patients with thoracic aortic aneurysm (TAA; ruptured or unruptured) who are not suitable for OSR and are: 1.1 symptomatic; OR 1.2 asymptomatic and with an aneurysm of 5.5 cm or larger (measured outer-to-outer maximum anterior-posterior aortic diameter); OR 1.3 asymptomatic and with an aneurysm that has grown by more than 1 cm in one year (measured outer-to-outer maximum anterior-posterior aortic diameter). 2 Patients with type B aortic dissection (TBAD) with suitable anatomy for TEVAR and the TBAD is: 2.1 Complicated (presence of malperfusion syndrome or rupture) hyperacute (less than 24 hours), acute (1 to 14 days), or subacute (15 to 90 days); OR 2.2 Uncomplicated with high-risk features (refractory pain, refractory hypertension, bloody pleural effusion, aortic diameter of more than 40 mm, imaging evidence of malperfusion, entry tear on lesser curvature, or false lumen of more than 22 mm). 3 Patients with traumatic aortic injury who do not have contraindications to endovascular repair.
Vascular | Endovascular aortic repair | Aortic stent graft package | TEVAR package | Terumo Aortic | RelayPro Thoracic Stent-Graft System (Non-Bare Stent Configuration) | 28-N4-32-170-22S | Standalone | DE0503702 | 1 Patients with thoracic aortic aneurysm (TAA; ruptured or unruptured) who are not suitable for OSR and are: 1.1 symptomatic; OR 1.2 asymptomatic and with an aneurysm of 5.5 cm or larger (measured outer-to-outer maximum anterior-posterior aortic diameter); OR 1.3 asymptomatic and with an aneurysm that has grown by more than 1 cm in one year (measured outer-to-outer maximum anterior-posterior aortic diameter). 2 Patients with type B aortic dissection (TBAD) with suitable anatomy for TEVAR and the TBAD is: 2.1 Complicated (presence of malperfusion syndrome or rupture) hyperacute (less than 24 hours), acute (1 to 14 days), or subacute (15 to 90 days); OR 2.2 Uncomplicated with high-risk features (refractory pain, refractory hypertension, bloody pleural effusion, aortic diameter of more than 40 mm, imaging evidence of malperfusion, entry tear on lesser curvature, or false lumen of more than 22 mm). 3 Patients with traumatic aortic injury who do not have contraindications to endovascular repair.
Vascular | Endovascular aortic repair | Aortic stent graft package | TEVAR package | Terumo Aortic | RelayPro Thoracic Stent-Graft System (Non-Bare Stent Configuration) | 28-N4-32-190-22S | Standalone | DE0503702 | 1 Patients with thoracic aortic aneurysm (TAA; ruptured or unruptured) who are not suitable for OSR and are: 1.1 symptomatic; OR 1.2 asymptomatic and with an aneurysm of 5.5 cm or larger (measured outer-to-outer maximum anterior-posterior aortic diameter); OR 1.3 asymptomatic and with an aneurysm that has grown by more than 1 cm in one year (measured outer-to-outer maximum anterior-posterior aortic diameter). 2 Patients with type B aortic dissection (TBAD) with suitable anatomy for TEVAR and the TBAD is: 2.1 Complicated (presence of malperfusion syndrome or rupture) hyperacute (less than 24 hours), acute (1 to 14 days), or subacute (15 to 90 days); OR 2.2 Uncomplicated with high-risk features (refractory pain, refractory hypertension, bloody pleural effusion, aortic diameter of more than 40 mm, imaging evidence of malperfusion, entry tear on lesser curvature, or false lumen of more than 22 mm). 3 Patients with traumatic aortic injury who do not have contraindications to endovascular repair.
Vascular | Endovascular aortic repair | Aortic stent graft package | TEVAR package | Terumo Aortic | RelayPro Thoracic Stent-Graft System (Non-Bare Stent Configuration) | 28-N4-32-210-22S | Standalone | DE0503702 | 1 Patients with thoracic aortic aneurysm (TAA; ruptured or unruptured) who are not suitable for OSR and are: 1.1 symptomatic; OR 1.2 asymptomatic and with an aneurysm of 5.5 cm or larger (measured outer-to-outer maximum anterior-posterior aortic diameter); OR 1.3 asymptomatic and with an aneurysm that has grown by more than 1 cm in one year (measured outer-to-outer maximum anterior-posterior aortic diameter). 2 Patients with type B aortic dissection (TBAD) with suitable anatomy for TEVAR and the TBAD is: 2.1 Complicated (presence of malperfusion syndrome or rupture) hyperacute (less than 24 hours), acute (1 to 14 days), or subacute (15 to 90 days); OR 2.2 Uncomplicated with high-risk features (refractory pain, refractory hypertension, bloody pleural effusion, aortic diameter of more than 40 mm, imaging evidence of malperfusion, entry tear on lesser curvature, or false lumen of more than 22 mm). 3 Patients with traumatic aortic injury who do not have contraindications to endovascular repair.
Vascular | Endovascular aortic repair | Aortic stent graft package | TEVAR package | Terumo Aortic | RelayPro Thoracic Stent-Graft System (Non-Bare Stent Configuration) | 28-N4-32-230-22S | Standalone | DE0503702 | 1 Patients with thoracic aortic aneurysm (TAA; ruptured or unruptured) who are not suitable for OSR and are: 1.1 symptomatic; OR 1.2 asymptomatic and with an aneurysm of 5.5 cm or larger (measured outer-to-outer maximum anterior-posterior aortic diameter); OR 1.3 asymptomatic and with an aneurysm that has grown by more than 1 cm in one year (measured outer-to-outer maximum anterior-posterior aortic diameter). 2 Patients with type B aortic dissection (TBAD) with suitable anatomy for TEVAR and the TBAD is: 2.1 Complicated (presence of malperfusion syndrome or rupture) hyperacute (less than 24 hours), acute (1 to 14 days), or subacute (15 to 90 days); OR 2.2 Uncomplicated with high-risk features (refractory pain, refractory hypertension, bloody pleural effusion, aortic diameter of more than 40 mm, imaging evidence of malperfusion, entry tear on lesser curvature, or false lumen of more than 22 mm). 3 Patients with traumatic aortic injury who do not have contraindications to endovascular repair.
Vascular | Endovascular aortic repair | Aortic stent graft package | TEVAR package | Terumo Aortic | RelayPro Thoracic Stent-Graft System (Non-Bare Stent Configuration) | 28-N4-32-250-22S | Standalone | DE0503702 | 1 Patients with thoracic aortic aneurysm (TAA; ruptured or unruptured) who are not suitable for OSR and are: 1.1 symptomatic; OR 1.2 asymptomatic and with an aneurysm of 5.5 cm or larger (measured outer-to-outer maximum anterior-posterior aortic diameter); OR 1.3 asymptomatic and with an aneurysm that has grown by more than 1 cm in one year (measured outer-to-outer maximum anterior-posterior aortic diameter). 2 Patients with type B aortic dissection (TBAD) with suitable anatomy for TEVAR and the TBAD is: 2.1 Complicated (presence of malperfusion syndrome or rupture) hyperacute (less than 24 hours), acute (1 to 14 days), or subacute (15 to 90 days); OR 2.2 Uncomplicated with high-risk features (refractory pain, refractory hypertension, bloody pleural effusion, aortic diameter of more than 40 mm, imaging evidence of malperfusion, entry tear on lesser curvature, or false lumen of more than 22 mm). 3 Patients with traumatic aortic injury who do not have contraindications to endovascular repair.
Vascular | Endovascular aortic repair | Aortic stent graft package | TEVAR package | Terumo Aortic | RelayPro Thoracic Stent-Graft System (Non-Bare Stent Configuration) | 28-N4-34-150-22S | Standalone | DE0503702 | 1 Patients with thoracic aortic aneurysm (TAA; ruptured or unruptured) who are not suitable for OSR and are: 1.1 symptomatic; OR 1.2 asymptomatic and with an aneurysm of 5.5 cm or larger (measured outer-to-outer maximum anterior-posterior aortic diameter); OR 1.3 asymptomatic and with an aneurysm that has grown by more than 1 cm in one year (measured outer-to-outer maximum anterior-posterior aortic diameter). 2 Patients with type B aortic dissection (TBAD) with suitable anatomy for TEVAR and the TBAD is: 2.1 Complicated (presence of malperfusion syndrome or rupture) hyperacute (less than 24 hours), acute (1 to 14 days), or subacute (15 to 90 days); OR 2.2 Uncomplicated with high-risk features (refractory pain, refractory hypertension, bloody pleural effusion, aortic diameter of more than 40 mm, imaging evidence of malperfusion, entry tear on lesser curvature, or false lumen of more than 22 mm). 3 Patients with traumatic aortic injury who do not have contraindications to endovascular repair.
Vascular | Endovascular aortic repair | Aortic stent graft package | TEVAR package | Terumo Aortic | RelayPro Thoracic Stent-Graft System (Non-Bare Stent Configuration) | 28-N4-34-170-22S | Standalone | DE0503702 | 1 Patients with thoracic aortic aneurysm (TAA; ruptured or unruptured) who are not suitable for OSR and are: 1.1 symptomatic; OR 1.2 asymptomatic and with an aneurysm of 5.5 cm or larger (measured outer-to-outer maximum anterior-posterior aortic diameter); OR 1.3 asymptomatic and with an aneurysm that has grown by more than 1 cm in one year (measured outer-to-outer maximum anterior-posterior aortic diameter). 2 Patients with type B aortic dissection (TBAD) with suitable anatomy for TEVAR and the TBAD is: 2.1 Complicated (presence of malperfusion syndrome or rupture) hyperacute (less than 24 hours), acute (1 to 14 days), or subacute (15 to 90 days); OR 2.2 Uncomplicated with high-risk features (refractory pain, refractory hypertension, bloody pleural effusion, aortic diameter of more than 40 mm, imaging evidence of malperfusion, entry tear on lesser curvature, or false lumen of more than 22 mm). 3 Patients with traumatic aortic injury who do not have contraindications to endovascular repair.
Vascular | Endovascular aortic repair | Aortic stent graft package | TEVAR package | Terumo Aortic | RelayPro Thoracic Stent-Graft System (Non-Bare Stent Configuration) | 28-N4-34-190-22S | Standalone | DE0503702 | 1 Patients with thoracic aortic aneurysm (TAA; ruptured or unruptured) who are not suitable for OSR and are: 1.1 symptomatic; OR 1.2 asymptomatic and with an aneurysm of 5.5 cm or larger (measured outer-to-outer maximum anterior-posterior aortic diameter); OR 1.3 asymptomatic and with an aneurysm that has grown by more than 1 cm in one year (measured outer-to-outer maximum anterior-posterior aortic diameter). 2 Patients with type B aortic dissection (TBAD) with suitable anatomy for TEVAR and the TBAD is: 2.1 Complicated (presence of malperfusion syndrome or rupture) hyperacute (less than 24 hours), acute (1 to 14 days), or subacute (15 to 90 days); OR 2.2 Uncomplicated with high-risk features (refractory pain, refractory hypertension, bloody pleural effusion, aortic diameter of more than 40 mm, imaging evidence of malperfusion, entry tear on lesser curvature, or false lumen of more than 22 mm). 3 Patients with traumatic aortic injury who do not have contraindications to endovascular repair.
Vascular | Endovascular aortic repair | Aortic stent graft package | TEVAR package | Terumo Aortic | RelayPro Thoracic Stent-Graft System (Non-Bare Stent Configuration) | 28-N4-34-210-22S | Standalone | DE0503702 | 1 Patients with thoracic aortic aneurysm (TAA; ruptured or unruptured) who are not suitable for OSR and are: 1.1 symptomatic; OR 1.2 asymptomatic and with an aneurysm of 5.5 cm or larger (measured outer-to-outer maximum anterior-posterior aortic diameter); OR 1.3 asymptomatic and with an aneurysm that has grown by more than 1 cm in one year (measured outer-to-outer maximum anterior-posterior aortic diameter). 2 Patients with type B aortic dissection (TBAD) with suitable anatomy for TEVAR and the TBAD is: 2.1 Complicated (presence of malperfusion syndrome or rupture) hyperacute (less than 24 hours), acute (1 to 14 days), or subacute (15 to 90 days); OR 2.2 Uncomplicated with high-risk features (refractory pain, refractory hypertension, bloody pleural effusion, aortic diameter of more than 40 mm, imaging evidence of malperfusion, entry tear on lesser curvature, or false lumen of more than 22 mm). 3 Patients with traumatic aortic injury who do not have contraindications to endovascular repair.
Vascular | Endovascular aortic repair | Aortic stent graft package | TEVAR package | Terumo Aortic | RelayPro Thoracic Stent-Graft System (Non-Bare Stent Configuration) | 28-N4-34-230-22S | Standalone | DE0503702 | 1 Patients with thoracic aortic aneurysm (TAA; ruptured or unruptured) who are not suitable for OSR and are: 1.1 symptomatic; OR 1.2 asymptomatic and with an aneurysm of 5.5 cm or larger (measured outer-to-outer maximum anterior-posterior aortic diameter); OR 1.3 asymptomatic and with an aneurysm that has grown by more than 1 cm in one year (measured outer-to-outer maximum anterior-posterior aortic diameter). 2 Patients with type B aortic dissection (TBAD) with suitable anatomy for TEVAR and the TBAD is: 2.1 Complicated (presence of malperfusion syndrome or rupture) hyperacute (less than 24 hours), acute (1 to 14 days), or subacute (15 to 90 days); OR 2.2 Uncomplicated with high-risk features (refractory pain, refractory hypertension, bloody pleural effusion, aortic diameter of more than 40 mm, imaging evidence of malperfusion, entry tear on lesser curvature, or false lumen of more than 22 mm). 3 Patients with traumatic aortic injury who do not have contraindications to endovascular repair.
Vascular | Endovascular aortic repair | Aortic stent graft package | TEVAR package | Terumo Aortic | RelayPro Thoracic Stent-Graft System (Non-Bare Stent Configuration) | 28-N4-34-250-22S | Standalone | DE0503702 | 1 Patients with thoracic aortic aneurysm (TAA; ruptured or unruptured) who are not suitable for OSR and are: 1.1 symptomatic; OR 1.2 asymptomatic and with an aneurysm of 5.5 cm or larger (measured outer-to-outer maximum anterior-posterior aortic diameter); OR 1.3 asymptomatic and with an aneurysm that has grown by more than 1 cm in one year (measured outer-to-outer maximum anterior-posterior aortic diameter). 2 Patients with type B aortic dissection (TBAD) with suitable anatomy for TEVAR and the TBAD is: 2.1 Complicated (presence of malperfusion syndrome or rupture) hyperacute (less than 24 hours), acute (1 to 14 days), or subacute (15 to 90 days); OR 2.2 Uncomplicated with high-risk features (refractory pain, refractory hypertension, bloody pleural effusion, aortic diameter of more than 40 mm, imaging evidence of malperfusion, entry tear on lesser curvature, or false lumen of more than 22 mm). 3 Patients with traumatic aortic injury who do not have contraindications to endovascular repair.
Vascular | Endovascular aortic repair | Aortic stent graft package | TEVAR package | Terumo Aortic | RelayPro Thoracic Stent-Graft System (Non-Bare Stent Configuration) | 28-N4-36-150-22S | Standalone | DE0503702 | 1 Patients with thoracic aortic aneurysm (TAA; ruptured or unruptured) who are not suitable for OSR and are: 1.1 symptomatic; OR 1.2 asymptomatic and with an aneurysm of 5.5 cm or larger (measured outer-to-outer maximum anterior-posterior aortic diameter); OR 1.3 asymptomatic and with an aneurysm that has grown by more than 1 cm in one year (measured outer-to-outer maximum anterior-posterior aortic diameter). 2 Patients with type B aortic dissection (TBAD) with suitable anatomy for TEVAR and the TBAD is: 2.1 Complicated (presence of malperfusion syndrome or rupture) hyperacute (less than 24 hours), acute (1 to 14 days), or subacute (15 to 90 days); OR 2.2 Uncomplicated with high-risk features (refractory pain, refractory hypertension, bloody pleural effusion, aortic diameter of more than 40 mm, imaging evidence of malperfusion, entry tear on lesser curvature, or false lumen of more than 22 mm). 3 Patients with traumatic aortic injury who do not have contraindications to endovascular repair.
Vascular | Endovascular aortic repair | Aortic stent graft package | TEVAR package | Terumo Aortic | RelayPro Thoracic Stent-Graft System (Non-Bare Stent Configuration) | 28-N4-36-170-22S | Standalone | DE0503702 | 1 Patients with thoracic aortic aneurysm (TAA; ruptured or unruptured) who are not suitable for OSR and are: 1.1 symptomatic; OR 1.2 asymptomatic and with an aneurysm of 5.5 cm or larger (measured outer-to-outer maximum anterior-posterior aortic diameter); OR 1.3 asymptomatic and with an aneurysm that has grown by more than 1 cm in one year (measured outer-to-outer maximum anterior-posterior aortic diameter). 2 Patients with type B aortic dissection (TBAD) with suitable anatomy for TEVAR and the TBAD is: 2.1 Complicated (presence of malperfusion syndrome or rupture) hyperacute (less than 24 hours), acute (1 to 14 days), or subacute (15 to 90 days); OR 2.2 Uncomplicated with high-risk features (refractory pain, refractory hypertension, bloody pleural effusion, aortic diameter of more than 40 mm, imaging evidence of malperfusion, entry tear on lesser curvature, or false lumen of more than 22 mm). 3 Patients with traumatic aortic injury who do not have contraindications to endovascular repair.
Vascular | Endovascular aortic repair | Aortic stent graft package | TEVAR package | Terumo Aortic | RelayPro Thoracic Stent-Graft System (Non-Bare Stent Configuration) | 28-N4-36-190-22S | Standalone | DE0503702 | 1 Patients with thoracic aortic aneurysm (TAA; ruptured or unruptured) who are not suitable for OSR and are: 1.1 symptomatic; OR 1.2 asymptomatic and with an aneurysm of 5.5 cm or larger (measured outer-to-outer maximum anterior-posterior aortic diameter); OR 1.3 asymptomatic and with an aneurysm that has grown by more than 1 cm in one year (measured outer-to-outer maximum anterior-posterior aortic diameter). 2 Patients with type B aortic dissection (TBAD) with suitable anatomy for TEVAR and the TBAD is: 2.1 Complicated (presence of malperfusion syndrome or rupture) hyperacute (less than 24 hours), acute (1 to 14 days), or subacute (15 to 90 days); OR 2.2 Uncomplicated with high-risk features (refractory pain, refractory hypertension, bloody pleural effusion, aortic diameter of more than 40 mm, imaging evidence of malperfusion, entry tear on lesser curvature, or false lumen of more than 22 mm). 3 Patients with traumatic aortic injury who do not have contraindications to endovascular repair.
Vascular | Endovascular aortic repair | Aortic stent graft package | TEVAR package | Terumo Aortic | RelayPro Thoracic Stent-Graft System (Non-Bare Stent Configuration) | 28-N4-36-210-22S | Standalone | DE0503702 | 1 Patients with thoracic aortic aneurysm (TAA; ruptured or unruptured) who are not suitable for OSR and are: 1.1 symptomatic; OR 1.2 asymptomatic and with an aneurysm of 5.5 cm or larger (measured outer-to-outer maximum anterior-posterior aortic diameter); OR 1.3 asymptomatic and with an aneurysm that has grown by more than 1 cm in one year (measured outer-to-outer maximum anterior-posterior aortic diameter). 2 Patients with type B aortic dissection (TBAD) with suitable anatomy for TEVAR and the TBAD is: 2.1 Complicated (presence of malperfusion syndrome or rupture) hyperacute (less than 24 hours), acute (1 to 14 days), or subacute (15 to 90 days); OR 2.2 Uncomplicated with high-risk features (refractory pain, refractory hypertension, bloody pleural effusion, aortic diameter of more than 40 mm, imaging evidence of malperfusion, entry tear on lesser curvature, or false lumen of more than 22 mm). 3 Patients with traumatic aortic injury who do not have contraindications to endovascular repair.
Vascular | Endovascular aortic repair | Aortic stent graft package | TEVAR package | Terumo Aortic | RelayPro Thoracic Stent-Graft System (Non-Bare Stent Configuration) | 28-N4-36-230-22S | Standalone | DE0503702 | 1 Patients with thoracic aortic aneurysm (TAA; ruptured or unruptured) who are not suitable for OSR and are: 1.1 symptomatic; OR 1.2 asymptomatic and with an aneurysm of 5.5 cm or larger (measured outer-to-outer maximum anterior-posterior aortic diameter); OR 1.3 asymptomatic and with an aneurysm that has grown by more than 1 cm in one year (measured outer-to-outer maximum anterior-posterior aortic diameter). 2 Patients with type B aortic dissection (TBAD) with suitable anatomy for TEVAR and the TBAD is: 2.1 Complicated (presence of malperfusion syndrome or rupture) hyperacute (less than 24 hours), acute (1 to 14 days), or subacute (15 to 90 days); OR 2.2 Uncomplicated with high-risk features (refractory pain, refractory hypertension, bloody pleural effusion, aortic diameter of more than 40 mm, imaging evidence of malperfusion, entry tear on lesser curvature, or false lumen of more than 22 mm). 3 Patients with traumatic aortic injury who do not have contraindications to endovascular repair.
Vascular | Endovascular aortic repair | Aortic stent graft package | TEVAR package | Terumo Aortic | RelayPro Thoracic Stent-Graft System (Non-Bare Stent Configuration) | 28-N4-36-250-22S | Standalone | DE0503702 | 1 Patients with thoracic aortic aneurysm (TAA; ruptured or unruptured) who are not suitable for OSR and are: 1.1 symptomatic; OR 1.2 asymptomatic and with an aneurysm of 5.5 cm or larger (measured outer-to-outer maximum anterior-posterior aortic diameter); OR 1.3 asymptomatic and with an aneurysm that has grown by more than 1 cm in one year (measured outer-to-outer maximum anterior-posterior aortic diameter). 2 Patients with type B aortic dissection (TBAD) with suitable anatomy for TEVAR and the TBAD is: 2.1 Complicated (presence of malperfusion syndrome or rupture) hyperacute (less than 24 hours), acute (1 to 14 days), or subacute (15 to 90 days); OR 2.2 Uncomplicated with high-risk features (refractory pain, refractory hypertension, bloody pleural effusion, aortic diameter of more than 40 mm, imaging evidence of malperfusion, entry tear on lesser curvature, or false lumen of more than 22 mm). 3 Patients with traumatic aortic injury who do not have contraindications to endovascular repair.
Vascular | Endovascular aortic repair | Aortic stent graft package | TEVAR package | Terumo Aortic | RelayPro Thoracic Stent-Graft System (Non-Bare Stent Configuration) | 28-N4-38-170-22S | Standalone | DE0503702 | 1 Patients with thoracic aortic aneurysm (TAA; ruptured or unruptured) who are not suitable for OSR and are: 1.1 symptomatic; OR 1.2 asymptomatic and with an aneurysm of 5.5 cm or larger (measured outer-to-outer maximum anterior-posterior aortic diameter); OR 1.3 asymptomatic and with an aneurysm that has grown by more than 1 cm in one year (measured outer-to-outer maximum anterior-posterior aortic diameter). 2 Patients with type B aortic dissection (TBAD) with suitable anatomy for TEVAR and the TBAD is: 2.1 Complicated (presence of malperfusion syndrome or rupture) hyperacute (less than 24 hours), acute (1 to 14 days), or subacute (15 to 90 days); OR 2.2 Uncomplicated with high-risk features (refractory pain, refractory hypertension, bloody pleural effusion, aortic diameter of more than 40 mm, imaging evidence of malperfusion, entry tear on lesser curvature, or false lumen of more than 22 mm). 3 Patients with traumatic aortic injury who do not have contraindications to endovascular repair.
Vascular | Endovascular aortic repair | Aortic stent graft package | TEVAR package | Terumo Aortic | RelayPro Thoracic Stent-Graft System (Non-Bare Stent Configuration) | 28-N4-38-190-22S | Standalone | DE0503702 | 1 Patients with thoracic aortic aneurysm (TAA; ruptured or unruptured) who are not suitable for OSR and are: 1.1 symptomatic; OR 1.2 asymptomatic and with an aneurysm of 5.5 cm or larger (measured outer-to-outer maximum anterior-posterior aortic diameter); OR 1.3 asymptomatic and with an aneurysm that has grown by more than 1 cm in one year (measured outer-to-outer maximum anterior-posterior aortic diameter). 2 Patients with type B aortic dissection (TBAD) with suitable anatomy for TEVAR and the TBAD is: 2.1 Complicated (presence of malperfusion syndrome or rupture) hyperacute (less than 24 hours), acute (1 to 14 days), or subacute (15 to 90 days); OR 2.2 Uncomplicated with high-risk features (refractory pain, refractory hypertension, bloody pleural effusion, aortic diameter of more than 40 mm, imaging evidence of malperfusion, entry tear on lesser curvature, or false lumen of more than 22 mm). 3 Patients with traumatic aortic injury who do not have contraindications to endovascular repair.
Vascular | Endovascular aortic repair | Aortic stent graft package | TEVAR package | Terumo Aortic | RelayPro Thoracic Stent-Graft System (Non-Bare Stent Configuration) | 28-N4-38-210-22S | Standalone | DE0503702 | 1 Patients with thoracic aortic aneurysm (TAA; ruptured or unruptured) who are not suitable for OSR and are: 1.1 symptomatic; OR 1.2 asymptomatic and with an aneurysm of 5.5 cm or larger (measured outer-to-outer maximum anterior-posterior aortic diameter); OR 1.3 asymptomatic and with an aneurysm that has grown by more than 1 cm in one year (measured outer-to-outer maximum anterior-posterior aortic diameter). 2 Patients with type B aortic dissection (TBAD) with suitable anatomy for TEVAR and the TBAD is: 2.1 Complicated (presence of malperfusion syndrome or rupture) hyperacute (less than 24 hours), acute (1 to 14 days), or subacute (15 to 90 days); OR 2.2 Uncomplicated with high-risk features (refractory pain, refractory hypertension, bloody pleural effusion, aortic diameter of more than 40 mm, imaging evidence of malperfusion, entry tear on lesser curvature, or false lumen of more than 22 mm). 3 Patients with traumatic aortic injury who do not have contraindications to endovascular repair.
Vascular | Endovascular aortic repair | Aortic stent graft package | TEVAR package | Terumo Aortic | RelayPro Thoracic Stent-Graft System (Non-Bare Stent Configuration) | 28-N4-38-230-22S | Standalone | DE0503702 | 1 Patients with thoracic aortic aneurysm (TAA; ruptured or unruptured) who are not suitable for OSR and are: 1.1 symptomatic; OR 1.2 asymptomatic and with an aneurysm of 5.5 cm or larger (measured outer-to-outer maximum anterior-posterior aortic diameter); OR 1.3 asymptomatic and with an aneurysm that has grown by more than 1 cm in one year (measured outer-to-outer maximum anterior-posterior aortic diameter). 2 Patients with type B aortic dissection (TBAD) with suitable anatomy for TEVAR and the TBAD is: 2.1 Complicated (presence of malperfusion syndrome or rupture) hyperacute (less than 24 hours), acute (1 to 14 days), or subacute (15 to 90 days); OR 2.2 Uncomplicated with high-risk features (refractory pain, refractory hypertension, bloody pleural effusion, aortic diameter of more than 40 mm, imaging evidence of malperfusion, entry tear on lesser curvature, or false lumen of more than 22 mm). 3 Patients with traumatic aortic injury who do not have contraindications to endovascular repair.
Vascular | Endovascular aortic repair | Aortic stent graft package | TEVAR package | Terumo Aortic | RelayPro Thoracic Stent-Graft System (Non-Bare Stent Configuration) | 28-N4-38-250-22S | Standalone | DE0503702 | 1 Patients with thoracic aortic aneurysm (TAA; ruptured or unruptured) who are not suitable for OSR and are: 1.1 symptomatic; OR 1.2 asymptomatic and with an aneurysm of 5.5 cm or larger (measured outer-to-outer maximum anterior-posterior aortic diameter); OR 1.3 asymptomatic and with an aneurysm that has grown by more than 1 cm in one year (measured outer-to-outer maximum anterior-posterior aortic diameter). 2 Patients with type B aortic dissection (TBAD) with suitable anatomy for TEVAR and the TBAD is: 2.1 Complicated (presence of malperfusion syndrome or rupture) hyperacute (less than 24 hours), acute (1 to 14 days), or subacute (15 to 90 days); OR 2.2 Uncomplicated with high-risk features (refractory pain, refractory hypertension, bloody pleural effusion, aortic diameter of more than 40 mm, imaging evidence of malperfusion, entry tear on lesser curvature, or false lumen of more than 22 mm). 3 Patients with traumatic aortic injury who do not have contraindications to endovascular repair.
Vascular | Endovascular aortic repair | Aortic stent graft package | TEVAR package | Terumo Aortic | RelayPro Thoracic Stent-Graft System (Non-Bare Stent Configuration) | 28-N4-40-190-22S | Standalone | DE0503702 | 1 Patients with thoracic aortic aneurysm (TAA; ruptured or unruptured) who are not suitable for OSR and are: 1.1 symptomatic; OR 1.2 asymptomatic and with an aneurysm of 5.5 cm or larger (measured outer-to-outer maximum anterior-posterior aortic diameter); OR 1.3 asymptomatic and with an aneurysm that has grown by more than 1 cm in one year (measured outer-to-outer maximum anterior-posterior aortic diameter). 2 Patients with type B aortic dissection (TBAD) with suitable anatomy for TEVAR and the TBAD is: 2.1 Complicated (presence of malperfusion syndrome or rupture) hyperacute (less than 24 hours), acute (1 to 14 days), or subacute (15 to 90 days); OR 2.2 Uncomplicated with high-risk features (refractory pain, refractory hypertension, bloody pleural effusion, aortic diameter of more than 40 mm, imaging evidence of malperfusion, entry tear on lesser curvature, or false lumen of more than 22 mm). 3 Patients with traumatic aortic injury who do not have contraindications to endovascular repair.
Vascular | Endovascular aortic repair | Aortic stent graft package | TEVAR package | Terumo Aortic | RelayPro Thoracic Stent-Graft System (Non-Bare Stent Configuration) | 28-N4-40-210-22S | Standalone | DE0503702 | 1 Patients with thoracic aortic aneurysm (TAA; ruptured or unruptured) who are not suitable for OSR and are: 1.1 symptomatic; OR 1.2 asymptomatic and with an aneurysm of 5.5 cm or larger (measured outer-to-outer maximum anterior-posterior aortic diameter); OR 1.3 asymptomatic and with an aneurysm that has grown by more than 1 cm in one year (measured outer-to-outer maximum anterior-posterior aortic diameter). 2 Patients with type B aortic dissection (TBAD) with suitable anatomy for TEVAR and the TBAD is: 2.1 Complicated (presence of malperfusion syndrome or rupture) hyperacute (less than 24 hours), acute (1 to 14 days), or subacute (15 to 90 days); OR 2.2 Uncomplicated with high-risk features (refractory pain, refractory hypertension, bloody pleural effusion, aortic diameter of more than 40 mm, imaging evidence of malperfusion, entry tear on lesser curvature, or false lumen of more than 22 mm). 3 Patients with traumatic aortic injury who do not have contraindications to endovascular repair.
Vascular | Endovascular aortic repair | Aortic stent graft package | TEVAR package | Terumo Aortic | RelayPro Thoracic Stent-Graft System (Non-Bare Stent Configuration) | 28-N4-40-230-22S | Standalone | DE0503702 | 1 Patients with thoracic aortic aneurysm (TAA; ruptured or unruptured) who are not suitable for OSR and are: 1.1 symptomatic; OR 1.2 asymptomatic and with an aneurysm of 5.5 cm or larger (measured outer-to-outer maximum anterior-posterior aortic diameter); OR 1.3 asymptomatic and with an aneurysm that has grown by more than 1 cm in one year (measured outer-to-outer maximum anterior-posterior aortic diameter). 2 Patients with type B aortic dissection (TBAD) with suitable anatomy for TEVAR and the TBAD is: 2.1 Complicated (presence of malperfusion syndrome or rupture) hyperacute (less than 24 hours), acute (1 to 14 days), or subacute (15 to 90 days); OR 2.2 Uncomplicated with high-risk features (refractory pain, refractory hypertension, bloody pleural effusion, aortic diameter of more than 40 mm, imaging evidence of malperfusion, entry tear on lesser curvature, or false lumen of more than 22 mm). 3 Patients with traumatic aortic injury who do not have contraindications to endovascular repair.
Vascular | Endovascular aortic repair | Aortic stent graft package | TEVAR package | Terumo Aortic | RelayPro Thoracic Stent-Graft System (Non-Bare Stent Configuration) | 28-N4-40-250-22S | Standalone | DE0503702 | 1 Patients with thoracic aortic aneurysm (TAA; ruptured or unruptured) who are not suitable for OSR and are: 1.1 symptomatic; OR 1.2 asymptomatic and with an aneurysm of 5.5 cm or larger (measured outer-to-outer maximum anterior-posterior aortic diameter); OR 1.3 asymptomatic and with an aneurysm that has grown by more than 1 cm in one year (measured outer-to-outer maximum anterior-posterior aortic diameter). 2 Patients with type B aortic dissection (TBAD) with suitable anatomy for TEVAR and the TBAD is: 2.1 Complicated (presence of malperfusion syndrome or rupture) hyperacute (less than 24 hours), acute (1 to 14 days), or subacute (15 to 90 days); OR 2.2 Uncomplicated with high-risk features (refractory pain, refractory hypertension, bloody pleural effusion, aortic diameter of more than 40 mm, imaging evidence of malperfusion, entry tear on lesser curvature, or false lumen of more than 22 mm). 3 Patients with traumatic aortic injury who do not have contraindications to endovascular repair.
Vascular | Endovascular aortic repair | Aortic stent graft package | TEVAR package | Terumo Aortic | RelayPro Thoracic Stent-Graft System (Non-Bare Stent Configuration) | 28-N4-22-090-24S | Standalone | DE0503702 | 1 Patients with thoracic aortic aneurysm (TAA; ruptured or unruptured) who are not suitable for OSR and are: 1.1 symptomatic; OR 1.2 asymptomatic and with an aneurysm of 5.5 cm or larger (measured outer-to-outer maximum anterior-posterior aortic diameter); OR 1.3 asymptomatic and with an aneurysm that has grown by more than 1 cm in one year (measured outer-to-outer maximum anterior-posterior aortic diameter). 2 Patients with type B aortic dissection (TBAD) with suitable anatomy for TEVAR and the TBAD is: 2.1 Complicated (presence of malperfusion syndrome or rupture) hyperacute (less than 24 hours), acute (1 to 14 days), or subacute (15 to 90 days); OR 2.2 Uncomplicated with high-risk features (refractory pain, refractory hypertension, bloody pleural effusion, aortic diameter of more than 40 mm, imaging evidence of malperfusion, entry tear on lesser curvature, or false lumen of more than 22 mm). 3 Patients with traumatic aortic injury who do not have contraindications to endovascular repair.
Vascular | Endovascular aortic repair | Aortic stent graft package | TEVAR package | Terumo Aortic | RelayPro Thoracic Stent-Graft System (Non-Bare Stent Configuration) | 28-N4-22-110-24S | Standalone | DE0503702 | 1 Patients with thoracic aortic aneurysm (TAA; ruptured or unruptured) who are not suitable for OSR and are: 1.1 symptomatic; OR 1.2 asymptomatic and with an aneurysm of 5.5 cm or larger (measured outer-to-outer maximum anterior-posterior aortic diameter); OR 1.3 asymptomatic and with an aneurysm that has grown by more than 1 cm in one year (measured outer-to-outer maximum anterior-posterior aortic diameter). 2 Patients with type B aortic dissection (TBAD) with suitable anatomy for TEVAR and the TBAD is: 2.1 Complicated (presence of malperfusion syndrome or rupture) hyperacute (less than 24 hours), acute (1 to 14 days), or subacute (15 to 90 days); OR 2.2 Uncomplicated with high-risk features (refractory pain, refractory hypertension, bloody pleural effusion, aortic diameter of more than 40 mm, imaging evidence of malperfusion, entry tear on lesser curvature, or false lumen of more than 22 mm). 3 Patients with traumatic aortic injury who do not have contraindications to endovascular repair.
Vascular | Endovascular aortic repair | Aortic stent graft package | TEVAR package | Terumo Aortic | RelayPro Thoracic Stent-Graft System (Non-Bare Stent Configuration) | 28-N4-22-130-24S | Standalone | DE0503702 | 1 Patients with thoracic aortic aneurysm (TAA; ruptured or unruptured) who are not suitable for OSR and are: 1.1 symptomatic; OR 1.2 asymptomatic and with an aneurysm of 5.5 cm or larger (measured outer-to-outer maximum anterior-posterior aortic diameter); OR 1.3 asymptomatic and with an aneurysm that has grown by more than 1 cm in one year (measured outer-to-outer maximum anterior-posterior aortic diameter). 2 Patients with type B aortic dissection (TBAD) with suitable anatomy for TEVAR and the TBAD is: 2.1 Complicated (presence of malperfusion syndrome or rupture) hyperacute (less than 24 hours), acute (1 to 14 days), or subacute (15 to 90 days); OR 2.2 Uncomplicated with high-risk features (refractory pain, refractory hypertension, bloody pleural effusion, aortic diameter of more than 40 mm, imaging evidence of malperfusion, entry tear on lesser curvature, or false lumen of more than 22 mm). 3 Patients with traumatic aortic injury who do not have contraindications to endovascular repair.
Vascular | Endovascular aortic repair | Aortic stent graft package | TEVAR package | Terumo Aortic | RelayPro Thoracic Stent-Graft System (Non-Bare Stent Configuration) | 28-N4-22-150-24S | Standalone | DE0503702 | 1 Patients with thoracic aortic aneurysm (TAA; ruptured or unruptured) who are not suitable for OSR and are: 1.1 symptomatic; OR 1.2 asymptomatic and with an aneurysm of 5.5 cm or larger (measured outer-to-outer maximum anterior-posterior aortic diameter); OR 1.3 asymptomatic and with an aneurysm that has grown by more than 1 cm in one year (measured outer-to-outer maximum anterior-posterior aortic diameter). 2 Patients with type B aortic dissection (TBAD) with suitable anatomy for TEVAR and the TBAD is: 2.1 Complicated (presence of malperfusion syndrome or rupture) hyperacute (less than 24 hours), acute (1 to 14 days), or subacute (15 to 90 days); OR 2.2 Uncomplicated with high-risk features (refractory pain, refractory hypertension, bloody pleural effusion, aortic diameter of more than 40 mm, imaging evidence of malperfusion, entry tear on lesser curvature, or false lumen of more than 22 mm). 3 Patients with traumatic aortic injury who do not have contraindications to endovascular repair.
Vascular | Endovascular aortic repair | Aortic stent graft package | TEVAR package | Terumo Aortic | RelayPro Thoracic Stent-Graft System (Non-Bare Stent Configuration) | 28-N4-22-170-24S | Standalone | DE0503702 | 1 Patients with thoracic aortic aneurysm (TAA; ruptured or unruptured) who are not suitable for OSR and are: 1.1 symptomatic; OR 1.2 asymptomatic and with an aneurysm of 5.5 cm or larger (measured outer-to-outer maximum anterior-posterior aortic diameter); OR 1.3 asymptomatic and with an aneurysm that has grown by more than 1 cm in one year (measured outer-to-outer maximum anterior-posterior aortic diameter). 2 Patients with type B aortic dissection (TBAD) with suitable anatomy for TEVAR and the TBAD is: 2.1 Complicated (presence of malperfusion syndrome or rupture) hyperacute (less than 24 hours), acute (1 to 14 days), or subacute (15 to 90 days); OR 2.2 Uncomplicated with high-risk features (refractory pain, refractory hypertension, bloody pleural effusion, aortic diameter of more than 40 mm, imaging evidence of malperfusion, entry tear on lesser curvature, or false lumen of more than 22 mm). 3 Patients with traumatic aortic injury who do not have contraindications to endovascular repair.
Vascular | Endovascular aortic repair | Aortic stent graft package | TEVAR package | Terumo Aortic | RelayPro Thoracic Stent-Graft System (Non-Bare Stent Configuration) | 28-N4-22-190-24S | Standalone | DE0503702 | 1 Patients with thoracic aortic aneurysm (TAA; ruptured or unruptured) who are not suitable for OSR and are: 1.1 symptomatic; OR 1.2 asymptomatic and with an aneurysm of 5.5 cm or larger (measured outer-to-outer maximum anterior-posterior aortic diameter); OR 1.3 asymptomatic and with an aneurysm that has grown by more than 1 cm in one year (measured outer-to-outer maximum anterior-posterior aortic diameter). 2 Patients with type B aortic dissection (TBAD) with suitable anatomy for TEVAR and the TBAD is: 2.1 Complicated (presence of malperfusion syndrome or rupture) hyperacute (less than 24 hours), acute (1 to 14 days), or subacute (15 to 90 days); OR 2.2 Uncomplicated with high-risk features (refractory pain, refractory hypertension, bloody pleural effusion, aortic diameter of more than 40 mm, imaging evidence of malperfusion, entry tear on lesser curvature, or false lumen of more than 22 mm). 3 Patients with traumatic aortic injury who do not have contraindications to endovascular repair.
Vascular | Endovascular aortic repair | Aortic stent graft package | TEVAR package | Terumo Aortic | RelayPro Thoracic Stent-Graft System (Non-Bare Stent Configuration) | 28-N4-22-210-24S | Standalone | DE0503702 | 1 Patients with thoracic aortic aneurysm (TAA; ruptured or unruptured) who are not suitable for OSR and are: 1.1 symptomatic; OR 1.2 asymptomatic and with an aneurysm of 5.5 cm or larger (measured outer-to-outer maximum anterior-posterior aortic diameter); OR 1.3 asymptomatic and with an aneurysm that has grown by more than 1 cm in one year (measured outer-to-outer maximum anterior-posterior aortic diameter). 2 Patients with type B aortic dissection (TBAD) with suitable anatomy for TEVAR and the TBAD is: 2.1 Complicated (presence of malperfusion syndrome or rupture) hyperacute (less than 24 hours), acute (1 to 14 days), or subacute (15 to 90 days); OR 2.2 Uncomplicated with high-risk features (refractory pain, refractory hypertension, bloody pleural effusion, aortic diameter of more than 40 mm, imaging evidence of malperfusion, entry tear on lesser curvature, or false lumen of more than 22 mm). 3 Patients with traumatic aortic injury who do not have contraindications to endovascular repair.
Vascular | Endovascular aortic repair | Aortic stent graft package | TEVAR package | Terumo Aortic | RelayPro Thoracic Stent-Graft System (Non-Bare Stent Configuration) | 28-N4-22-230-24S | Standalone | DE0503702 | 1 Patients with thoracic aortic aneurysm (TAA; ruptured or unruptured) who are not suitable for OSR and are: 1.1 symptomatic; OR 1.2 asymptomatic and with an aneurysm of 5.5 cm or larger (measured outer-to-outer maximum anterior-posterior aortic diameter); OR 1.3 asymptomatic and with an aneurysm that has grown by more than 1 cm in one year (measured outer-to-outer maximum anterior-posterior aortic diameter). 2 Patients with type B aortic dissection (TBAD) with suitable anatomy for TEVAR and the TBAD is: 2.1 Complicated (presence of malperfusion syndrome or rupture) hyperacute (less than 24 hours), acute (1 to 14 days), or subacute (15 to 90 days); OR 2.2 Uncomplicated with high-risk features (refractory pain, refractory hypertension, bloody pleural effusion, aortic diameter of more than 40 mm, imaging evidence of malperfusion, entry tear on lesser curvature, or false lumen of more than 22 mm). 3 Patients with traumatic aortic injury who do not have contraindications to endovascular repair.
Vascular | Endovascular aortic repair | Aortic stent graft package | TEVAR package | Terumo Aortic | RelayPro Thoracic Stent-Graft System (Non-Bare Stent Configuration) | 28-N4-22-250-24S | Standalone | DE0503702 | 1 Patients with thoracic aortic aneurysm (TAA; ruptured or unruptured) who are not suitable for OSR and are: 1.1 symptomatic; OR 1.2 asymptomatic and with an aneurysm of 5.5 cm or larger (measured outer-to-outer maximum anterior-posterior aortic diameter); OR 1.3 asymptomatic and with an aneurysm that has grown by more than 1 cm in one year (measured outer-to-outer maximum anterior-posterior aortic diameter). 2 Patients with type B aortic dissection (TBAD) with suitable anatomy for TEVAR and the TBAD is: 2.1 Complicated (presence of malperfusion syndrome or rupture) hyperacute (less than 24 hours), acute (1 to 14 days), or subacute (15 to 90 days); OR 2.2 Uncomplicated with high-risk features (refractory pain, refractory hypertension, bloody pleural effusion, aortic diameter of more than 40 mm, imaging evidence of malperfusion, entry tear on lesser curvature, or false lumen of more than 22 mm). 3 Patients with traumatic aortic injury who do not have contraindications to endovascular repair.
Vascular | Endovascular aortic repair | Aortic stent graft package | TEVAR package | Terumo Aortic | RelayPro Thoracic Stent-Graft System (Non-Bare Stent Configuration) | 28-N4-24-099-24S | Standalone | DE0503702 | 1 Patients with thoracic aortic aneurysm (TAA; ruptured or unruptured) who are not suitable for OSR and are: 1.1 symptomatic; OR 1.2 asymptomatic and with an aneurysm of 5.5 cm or larger (measured outer-to-outer maximum anterior-posterior aortic diameter); OR 1.3 asymptomatic and with an aneurysm that has grown by more than 1 cm in one year (measured outer-to-outer maximum anterior-posterior aortic diameter). 2 Patients with type B aortic dissection (TBAD) with suitable anatomy for TEVAR and the TBAD is: 2.1 Complicated (presence of malperfusion syndrome or rupture) hyperacute (less than 24 hours), acute (1 to 14 days), or subacute (15 to 90 days); OR 2.2 Uncomplicated with high-risk features (refractory pain, refractory hypertension, bloody pleural effusion, aortic diameter of more than 40 mm, imaging evidence of malperfusion, entry tear on lesser curvature, or false lumen of more than 22 mm). 3 Patients with traumatic aortic injury who do not have contraindications to endovascular repair.
Vascular | Endovascular aortic repair | Aortic stent graft package | TEVAR package | Terumo Aortic | RelayPro Thoracic Stent-Graft System (Non-Bare Stent Configuration) | 28-N4-24-110-24S | Standalone | DE0503702 | 1 Patients with thoracic aortic aneurysm (TAA; ruptured or unruptured) who are not suitable for OSR and are: 1.1 symptomatic; OR 1.2 asymptomatic and with an aneurysm of 5.5 cm or larger (measured outer-to-outer maximum anterior-posterior aortic diameter); OR 1.3 asymptomatic and with an aneurysm that has grown by more than 1 cm in one year (measured outer-to-outer maximum anterior-posterior aortic diameter). 2 Patients with type B aortic dissection (TBAD) with suitable anatomy for TEVAR and the TBAD is: 2.1 Complicated (presence of malperfusion syndrome or rupture) hyperacute (less than 24 hours), acute (1 to 14 days), or subacute (15 to 90 days); OR 2.2 Uncomplicated with high-risk features (refractory pain, refractory hypertension, bloody pleural effusion, aortic diameter of more than 40 mm, imaging evidence of malperfusion, entry tear on lesser curvature, or false lumen of more than 22 mm). 3 Patients with traumatic aortic injury who do not have contraindications to endovascular repair.
Vascular | Endovascular aortic repair | Aortic stent graft package | TEVAR package | Terumo Aortic | RelayPro Thoracic Stent-Graft System (Non-Bare Stent Configuration) | 28-N4-24-130-24S | Standalone | DE0503702 | 1 Patients with thoracic aortic aneurysm (TAA; ruptured or unruptured) who are not suitable for OSR and are: 1.1 symptomatic; OR 1.2 asymptomatic and with an aneurysm of 5.5 cm or larger (measured outer-to-outer maximum anterior-posterior aortic diameter); OR 1.3 asymptomatic and with an aneurysm that has grown by more than 1 cm in one year (measured outer-to-outer maximum anterior-posterior aortic diameter). 2 Patients with type B aortic dissection (TBAD) with suitable anatomy for TEVAR and the TBAD is: 2.1 Complicated (presence of malperfusion syndrome or rupture) hyperacute (less than 24 hours), acute (1 to 14 days), or subacute (15 to 90 days); OR 2.2 Uncomplicated with high-risk features (refractory pain, refractory hypertension, bloody pleural effusion, aortic diameter of more than 40 mm, imaging evidence of malperfusion, entry tear on lesser curvature, or false lumen of more than 22 mm). 3 Patients with traumatic aortic injury who do not have contraindications to endovascular repair.
Vascular | Endovascular aortic repair | Aortic stent graft package | TEVAR package | Terumo Aortic | RelayPro Thoracic Stent-Graft System (Non-Bare Stent Configuration) | 28-N4-24-159-24S | Standalone | DE0503702 | 1 Patients with thoracic aortic aneurysm (TAA; ruptured or unruptured) who are not suitable for OSR and are: 1.1 symptomatic; OR 1.2 asymptomatic and with an aneurysm of 5.5 cm or larger (measured outer-to-outer maximum anterior-posterior aortic diameter); OR 1.3 asymptomatic and with an aneurysm that has grown by more than 1 cm in one year (measured outer-to-outer maximum anterior-posterior aortic diameter). 2 Patients with type B aortic dissection (TBAD) with suitable anatomy for TEVAR and the TBAD is: 2.1 Complicated (presence of malperfusion syndrome or rupture) hyperacute (less than 24 hours), acute (1 to 14 days), or subacute (15 to 90 days); OR 2.2 Uncomplicated with high-risk features (refractory pain, refractory hypertension, bloody pleural effusion, aortic diameter of more than 40 mm, imaging evidence of malperfusion, entry tear on lesser curvature, or false lumen of more than 22 mm). 3 Patients with traumatic aortic injury who do not have contraindications to endovascular repair.
Vascular | Endovascular aortic repair | Aortic stent graft package | TEVAR package | Terumo Aortic | RelayPro Thoracic Stent-Graft System (Non-Bare Stent Configuration) | 28-N4-24-170-24S | Standalone | DE0503702 | 1 Patients with thoracic aortic aneurysm (TAA; ruptured or unruptured) who are not suitable for OSR and are: 1.1 symptomatic; OR 1.2 asymptomatic and with an aneurysm of 5.5 cm or larger (measured outer-to-outer maximum anterior-posterior aortic diameter); OR 1.3 asymptomatic and with an aneurysm that has grown by more than 1 cm in one year (measured outer-to-outer maximum anterior-posterior aortic diameter). 2 Patients with type B aortic dissection (TBAD) with suitable anatomy for TEVAR and the TBAD is: 2.1 Complicated (presence of malperfusion syndrome or rupture) hyperacute (less than 24 hours), acute (1 to 14 days), or subacute (15 to 90 days); OR 2.2 Uncomplicated with high-risk features (refractory pain, refractory hypertension, bloody pleural effusion, aortic diameter of more than 40 mm, imaging evidence of malperfusion, entry tear on lesser curvature, or false lumen of more than 22 mm). 3 Patients with traumatic aortic injury who do not have contraindications to endovascular repair.
Vascular | Endovascular aortic repair | Aortic stent graft package | TEVAR package | Terumo Aortic | RelayPro Thoracic Stent-Graft System (Non-Bare Stent Configuration) | 28-N4-24-199-24S | Standalone | DE0503702 | 1 Patients with thoracic aortic aneurysm (TAA; ruptured or unruptured) who are not suitable for OSR and are: 1.1 symptomatic; OR 1.2 asymptomatic and with an aneurysm of 5.5 cm or larger (measured outer-to-outer maximum anterior-posterior aortic diameter); OR 1.3 asymptomatic and with an aneurysm that has grown by more than 1 cm in one year (measured outer-to-outer maximum anterior-posterior aortic diameter). 2 Patients with type B aortic dissection (TBAD) with suitable anatomy for TEVAR and the TBAD is: 2.1 Complicated (presence of malperfusion syndrome or rupture) hyperacute (less than 24 hours), acute (1 to 14 days), or subacute (15 to 90 days); OR 2.2 Uncomplicated with high-risk features (refractory pain, refractory hypertension, bloody pleural effusion, aortic diameter of more than 40 mm, imaging evidence of malperfusion, entry tear on lesser curvature, or false lumen of more than 22 mm). 3 Patients with traumatic aortic injury who do not have contraindications to endovascular repair.
Vascular | Endovascular aortic repair | Aortic stent graft package | TEVAR package | Terumo Aortic | RelayPro Thoracic Stent-Graft System (Non-Bare Stent Configuration) | 28-N4-24-210-24S | Standalone | DE0503702 | 1 Patients with thoracic aortic aneurysm (TAA; ruptured or unruptured) who are not suitable for OSR and are: 1.1 symptomatic; OR 1.2 asymptomatic and with an aneurysm of 5.5 cm or larger (measured outer-to-outer maximum anterior-posterior aortic diameter); OR 1.3 asymptomatic and with an aneurysm that has grown by more than 1 cm in one year (measured outer-to-outer maximum anterior-posterior aortic diameter). 2 Patients with type B aortic dissection (TBAD) with suitable anatomy for TEVAR and the TBAD is: 2.1 Complicated (presence of malperfusion syndrome or rupture) hyperacute (less than 24 hours), acute (1 to 14 days), or subacute (15 to 90 days); OR 2.2 Uncomplicated with high-risk features (refractory pain, refractory hypertension, bloody pleural effusion, aortic diameter of more than 40 mm, imaging evidence of malperfusion, entry tear on lesser curvature, or false lumen of more than 22 mm). 3 Patients with traumatic aortic injury who do not have contraindications to endovascular repair.
Vascular | Endovascular aortic repair | Aortic stent graft package | TEVAR package | Terumo Aortic | RelayPro Thoracic Stent-Graft System (Non-Bare Stent Configuration) | 28-N4-24-230-24S | Standalone | DE0503702 | 1 Patients with thoracic aortic aneurysm (TAA; ruptured or unruptured) who are not suitable for OSR and are: 1.1 symptomatic; OR 1.2 asymptomatic and with an aneurysm of 5.5 cm or larger (measured outer-to-outer maximum anterior-posterior aortic diameter); OR 1.3 asymptomatic and with an aneurysm that has grown by more than 1 cm in one year (measured outer-to-outer maximum anterior-posterior aortic diameter). 2 Patients with type B aortic dissection (TBAD) with suitable anatomy for TEVAR and the TBAD is: 2.1 Complicated (presence of malperfusion syndrome or rupture) hyperacute (less than 24 hours), acute (1 to 14 days), or subacute (15 to 90 days); OR 2.2 Uncomplicated with high-risk features (refractory pain, refractory hypertension, bloody pleural effusion, aortic diameter of more than 40 mm, imaging evidence of malperfusion, entry tear on lesser curvature, or false lumen of more than 22 mm). 3 Patients with traumatic aortic injury who do not have contraindications to endovascular repair.
Vascular | Endovascular aortic repair | Aortic stent graft package | TEVAR package | Terumo Aortic | RelayPro Thoracic Stent-Graft System (Non-Bare Stent Configuration) | 28-N4-24-259-24S | Standalone | DE0503702 | 1 Patients with thoracic aortic aneurysm (TAA; ruptured or unruptured) who are not suitable for OSR and are: 1.1 symptomatic; OR 1.2 asymptomatic and with an aneurysm of 5.5 cm or larger (measured outer-to-outer maximum anterior-posterior aortic diameter); OR 1.3 asymptomatic and with an aneurysm that has grown by more than 1 cm in one year (measured outer-to-outer maximum anterior-posterior aortic diameter). 2 Patients with type B aortic dissection (TBAD) with suitable anatomy for TEVAR and the TBAD is: 2.1 Complicated (presence of malperfusion syndrome or rupture) hyperacute (less than 24 hours), acute (1 to 14 days), or subacute (15 to 90 days); OR 2.2 Uncomplicated with high-risk features (refractory pain, refractory hypertension, bloody pleural effusion, aortic diameter of more than 40 mm, imaging evidence of malperfusion, entry tear on lesser curvature, or false lumen of more than 22 mm). 3 Patients with traumatic aortic injury who do not have contraindications to endovascular repair.
Vascular | Endovascular aortic repair | Aortic stent graft package | TEVAR package | Terumo Aortic | RelayPro Thoracic Stent-Graft System (Non-Bare Stent Configuration) | 28-N4-26-090-24S | Standalone | DE0503702 | 1 Patients with thoracic aortic aneurysm (TAA; ruptured or unruptured) who are not suitable for OSR and are: 1.1 symptomatic; OR 1.2 asymptomatic and with an aneurysm of 5.5 cm or larger (measured outer-to-outer maximum anterior-posterior aortic diameter); OR 1.3 asymptomatic and with an aneurysm that has grown by more than 1 cm in one year (measured outer-to-outer maximum anterior-posterior aortic diameter). 2 Patients with type B aortic dissection (TBAD) with suitable anatomy for TEVAR and the TBAD is: 2.1 Complicated (presence of malperfusion syndrome or rupture) hyperacute (less than 24 hours), acute (1 to 14 days), or subacute (15 to 90 days); OR 2.2 Uncomplicated with high-risk features (refractory pain, refractory hypertension, bloody pleural effusion, aortic diameter of more than 40 mm, imaging evidence of malperfusion, entry tear on lesser curvature, or false lumen of more than 22 mm). 3 Patients with traumatic aortic injury who do not have contraindications to endovascular repair.
Vascular | Endovascular aortic repair | Aortic stent graft package | TEVAR package | Terumo Aortic | RelayPro Thoracic Stent-Graft System (Non-Bare Stent Configuration) | 28-N4-26-110-24S | Standalone | DE0503702 | 1 Patients with thoracic aortic aneurysm (TAA; ruptured or unruptured) who are not suitable for OSR and are: 1.1 symptomatic; OR 1.2 asymptomatic and with an aneurysm of 5.5 cm or larger (measured outer-to-outer maximum anterior-posterior aortic diameter); OR 1.3 asymptomatic and with an aneurysm that has grown by more than 1 cm in one year (measured outer-to-outer maximum anterior-posterior aortic diameter). 2 Patients with type B aortic dissection (TBAD) with suitable anatomy for TEVAR and the TBAD is: 2.1 Complicated (presence of malperfusion syndrome or rupture) hyperacute (less than 24 hours), acute (1 to 14 days), or subacute (15 to 90 days); OR 2.2 Uncomplicated with high-risk features (refractory pain, refractory hypertension, bloody pleural effusion, aortic diameter of more than 40 mm, imaging evidence of malperfusion, entry tear on lesser curvature, or false lumen of more than 22 mm). 3 Patients with traumatic aortic injury who do not have contraindications to endovascular repair.
Vascular | Endovascular aortic repair | Aortic stent graft package | TEVAR package | Terumo Aortic | RelayPro Thoracic Stent-Graft System (Non-Bare Stent Configuration) | 28-N4-26-130-24S | Standalone | DE0503702 | 1 Patients with thoracic aortic aneurysm (TAA; ruptured or unruptured) who are not suitable for OSR and are: 1.1 symptomatic; OR 1.2 asymptomatic and with an aneurysm of 5.5 cm or larger (measured outer-to-outer maximum anterior-posterior aortic diameter); OR 1.3 asymptomatic and with an aneurysm that has grown by more than 1 cm in one year (measured outer-to-outer maximum anterior-posterior aortic diameter). 2 Patients with type B aortic dissection (TBAD) with suitable anatomy for TEVAR and the TBAD is: 2.1 Complicated (presence of malperfusion syndrome or rupture) hyperacute (less than 24 hours), acute (1 to 14 days), or subacute (15 to 90 days); OR 2.2 Uncomplicated with high-risk features (refractory pain, refractory hypertension, bloody pleural effusion, aortic diameter of more than 40 mm, imaging evidence of malperfusion, entry tear on lesser curvature, or false lumen of more than 22 mm). 3 Patients with traumatic aortic injury who do not have contraindications to endovascular repair.
Vascular | Endovascular aortic repair | Aortic stent graft package | TEVAR package | Terumo Aortic | RelayPro Thoracic Stent-Graft System (Non-Bare Stent Configuration) | 28-N4-26-150-24S | Standalone | DE0503702 | 1 Patients with thoracic aortic aneurysm (TAA; ruptured or unruptured) who are not suitable for OSR and are: 1.1 symptomatic; OR 1.2 asymptomatic and with an aneurysm of 5.5 cm or larger (measured outer-to-outer maximum anterior-posterior aortic diameter); OR 1.3 asymptomatic and with an aneurysm that has grown by more than 1 cm in one year (measured outer-to-outer maximum anterior-posterior aortic diameter). 2 Patients with type B aortic dissection (TBAD) with suitable anatomy for TEVAR and the TBAD is: 2.1 Complicated (presence of malperfusion syndrome or rupture) hyperacute (less than 24 hours), acute (1 to 14 days), or subacute (15 to 90 days); OR 2.2 Uncomplicated with high-risk features (refractory pain, refractory hypertension, bloody pleural effusion, aortic diameter of more than 40 mm, imaging evidence of malperfusion, entry tear on lesser curvature, or false lumen of more than 22 mm). 3 Patients with traumatic aortic injury who do not have contraindications to endovascular repair.
Vascular | Endovascular aortic repair | Aortic stent graft package | TEVAR package | Terumo Aortic | RelayPro Thoracic Stent-Graft System (Non-Bare Stent Configuration) | 28-N4-26-170-24S | Standalone | DE0503702 | 1 Patients with thoracic aortic aneurysm (TAA; ruptured or unruptured) who are not suitable for OSR and are: 1.1 symptomatic; OR 1.2 asymptomatic and with an aneurysm of 5.5 cm or larger (measured outer-to-outer maximum anterior-posterior aortic diameter); OR 1.3 asymptomatic and with an aneurysm that has grown by more than 1 cm in one year (measured outer-to-outer maximum anterior-posterior aortic diameter). 2 Patients with type B aortic dissection (TBAD) with suitable anatomy for TEVAR and the TBAD is: 2.1 Complicated (presence of malperfusion syndrome or rupture) hyperacute (less than 24 hours), acute (1 to 14 days), or subacute (15 to 90 days); OR 2.2 Uncomplicated with high-risk features (refractory pain, refractory hypertension, bloody pleural effusion, aortic diameter of more than 40 mm, imaging evidence of malperfusion, entry tear on lesser curvature, or false lumen of more than 22 mm). 3 Patients with traumatic aortic injury who do not have contraindications to endovascular repair.
Vascular | Endovascular aortic repair | Aortic stent graft package | TEVAR package | Terumo Aortic | RelayPro Thoracic Stent-Graft System (Non-Bare Stent Configuration) | 28-N4-26-190-24S | Standalone | DE0503702 | 1 Patients with thoracic aortic aneurysm (TAA; ruptured or unruptured) who are not suitable for OSR and are: 1.1 symptomatic; OR 1.2 asymptomatic and with an aneurysm of 5.5 cm or larger (measured outer-to-outer maximum anterior-posterior aortic diameter); OR 1.3 asymptomatic and with an aneurysm that has grown by more than 1 cm in one year (measured outer-to-outer maximum anterior-posterior aortic diameter). 2 Patients with type B aortic dissection (TBAD) with suitable anatomy for TEVAR and the TBAD is: 2.1 Complicated (presence of malperfusion syndrome or rupture) hyperacute (less than 24 hours), acute (1 to 14 days), or subacute (15 to 90 days); OR 2.2 Uncomplicated with high-risk features (refractory pain, refractory hypertension, bloody pleural effusion, aortic diameter of more than 40 mm, imaging evidence of malperfusion, entry tear on lesser curvature, or false lumen of more than 22 mm). 3 Patients with traumatic aortic injury who do not have contraindications to endovascular repair.
Vascular | Endovascular aortic repair | Aortic stent graft package | TEVAR package | Terumo Aortic | RelayPro Thoracic Stent-Graft System (Non-Bare Stent Configuration) | 28-N4-26-210-24S | Standalone | DE0503702 | 1 Patients with thoracic aortic aneurysm (TAA; ruptured or unruptured) who are not suitable for OSR and are: 1.1 symptomatic; OR 1.2 asymptomatic and with an aneurysm of 5.5 cm or larger (measured outer-to-outer maximum anterior-posterior aortic diameter); OR 1.3 asymptomatic and with an aneurysm that has grown by more than 1 cm in one year (measured outer-to-outer maximum anterior-posterior aortic diameter). 2 Patients with type B aortic dissection (TBAD) with suitable anatomy for TEVAR and the TBAD is: 2.1 Complicated (presence of malperfusion syndrome or rupture) hyperacute (less than 24 hours), acute (1 to 14 days), or subacute (15 to 90 days); OR 2.2 Uncomplicated with high-risk features (refractory pain, refractory hypertension, bloody pleural effusion, aortic diameter of more than 40 mm, imaging evidence of malperfusion, entry tear on lesser curvature, or false lumen of more than 22 mm). 3 Patients with traumatic aortic injury who do not have contraindications to endovascular repair.
Vascular | Endovascular aortic repair | Aortic stent graft package | TEVAR package | Terumo Aortic | RelayPro Thoracic Stent-Graft System (Non-Bare Stent Configuration) | 28-N4-26-230-24S | Standalone | DE0503702 | 1 Patients with thoracic aortic aneurysm (TAA; ruptured or unruptured) who are not suitable for OSR and are: 1.1 symptomatic; OR 1.2 asymptomatic and with an aneurysm of 5.5 cm or larger (measured outer-to-outer maximum anterior-posterior aortic diameter); OR 1.3 asymptomatic and with an aneurysm that has grown by more than 1 cm in one year (measured outer-to-outer maximum anterior-posterior aortic diameter). 2 Patients with type B aortic dissection (TBAD) with suitable anatomy for TEVAR and the TBAD is: 2.1 Complicated (presence of malperfusion syndrome or rupture) hyperacute (less than 24 hours), acute (1 to 14 days), or subacute (15 to 90 days); OR 2.2 Uncomplicated with high-risk features (refractory pain, refractory hypertension, bloody pleural effusion, aortic diameter of more than 40 mm, imaging evidence of malperfusion, entry tear on lesser curvature, or false lumen of more than 22 mm). 3 Patients with traumatic aortic injury who do not have contraindications to endovascular repair.
Vascular | Endovascular aortic repair | Aortic stent graft package | TEVAR package | Terumo Aortic | RelayPro Thoracic Stent-Graft System (Non-Bare Stent Configuration) | 28-N4-26-250-24S | Standalone | DE0503702 | 1 Patients with thoracic aortic aneurysm (TAA; ruptured or unruptured) who are not suitable for OSR and are: 1.1 symptomatic; OR 1.2 asymptomatic and with an aneurysm of 5.5 cm or larger (measured outer-to-outer maximum anterior-posterior aortic diameter); OR 1.3 asymptomatic and with an aneurysm that has grown by more than 1 cm in one year (measured outer-to-outer maximum anterior-posterior aortic diameter). 2 Patients with type B aortic dissection (TBAD) with suitable anatomy for TEVAR and the TBAD is: 2.1 Complicated (presence of malperfusion syndrome or rupture) hyperacute (less than 24 hours), acute (1 to 14 days), or subacute (15 to 90 days); OR 2.2 Uncomplicated with high-risk features (refractory pain, refractory hypertension, bloody pleural effusion, aortic diameter of more than 40 mm, imaging evidence of malperfusion, entry tear on lesser curvature, or false lumen of more than 22 mm). 3 Patients with traumatic aortic injury who do not have contraindications to endovascular repair.
Vascular | Endovascular aortic repair | Aortic stent graft package | TEVAR package | Terumo Aortic | RelayPro Thoracic Stent-Graft System (Non-Bare Stent Configuration) | 28-N4-28-090-24S | Standalone | DE0503702 | 1 Patients with thoracic aortic aneurysm (TAA; ruptured or unruptured) who are not suitable for OSR and are: 1.1 symptomatic; OR 1.2 asymptomatic and with an aneurysm of 5.5 cm or larger (measured outer-to-outer maximum anterior-posterior aortic diameter); OR 1.3 asymptomatic and with an aneurysm that has grown by more than 1 cm in one year (measured outer-to-outer maximum anterior-posterior aortic diameter). 2 Patients with type B aortic dissection (TBAD) with suitable anatomy for TEVAR and the TBAD is: 2.1 Complicated (presence of malperfusion syndrome or rupture) hyperacute (less than 24 hours), acute (1 to 14 days), or subacute (15 to 90 days); OR 2.2 Uncomplicated with high-risk features (refractory pain, refractory hypertension, bloody pleural effusion, aortic diameter of more than 40 mm, imaging evidence of malperfusion, entry tear on lesser curvature, or false lumen of more than 22 mm). 3 Patients with traumatic aortic injury who do not have contraindications to endovascular repair.
Vascular | Endovascular aortic repair | Aortic stent graft package | TEVAR package | Terumo Aortic | RelayPro Thoracic Stent-Graft System (Non-Bare Stent Configuration) | 28-N4-28-110-24S | Standalone | DE0503702 | 1 Patients with thoracic aortic aneurysm (TAA; ruptured or unruptured) who are not suitable for OSR and are: 1.1 symptomatic; OR 1.2 asymptomatic and with an aneurysm of 5.5 cm or larger (measured outer-to-outer maximum anterior-posterior aortic diameter); OR 1.3 asymptomatic and with an aneurysm that has grown by more than 1 cm in one year (measured outer-to-outer maximum anterior-posterior aortic diameter). 2 Patients with type B aortic dissection (TBAD) with suitable anatomy for TEVAR and the TBAD is: 2.1 Complicated (presence of malperfusion syndrome or rupture) hyperacute (less than 24 hours), acute (1 to 14 days), or subacute (15 to 90 days); OR 2.2 Uncomplicated with high-risk features (refractory pain, refractory hypertension, bloody pleural effusion, aortic diameter of more than 40 mm, imaging evidence of malperfusion, entry tear on lesser curvature, or false lumen of more than 22 mm). 3 Patients with traumatic aortic injury who do not have contraindications to endovascular repair.
Vascular | Endovascular aortic repair | Aortic stent graft package | TEVAR package | Terumo Aortic | RelayPro Thoracic Stent-Graft System (Non-Bare Stent Configuration) | 28-N4-28-130-24S | Standalone | DE0503702 | 1 Patients with thoracic aortic aneurysm (TAA; ruptured or unruptured) who are not suitable for OSR and are: 1.1 symptomatic; OR 1.2 asymptomatic and with an aneurysm of 5.5 cm or larger (measured outer-to-outer maximum anterior-posterior aortic diameter); OR 1.3 asymptomatic and with an aneurysm that has grown by more than 1 cm in one year (measured outer-to-outer maximum anterior-posterior aortic diameter). 2 Patients with type B aortic dissection (TBAD) with suitable anatomy for TEVAR and the TBAD is: 2.1 Complicated (presence of malperfusion syndrome or rupture) hyperacute (less than 24 hours), acute (1 to 14 days), or subacute (15 to 90 days); OR 2.2 Uncomplicated with high-risk features (refractory pain, refractory hypertension, bloody pleural effusion, aortic diameter of more than 40 mm, imaging evidence of malperfusion, entry tear on lesser curvature, or false lumen of more than 22 mm). 3 Patients with traumatic aortic injury who do not have contraindications to endovascular repair.
Vascular | Endovascular aortic repair | Aortic stent graft package | TEVAR package | Terumo Aortic | RelayPro Thoracic Stent-Graft System (Non-Bare Stent Configuration) | 28-N4-28-150-24S | Standalone | DE0503702 | 1 Patients with thoracic aortic aneurysm (TAA; ruptured or unruptured) who are not suitable for OSR and are: 1.1 symptomatic; OR 1.2 asymptomatic and with an aneurysm of 5.5 cm or larger (measured outer-to-outer maximum anterior-posterior aortic diameter); OR 1.3 asymptomatic and with an aneurysm that has grown by more than 1 cm in one year (measured outer-to-outer maximum anterior-posterior aortic diameter). 2 Patients with type B aortic dissection (TBAD) with suitable anatomy for TEVAR and the TBAD is: 2.1 Complicated (presence of malperfusion syndrome or rupture) hyperacute (less than 24 hours), acute (1 to 14 days), or subacute (15 to 90 days); OR 2.2 Uncomplicated with high-risk features (refractory pain, refractory hypertension, bloody pleural effusion, aortic diameter of more than 40 mm, imaging evidence of malperfusion, entry tear on lesser curvature, or false lumen of more than 22 mm). 3 Patients with traumatic aortic injury who do not have contraindications to endovascular repair.
Vascular | Endovascular aortic repair | Aortic stent graft package | TEVAR package | Terumo Aortic | RelayPro Thoracic Stent-Graft System (Non-Bare Stent Configuration) | 28-N4-28-164-24S | Standalone | DE0503702 | 1 Patients with thoracic aortic aneurysm (TAA; ruptured or unruptured) who are not suitable for OSR and are: 1.1 symptomatic; OR 1.2 asymptomatic and with an aneurysm of 5.5 cm or larger (measured outer-to-outer maximum anterior-posterior aortic diameter); OR 1.3 asymptomatic and with an aneurysm that has grown by more than 1 cm in one year (measured outer-to-outer maximum anterior-posterior aortic diameter). 2 Patients with type B aortic dissection (TBAD) with suitable anatomy for TEVAR and the TBAD is: 2.1 Complicated (presence of malperfusion syndrome or rupture) hyperacute (less than 24 hours), acute (1 to 14 days), or subacute (15 to 90 days); OR 2.2 Uncomplicated with high-risk features (refractory pain, refractory hypertension, bloody pleural effusion, aortic diameter of more than 40 mm, imaging evidence of malperfusion, entry tear on lesser curvature, or false lumen of more than 22 mm). 3 Patients with traumatic aortic injury who do not have contraindications to endovascular repair.
Vascular | Endovascular aortic repair | Aortic stent graft package | TEVAR package | Terumo Aortic | RelayPro Thoracic Stent-Graft System (Non-Bare Stent Configuration) | 28-N4-28-190-24S | Standalone | DE0503702 | 1 Patients with thoracic aortic aneurysm (TAA; ruptured or unruptured) who are not suitable for OSR and are: 1.1 symptomatic; OR 1.2 asymptomatic and with an aneurysm of 5.5 cm or larger (measured outer-to-outer maximum anterior-posterior aortic diameter); OR 1.3 asymptomatic and with an aneurysm that has grown by more than 1 cm in one year (measured outer-to-outer maximum anterior-posterior aortic diameter). 2 Patients with type B aortic dissection (TBAD) with suitable anatomy for TEVAR and the TBAD is: 2.1 Complicated (presence of malperfusion syndrome or rupture) hyperacute (less than 24 hours), acute (1 to 14 days), or subacute (15 to 90 days); OR 2.2 Uncomplicated with high-risk features (refractory pain, refractory hypertension, bloody pleural effusion, aortic diameter of more than 40 mm, imaging evidence of malperfusion, entry tear on lesser curvature, or false lumen of more than 22 mm). 3 Patients with traumatic aortic injury who do not have contraindications to endovascular repair.
Vascular | Endovascular aortic repair | Aortic stent graft package | TEVAR package | Terumo Aortic | RelayPro Thoracic Stent-Graft System (Non-Bare Stent Configuration) | 28-N4-28-204-24S | Standalone | DE0503702 | 1 Patients with thoracic aortic aneurysm (TAA; ruptured or unruptured) who are not suitable for OSR and are: 1.1 symptomatic; OR 1.2 asymptomatic and with an aneurysm of 5.5 cm or larger (measured outer-to-outer maximum anterior-posterior aortic diameter); OR 1.3 asymptomatic and with an aneurysm that has grown by more than 1 cm in one year (measured outer-to-outer maximum anterior-posterior aortic diameter). 2 Patients with type B aortic dissection (TBAD) with suitable anatomy for TEVAR and the TBAD is: 2.1 Complicated (presence of malperfusion syndrome or rupture) hyperacute (less than 24 hours), acute (1 to 14 days), or subacute (15 to 90 days); OR 2.2 Uncomplicated with high-risk features (refractory pain, refractory hypertension, bloody pleural effusion, aortic diameter of more than 40 mm, imaging evidence of malperfusion, entry tear on lesser curvature, or false lumen of more than 22 mm). 3 Patients with traumatic aortic injury who do not have contraindications to endovascular repair.
Vascular | Endovascular aortic repair | Aortic stent graft package | TEVAR package | Terumo Aortic | RelayPro Thoracic Stent-Graft System (Non-Bare Stent Configuration) | 28-N4-28-230-24S | Standalone | DE0503702 | 1 Patients with thoracic aortic aneurysm (TAA; ruptured or unruptured) who are not suitable for OSR and are: 1.1 symptomatic; OR 1.2 asymptomatic and with an aneurysm of 5.5 cm or larger (measured outer-to-outer maximum anterior-posterior aortic diameter); OR 1.3 asymptomatic and with an aneurysm that has grown by more than 1 cm in one year (measured outer-to-outer maximum anterior-posterior aortic diameter). 2 Patients with type B aortic dissection (TBAD) with suitable anatomy for TEVAR and the TBAD is: 2.1 Complicated (presence of malperfusion syndrome or rupture) hyperacute (less than 24 hours), acute (1 to 14 days), or subacute (15 to 90 days); OR 2.2 Uncomplicated with high-risk features (refractory pain, refractory hypertension, bloody pleural effusion, aortic diameter of more than 40 mm, imaging evidence of malperfusion, entry tear on lesser curvature, or false lumen of more than 22 mm). 3 Patients with traumatic aortic injury who do not have contraindications to endovascular repair.
Vascular | Endovascular aortic repair | Aortic stent graft package | TEVAR package | Terumo Aortic | RelayPro Thoracic Stent-Graft System (Non-Bare Stent Configuration) | 28-N4-28-259-24S | Standalone | DE0503702 | 1 Patients with thoracic aortic aneurysm (TAA; ruptured or unruptured) who are not suitable for OSR and are: 1.1 symptomatic; OR 1.2 asymptomatic and with an aneurysm of 5.5 cm or larger (measured outer-to-outer maximum anterior-posterior aortic diameter); OR 1.3 asymptomatic and with an aneurysm that has grown by more than 1 cm in one year (measured outer-to-outer maximum anterior-posterior aortic diameter). 2 Patients with type B aortic dissection (TBAD) with suitable anatomy for TEVAR and the TBAD is: 2.1 Complicated (presence of malperfusion syndrome or rupture) hyperacute (less than 24 hours), acute (1 to 14 days), or subacute (15 to 90 days); OR 2.2 Uncomplicated with high-risk features (refractory pain, refractory hypertension, bloody pleural effusion, aortic diameter of more than 40 mm, imaging evidence of malperfusion, entry tear on lesser curvature, or false lumen of more than 22 mm). 3 Patients with traumatic aortic injury who do not have contraindications to endovascular repair.
Vascular | Endovascular aortic repair | Aortic stent graft package | TEVAR package | Terumo Aortic | RelayPro Thoracic Stent-Graft System (Non-Bare Stent Configuration) | 28-N4-30-090-24S | Standalone | DE0503702 | 1 Patients with thoracic aortic aneurysm (TAA; ruptured or unruptured) who are not suitable for OSR and are: 1.1 symptomatic; OR 1.2 asymptomatic and with an aneurysm of 5.5 cm or larger (measured outer-to-outer maximum anterior-posterior aortic diameter); OR 1.3 asymptomatic and with an aneurysm that has grown by more than 1 cm in one year (measured outer-to-outer maximum anterior-posterior aortic diameter). 2 Patients with type B aortic dissection (TBAD) with suitable anatomy for TEVAR and the TBAD is: 2.1 Complicated (presence of malperfusion syndrome or rupture) hyperacute (less than 24 hours), acute (1 to 14 days), or subacute (15 to 90 days); OR 2.2 Uncomplicated with high-risk features (refractory pain, refractory hypertension, bloody pleural effusion, aortic diameter of more than 40 mm, imaging evidence of malperfusion, entry tear on lesser curvature, or false lumen of more than 22 mm). 3 Patients with traumatic aortic injury who do not have contraindications to endovascular repair.
Vascular | Endovascular aortic repair | Aortic stent graft package | TEVAR package | Terumo Aortic | RelayPro Thoracic Stent-Graft System (Non-Bare Stent Configuration) | 28-N4-30-110-24S | Standalone | DE0503702 | 1 Patients with thoracic aortic aneurysm (TAA; ruptured or unruptured) who are not suitable for OSR and are: 1.1 symptomatic; OR 1.2 asymptomatic and with an aneurysm of 5.5 cm or larger (measured outer-to-outer maximum anterior-posterior aortic diameter); OR 1.3 asymptomatic and with an aneurysm that has grown by more than 1 cm in one year (measured outer-to-outer maximum anterior-posterior aortic diameter). 2 Patients with type B aortic dissection (TBAD) with suitable anatomy for TEVAR and the TBAD is: 2.1 Complicated (presence of malperfusion syndrome or rupture) hyperacute (less than 24 hours), acute (1 to 14 days), or subacute (15 to 90 days); OR 2.2 Uncomplicated with high-risk features (refractory pain, refractory hypertension, bloody pleural effusion, aortic diameter of more than 40 mm, imaging evidence of malperfusion, entry tear on lesser curvature, or false lumen of more than 22 mm). 3 Patients with traumatic aortic injury who do not have contraindications to endovascular repair.
Vascular | Endovascular aortic repair | Aortic stent graft package | TEVAR package | Terumo Aortic | RelayPro Thoracic Stent-Graft System (Non-Bare Stent Configuration) | 28-N4-30-130-24S | Standalone | DE0503702 | 1 Patients with thoracic aortic aneurysm (TAA; ruptured or unruptured) who are not suitable for OSR and are: 1.1 symptomatic; OR 1.2 asymptomatic and with an aneurysm of 5.5 cm or larger (measured outer-to-outer maximum anterior-posterior aortic diameter); OR 1.3 asymptomatic and with an aneurysm that has grown by more than 1 cm in one year (measured outer-to-outer maximum anterior-posterior aortic diameter). 2 Patients with type B aortic dissection (TBAD) with suitable anatomy for TEVAR and the TBAD is: 2.1 Complicated (presence of malperfusion syndrome or rupture) hyperacute (less than 24 hours), acute (1 to 14 days), or subacute (15 to 90 days); OR 2.2 Uncomplicated with high-risk features (refractory pain, refractory hypertension, bloody pleural effusion, aortic diameter of more than 40 mm, imaging evidence of malperfusion, entry tear on lesser curvature, or false lumen of more than 22 mm). 3 Patients with traumatic aortic injury who do not have contraindications to endovascular repair.
Vascular | Endovascular aortic repair | Aortic stent graft package | TEVAR package | Terumo Aortic | RelayPro Thoracic Stent-Graft System (Non-Bare Stent Configuration) | 28-N4-30-150-24S | Standalone | DE0503702 | 1 Patients with thoracic aortic aneurysm (TAA; ruptured or unruptured) who are not suitable for OSR and are: 1.1 symptomatic; OR 1.2 asymptomatic and with an aneurysm of 5.5 cm or larger (measured outer-to-outer maximum anterior-posterior aortic diameter); OR 1.3 asymptomatic and with an aneurysm that has grown by more than 1 cm in one year (measured outer-to-outer maximum anterior-posterior aortic diameter). 2 Patients with type B aortic dissection (TBAD) with suitable anatomy for TEVAR and the TBAD is: 2.1 Complicated (presence of malperfusion syndrome or rupture) hyperacute (less than 24 hours), acute (1 to 14 days), or subacute (15 to 90 days); OR 2.2 Uncomplicated with high-risk features (refractory pain, refractory hypertension, bloody pleural effusion, aortic diameter of more than 40 mm, imaging evidence of malperfusion, entry tear on lesser curvature, or false lumen of more than 22 mm). 3 Patients with traumatic aortic injury who do not have contraindications to endovascular repair.
Vascular | Endovascular aortic repair | Aortic stent graft package | TEVAR package | Terumo Aortic | RelayPro Thoracic Stent-Graft System (Non-Bare Stent Configuration) | 28-N4-30-170-24S | Standalone | DE0503702 | 1 Patients with thoracic aortic aneurysm (TAA; ruptured or unruptured) who are not suitable for OSR and are: 1.1 symptomatic; OR 1.2 asymptomatic and with an aneurysm of 5.5 cm or larger (measured outer-to-outer maximum anterior-posterior aortic diameter); OR 1.3 asymptomatic and with an aneurysm that has grown by more than 1 cm in one year (measured outer-to-outer maximum anterior-posterior aortic diameter). 2 Patients with type B aortic dissection (TBAD) with suitable anatomy for TEVAR and the TBAD is: 2.1 Complicated (presence of malperfusion syndrome or rupture) hyperacute (less than 24 hours), acute (1 to 14 days), or subacute (15 to 90 days); OR 2.2 Uncomplicated with high-risk features (refractory pain, refractory hypertension, bloody pleural effusion, aortic diameter of more than 40 mm, imaging evidence of malperfusion, entry tear on lesser curvature, or false lumen of more than 22 mm). 3 Patients with traumatic aortic injury who do not have contraindications to endovascular repair.
Vascular | Endovascular aortic repair | Aortic stent graft package | TEVAR package | Terumo Aortic | RelayPro Thoracic Stent-Graft System (Non-Bare Stent Configuration) | 28-N4-30-190-24S | Standalone | DE0503702 | 1 Patients with thoracic aortic aneurysm (TAA; ruptured or unruptured) who are not suitable for OSR and are: 1.1 symptomatic; OR 1.2 asymptomatic and with an aneurysm of 5.5 cm or larger (measured outer-to-outer maximum anterior-posterior aortic diameter); OR 1.3 asymptomatic and with an aneurysm that has grown by more than 1 cm in one year (measured outer-to-outer maximum anterior-posterior aortic diameter). 2 Patients with type B aortic dissection (TBAD) with suitable anatomy for TEVAR and the TBAD is: 2.1 Complicated (presence of malperfusion syndrome or rupture) hyperacute (less than 24 hours), acute (1 to 14 days), or subacute (15 to 90 days); OR 2.2 Uncomplicated with high-risk features (refractory pain, refractory hypertension, bloody pleural effusion, aortic diameter of more than 40 mm, imaging evidence of malperfusion, entry tear on lesser curvature, or false lumen of more than 22 mm). 3 Patients with traumatic aortic injury who do not have contraindications to endovascular repair.
Vascular | Endovascular aortic repair | Aortic stent graft package | TEVAR package | Terumo Aortic | RelayPro Thoracic Stent-Graft System (Non-Bare Stent Configuration) | 28-N4-30-210-24S | Standalone | DE0503702 | 1 Patients with thoracic aortic aneurysm (TAA; ruptured or unruptured) who are not suitable for OSR and are: 1.1 symptomatic; OR 1.2 asymptomatic and with an aneurysm of 5.5 cm or larger (measured outer-to-outer maximum anterior-posterior aortic diameter); OR 1.3 asymptomatic and with an aneurysm that has grown by more than 1 cm in one year (measured outer-to-outer maximum anterior-posterior aortic diameter). 2 Patients with type B aortic dissection (TBAD) with suitable anatomy for TEVAR and the TBAD is: 2.1 Complicated (presence of malperfusion syndrome or rupture) hyperacute (less than 24 hours), acute (1 to 14 days), or subacute (15 to 90 days); OR 2.2 Uncomplicated with high-risk features (refractory pain, refractory hypertension, bloody pleural effusion, aortic diameter of more than 40 mm, imaging evidence of malperfusion, entry tear on lesser curvature, or false lumen of more than 22 mm). 3 Patients with traumatic aortic injury who do not have contraindications to endovascular repair.
Vascular | Endovascular aortic repair | Aortic stent graft package | TEVAR package | Terumo Aortic | RelayPro Thoracic Stent-Graft System (Non-Bare Stent Configuration) | 28-N4-30-230-24S | Standalone | DE0503702 | 1 Patients with thoracic aortic aneurysm (TAA; ruptured or unruptured) who are not suitable for OSR and are: 1.1 symptomatic; OR 1.2 asymptomatic and with an aneurysm of 5.5 cm or larger (measured outer-to-outer maximum anterior-posterior aortic diameter); OR 1.3 asymptomatic and with an aneurysm that has grown by more than 1 cm in one year (measured outer-to-outer maximum anterior-posterior aortic diameter). 2 Patients with type B aortic dissection (TBAD) with suitable anatomy for TEVAR and the TBAD is: 2.1 Complicated (presence of malperfusion syndrome or rupture) hyperacute (less than 24 hours), acute (1 to 14 days), or subacute (15 to 90 days); OR 2.2 Uncomplicated with high-risk features (refractory pain, refractory hypertension, bloody pleural effusion, aortic diameter of more than 40 mm, imaging evidence of malperfusion, entry tear on lesser curvature, or false lumen of more than 22 mm). 3 Patients with traumatic aortic injury who do not have contraindications to endovascular repair.
Vascular | Endovascular aortic repair | Aortic stent graft package | TEVAR package | Terumo Aortic | RelayPro Thoracic Stent-Graft System (Non-Bare Stent Configuration) | 28-N4-30-250-24S | Standalone | DE0503702 | 1 Patients with thoracic aortic aneurysm (TAA; ruptured or unruptured) who are not suitable for OSR and are: 1.1 symptomatic; OR 1.2 asymptomatic and with an aneurysm of 5.5 cm or larger (measured outer-to-outer maximum anterior-posterior aortic diameter); OR 1.3 asymptomatic and with an aneurysm that has grown by more than 1 cm in one year (measured outer-to-outer maximum anterior-posterior aortic diameter). 2 Patients with type B aortic dissection (TBAD) with suitable anatomy for TEVAR and the TBAD is: 2.1 Complicated (presence of malperfusion syndrome or rupture) hyperacute (less than 24 hours), acute (1 to 14 days), or subacute (15 to 90 days); OR 2.2 Uncomplicated with high-risk features (refractory pain, refractory hypertension, bloody pleural effusion, aortic diameter of more than 40 mm, imaging evidence of malperfusion, entry tear on lesser curvature, or false lumen of more than 22 mm). 3 Patients with traumatic aortic injury who do not have contraindications to endovascular repair.
Vascular | Endovascular aortic repair | Aortic stent graft package | TEVAR package | Terumo Aortic | RelayPro Thoracic Stent-Graft System (Non-Bare Stent Configuration) | 28-N4-32-090-24S | Standalone | DE0503702 | 1 Patients with thoracic aortic aneurysm (TAA; ruptured or unruptured) who are not suitable for OSR and are: 1.1 symptomatic; OR 1.2 asymptomatic and with an aneurysm of 5.5 cm or larger (measured outer-to-outer maximum anterior-posterior aortic diameter); OR 1.3 asymptomatic and with an aneurysm that has grown by more than 1 cm in one year (measured outer-to-outer maximum anterior-posterior aortic diameter). 2 Patients with type B aortic dissection (TBAD) with suitable anatomy for TEVAR and the TBAD is: 2.1 Complicated (presence of malperfusion syndrome or rupture) hyperacute (less than 24 hours), acute (1 to 14 days), or subacute (15 to 90 days); OR 2.2 Uncomplicated with high-risk features (refractory pain, refractory hypertension, bloody pleural effusion, aortic diameter of more than 40 mm, imaging evidence of malperfusion, entry tear on lesser curvature, or false lumen of more than 22 mm). 3 Patients with traumatic aortic injury who do not have contraindications to endovascular repair.
Vascular | Endovascular aortic repair | Aortic stent graft package | TEVAR package | Terumo Aortic | RelayPro Thoracic Stent-Graft System (Non-Bare Stent Configuration) | 28-N4-32-110-24S | Standalone | DE0503702 | 1 Patients with thoracic aortic aneurysm (TAA; ruptured or unruptured) who are not suitable for OSR and are: 1.1 symptomatic; OR 1.2 asymptomatic and with an aneurysm of 5.5 cm or larger (measured outer-to-outer maximum anterior-posterior aortic diameter); OR 1.3 asymptomatic and with an aneurysm that has grown by more than 1 cm in one year (measured outer-to-outer maximum anterior-posterior aortic diameter). 2 Patients with type B aortic dissection (TBAD) with suitable anatomy for TEVAR and the TBAD is: 2.1 Complicated (presence of malperfusion syndrome or rupture) hyperacute (less than 24 hours), acute (1 to 14 days), or subacute (15 to 90 days); OR 2.2 Uncomplicated with high-risk features (refractory pain, refractory hypertension, bloody pleural effusion, aortic diameter of more than 40 mm, imaging evidence of malperfusion, entry tear on lesser curvature, or false lumen of more than 22 mm). 3 Patients with traumatic aortic injury who do not have contraindications to endovascular repair.
Vascular | Endovascular aortic repair | Aortic stent graft package | TEVAR package | Terumo Aortic | RelayPro Thoracic Stent-Graft System (Non-Bare Stent Configuration) | 28-N4-32-130-24S | Standalone | DE0503702 | 1 Patients with thoracic aortic aneurysm (TAA; ruptured or unruptured) who are not suitable for OSR and are: 1.1 symptomatic; OR 1.2 asymptomatic and with an aneurysm of 5.5 cm or larger (measured outer-to-outer maximum anterior-posterior aortic diameter); OR 1.3 asymptomatic and with an aneurysm that has grown by more than 1 cm in one year (measured outer-to-outer maximum anterior-posterior aortic diameter). 2 Patients with type B aortic dissection (TBAD) with suitable anatomy for TEVAR and the TBAD is: 2.1 Complicated (presence of malperfusion syndrome or rupture) hyperacute (less than 24 hours), acute (1 to 14 days), or subacute (15 to 90 days); OR 2.2 Uncomplicated with high-risk features (refractory pain, refractory hypertension, bloody pleural effusion, aortic diameter of more than 40 mm, imaging evidence of malperfusion, entry tear on lesser curvature, or false lumen of more than 22 mm). 3 Patients with traumatic aortic injury who do not have contraindications to endovascular repair.
Vascular | Endovascular aortic repair | Aortic stent graft package | TEVAR package | Terumo Aortic | RelayPro Thoracic Stent-Graft System (Non-Bare Stent Configuration) | 28-N4-32-150-24S | Standalone | DE0503702 | 1 Patients with thoracic aortic aneurysm (TAA; ruptured or unruptured) who are not suitable for OSR and are: 1.1 symptomatic; OR 1.2 asymptomatic and with an aneurysm of 5.5 cm or larger (measured outer-to-outer maximum anterior-posterior aortic diameter); OR 1.3 asymptomatic and with an aneurysm that has grown by more than 1 cm in one year (measured outer-to-outer maximum anterior-posterior aortic diameter). 2 Patients with type B aortic dissection (TBAD) with suitable anatomy for TEVAR and the TBAD is: 2.1 Complicated (presence of malperfusion syndrome or rupture) hyperacute (less than 24 hours), acute (1 to 14 days), or subacute (15 to 90 days); OR 2.2 Uncomplicated with high-risk features (refractory pain, refractory hypertension, bloody pleural effusion, aortic diameter of more than 40 mm, imaging evidence of malperfusion, entry tear on lesser curvature, or false lumen of more than 22 mm). 3 Patients with traumatic aortic injury who do not have contraindications to endovascular repair.
Vascular | Endovascular aortic repair | Aortic stent graft package | TEVAR package | Terumo Aortic | RelayPro Thoracic Stent-Graft System (Non-Bare Stent Configuration) | 28-N4-32-170-24S | Standalone | DE0503702 | 1 Patients with thoracic aortic aneurysm (TAA; ruptured or unruptured) who are not suitable for OSR and are: 1.1 symptomatic; OR 1.2 asymptomatic and with an aneurysm of 5.5 cm or larger (measured outer-to-outer maximum anterior-posterior aortic diameter); OR 1.3 asymptomatic and with an aneurysm that has grown by more than 1 cm in one year (measured outer-to-outer maximum anterior-posterior aortic diameter). 2 Patients with type B aortic dissection (TBAD) with suitable anatomy for TEVAR and the TBAD is: 2.1 Complicated (presence of malperfusion syndrome or rupture) hyperacute (less than 24 hours), acute (1 to 14 days), or subacute (15 to 90 days); OR 2.2 Uncomplicated with high-risk features (refractory pain, refractory hypertension, bloody pleural effusion, aortic diameter of more than 40 mm, imaging evidence of malperfusion, entry tear on lesser curvature, or false lumen of more than 22 mm). 3 Patients with traumatic aortic injury who do not have contraindications to endovascular repair.
Vascular | Endovascular aortic repair | Aortic stent graft package | TEVAR package | Terumo Aortic | RelayPro Thoracic Stent-Graft System (Non-Bare Stent Configuration) | 28-N4-32-190-24S | Standalone | DE0503702 | 1 Patients with thoracic aortic aneurysm (TAA; ruptured or unruptured) who are not suitable for OSR and are: 1.1 symptomatic; OR 1.2 asymptomatic and with an aneurysm of 5.5 cm or larger (measured outer-to-outer maximum anterior-posterior aortic diameter); OR 1.3 asymptomatic and with an aneurysm that has grown by more than 1 cm in one year (measured outer-to-outer maximum anterior-posterior aortic diameter). 2 Patients with type B aortic dissection (TBAD) with suitable anatomy for TEVAR and the TBAD is: 2.1 Complicated (presence of malperfusion syndrome or rupture) hyperacute (less than 24 hours), acute (1 to 14 days), or subacute (15 to 90 days); OR 2.2 Uncomplicated with high-risk features (refractory pain, refractory hypertension, bloody pleural effusion, aortic diameter of more than 40 mm, imaging evidence of malperfusion, entry tear on lesser curvature, or false lumen of more than 22 mm). 3 Patients with traumatic aortic injury who do not have contraindications to endovascular repair.
Vascular | Endovascular aortic repair | Aortic stent graft package | TEVAR package | Terumo Aortic | RelayPro Thoracic Stent-Graft System (Non-Bare Stent Configuration) | 28-N4-32-210-24S | Standalone | DE0503702 | 1 Patients with thoracic aortic aneurysm (TAA; ruptured or unruptured) who are not suitable for OSR and are: 1.1 symptomatic; OR 1.2 asymptomatic and with an aneurysm of 5.5 cm or larger (measured outer-to-outer maximum anterior-posterior aortic diameter); OR 1.3 asymptomatic and with an aneurysm that has grown by more than 1 cm in one year (measured outer-to-outer maximum anterior-posterior aortic diameter). 2 Patients with type B aortic dissection (TBAD) with suitable anatomy for TEVAR and the TBAD is: 2.1 Complicated (presence of malperfusion syndrome or rupture) hyperacute (less than 24 hours), acute (1 to 14 days), or subacute (15 to 90 days); OR 2.2 Uncomplicated with high-risk features (refractory pain, refractory hypertension, bloody pleural effusion, aortic diameter of more than 40 mm, imaging evidence of malperfusion, entry tear on lesser curvature, or false lumen of more than 22 mm). 3 Patients with traumatic aortic injury who do not have contraindications to endovascular repair.
Vascular | Endovascular aortic repair | Aortic stent graft package | TEVAR package | Terumo Aortic | RelayPro Thoracic Stent-Graft System (Non-Bare Stent Configuration) | 28-N4-32-230-24S | Standalone | DE0503702 | 1 Patients with thoracic aortic aneurysm (TAA; ruptured or unruptured) who are not suitable for OSR and are: 1.1 symptomatic; OR 1.2 asymptomatic and with an aneurysm of 5.5 cm or larger (measured outer-to-outer maximum anterior-posterior aortic diameter); OR 1.3 asymptomatic and with an aneurysm that has grown by more than 1 cm in one year (measured outer-to-outer maximum anterior-posterior aortic diameter). 2 Patients with type B aortic dissection (TBAD) with suitable anatomy for TEVAR and the TBAD is: 2.1 Complicated (presence of malperfusion syndrome or rupture) hyperacute (less than 24 hours), acute (1 to 14 days), or subacute (15 to 90 days); OR 2.2 Uncomplicated with high-risk features (refractory pain, refractory hypertension, bloody pleural effusion, aortic diameter of more than 40 mm, imaging evidence of malperfusion, entry tear on lesser curvature, or false lumen of more than 22 mm). 3 Patients with traumatic aortic injury who do not have contraindications to endovascular repair.
Vascular | Endovascular aortic repair | Aortic stent graft package | TEVAR package | Terumo Aortic | RelayPro Thoracic Stent-Graft System (Non-Bare Stent Configuration) | 28-N4-32-250-24S | Standalone | DE0503702 | 1 Patients with thoracic aortic aneurysm (TAA; ruptured or unruptured) who are not suitable for OSR and are: 1.1 symptomatic; OR 1.2 asymptomatic and with an aneurysm of 5.5 cm or larger (measured outer-to-outer maximum anterior-posterior aortic diameter); OR 1.3 asymptomatic and with an aneurysm that has grown by more than 1 cm in one year (measured outer-to-outer maximum anterior-posterior aortic diameter). 2 Patients with type B aortic dissection (TBAD) with suitable anatomy for TEVAR and the TBAD is: 2.1 Complicated (presence of malperfusion syndrome or rupture) hyperacute (less than 24 hours), acute (1 to 14 days), or subacute (15 to 90 days); OR 2.2 Uncomplicated with high-risk features (refractory pain, refractory hypertension, bloody pleural effusion, aortic diameter of more than 40 mm, imaging evidence of malperfusion, entry tear on lesser curvature, or false lumen of more than 22 mm). 3 Patients with traumatic aortic injury who do not have contraindications to endovascular repair.
Vascular | Endovascular aortic repair | Aortic stent graft package | TEVAR package | Terumo Aortic | RelayPro Thoracic Stent-Graft System (Non-Bare Stent Configuration) | 28-N4-34-110-24S | Standalone | DE0503702 | 1 Patients with thoracic aortic aneurysm (TAA; ruptured or unruptured) who are not suitable for OSR and are: 1.1 symptomatic; OR 1.2 asymptomatic and with an aneurysm of 5.5 cm or larger (measured outer-to-outer maximum anterior-posterior aortic diameter); OR 1.3 asymptomatic and with an aneurysm that has grown by more than 1 cm in one year (measured outer-to-outer maximum anterior-posterior aortic diameter). 2 Patients with type B aortic dissection (TBAD) with suitable anatomy for TEVAR and the TBAD is: 2.1 Complicated (presence of malperfusion syndrome or rupture) hyperacute (less than 24 hours), acute (1 to 14 days), or subacute (15 to 90 days); OR 2.2 Uncomplicated with high-risk features (refractory pain, refractory hypertension, bloody pleural effusion, aortic diameter of more than 40 mm, imaging evidence of malperfusion, entry tear on lesser curvature, or false lumen of more than 22 mm). 3 Patients with traumatic aortic injury who do not have contraindications to endovascular repair.
Vascular | Endovascular aortic repair | Aortic stent graft package | TEVAR package | Terumo Aortic | RelayPro Thoracic Stent-Graft System (Non-Bare Stent Configuration) | 28-N4-34-130-24S | Standalone | DE0503702 | 1 Patients with thoracic aortic aneurysm (TAA; ruptured or unruptured) who are not suitable for OSR and are: 1.1 symptomatic; OR 1.2 asymptomatic and with an aneurysm of 5.5 cm or larger (measured outer-to-outer maximum anterior-posterior aortic diameter); OR 1.3 asymptomatic and with an aneurysm that has grown by more than 1 cm in one year (measured outer-to-outer maximum anterior-posterior aortic diameter). 2 Patients with type B aortic dissection (TBAD) with suitable anatomy for TEVAR and the TBAD is: 2.1 Complicated (presence of malperfusion syndrome or rupture) hyperacute (less than 24 hours), acute (1 to 14 days), or subacute (15 to 90 days); OR 2.2 Uncomplicated with high-risk features (refractory pain, refractory hypertension, bloody pleural effusion, aortic diameter of more than 40 mm, imaging evidence of malperfusion, entry tear on lesser curvature, or false lumen of more than 22 mm). 3 Patients with traumatic aortic injury who do not have contraindications to endovascular repair.
Vascular | Endovascular aortic repair | Aortic stent graft package | TEVAR package | Terumo Aortic | RelayPro Thoracic Stent-Graft System (Non-Bare Stent Configuration) | 28-N4-34-150-24S | Standalone | DE0503702 | 1 Patients with thoracic aortic aneurysm (TAA; ruptured or unruptured) who are not suitable for OSR and are: 1.1 symptomatic; OR 1.2 asymptomatic and with an aneurysm of 5.5 cm or larger (measured outer-to-outer maximum anterior-posterior aortic diameter); OR 1.3 asymptomatic and with an aneurysm that has grown by more than 1 cm in one year (measured outer-to-outer maximum anterior-posterior aortic diameter). 2 Patients with type B aortic dissection (TBAD) with suitable anatomy for TEVAR and the TBAD is: 2.1 Complicated (presence of malperfusion syndrome or rupture) hyperacute (less than 24 hours), acute (1 to 14 days), or subacute (15 to 90 days); OR 2.2 Uncomplicated with high-risk features (refractory pain, refractory hypertension, bloody pleural effusion, aortic diameter of more than 40 mm, imaging evidence of malperfusion, entry tear on lesser curvature, or false lumen of more than 22 mm). 3 Patients with traumatic aortic injury who do not have contraindications to endovascular repair.
Vascular | Endovascular aortic repair | Aortic stent graft package | TEVAR package | Terumo Aortic | RelayPro Thoracic Stent-Graft System (Non-Bare Stent Configuration) | 28-N4-34-170-24S | Standalone | DE0503702 | 1 Patients with thoracic aortic aneurysm (TAA; ruptured or unruptured) who are not suitable for OSR and are: 1.1 symptomatic; OR 1.2 asymptomatic and with an aneurysm of 5.5 cm or larger (measured outer-to-outer maximum anterior-posterior aortic diameter); OR 1.3 asymptomatic and with an aneurysm that has grown by more than 1 cm in one year (measured outer-to-outer maximum anterior-posterior aortic diameter). 2 Patients with type B aortic dissection (TBAD) with suitable anatomy for TEVAR and the TBAD is: 2.1 Complicated (presence of malperfusion syndrome or rupture) hyperacute (less than 24 hours), acute (1 to 14 days), or subacute (15 to 90 days); OR 2.2 Uncomplicated with high-risk features (refractory pain, refractory hypertension, bloody pleural effusion, aortic diameter of more than 40 mm, imaging evidence of malperfusion, entry tear on lesser curvature, or false lumen of more than 22 mm). 3 Patients with traumatic aortic injury who do not have contraindications to endovascular repair.
Vascular | Endovascular aortic repair | Aortic stent graft package | TEVAR package | Terumo Aortic | RelayPro Thoracic Stent-Graft System (Non-Bare Stent Configuration) | 28-N4-34-190-24S | Standalone | DE0503702 | 1 Patients with thoracic aortic aneurysm (TAA; ruptured or unruptured) who are not suitable for OSR and are: 1.1 symptomatic; OR 1.2 asymptomatic and with an aneurysm of 5.5 cm or larger (measured outer-to-outer maximum anterior-posterior aortic diameter); OR 1.3 asymptomatic and with an aneurysm that has grown by more than 1 cm in one year (measured outer-to-outer maximum anterior-posterior aortic diameter). 2 Patients with type B aortic dissection (TBAD) with suitable anatomy for TEVAR and the TBAD is: 2.1 Complicated (presence of malperfusion syndrome or rupture) hyperacute (less than 24 hours), acute (1 to 14 days), or subacute (15 to 90 days); OR 2.2 Uncomplicated with high-risk features (refractory pain, refractory hypertension, bloody pleural effusion, aortic diameter of more than 40 mm, imaging evidence of malperfusion, entry tear on lesser curvature, or false lumen of more than 22 mm). 3 Patients with traumatic aortic injury who do not have contraindications to endovascular repair.
Vascular | Endovascular aortic repair | Aortic stent graft package | TEVAR package | Terumo Aortic | RelayPro Thoracic Stent-Graft System (Non-Bare Stent Configuration) | 28-N4-34-210-24S | Standalone | DE0503702 | 1 Patients with thoracic aortic aneurysm (TAA; ruptured or unruptured) who are not suitable for OSR and are: 1.1 symptomatic; OR 1.2 asymptomatic and with an aneurysm of 5.5 cm or larger (measured outer-to-outer maximum anterior-posterior aortic diameter); OR 1.3 asymptomatic and with an aneurysm that has grown by more than 1 cm in one year (measured outer-to-outer maximum anterior-posterior aortic diameter). 2 Patients with type B aortic dissection (TBAD) with suitable anatomy for TEVAR and the TBAD is: 2.1 Complicated (presence of malperfusion syndrome or rupture) hyperacute (less than 24 hours), acute (1 to 14 days), or subacute (15 to 90 days); OR 2.2 Uncomplicated with high-risk features (refractory pain, refractory hypertension, bloody pleural effusion, aortic diameter of more than 40 mm, imaging evidence of malperfusion, entry tear on lesser curvature, or false lumen of more than 22 mm). 3 Patients with traumatic aortic injury who do not have contraindications to endovascular repair.
Vascular | Endovascular aortic repair | Aortic stent graft package | TEVAR package | Terumo Aortic | RelayPro Thoracic Stent-Graft System (Non-Bare Stent Configuration) | 28-N4-34-230-24S | Standalone | DE0503702 | 1 Patients with thoracic aortic aneurysm (TAA; ruptured or unruptured) who are not suitable for OSR and are: 1.1 symptomatic; OR 1.2 asymptomatic and with an aneurysm of 5.5 cm or larger (measured outer-to-outer maximum anterior-posterior aortic diameter); OR 1.3 asymptomatic and with an aneurysm that has grown by more than 1 cm in one year (measured outer-to-outer maximum anterior-posterior aortic diameter). 2 Patients with type B aortic dissection (TBAD) with suitable anatomy for TEVAR and the TBAD is: 2.1 Complicated (presence of malperfusion syndrome or rupture) hyperacute (less than 24 hours), acute (1 to 14 days), or subacute (15 to 90 days); OR 2.2 Uncomplicated with high-risk features (refractory pain, refractory hypertension, bloody pleural effusion, aortic diameter of more than 40 mm, imaging evidence of malperfusion, entry tear on lesser curvature, or false lumen of more than 22 mm). 3 Patients with traumatic aortic injury who do not have contraindications to endovascular repair.
Vascular | Endovascular aortic repair | Aortic stent graft package | TEVAR package | Terumo Aortic | RelayPro Thoracic Stent-Graft System (Non-Bare Stent Configuration) | 28-N4-34-250-24S | Standalone | DE0503702 | 1 Patients with thoracic aortic aneurysm (TAA; ruptured or unruptured) who are not suitable for OSR and are: 1.1 symptomatic; OR 1.2 asymptomatic and with an aneurysm of 5.5 cm or larger (measured outer-to-outer maximum anterior-posterior aortic diameter); OR 1.3 asymptomatic and with an aneurysm that has grown by more than 1 cm in one year (measured outer-to-outer maximum anterior-posterior aortic diameter). 2 Patients with type B aortic dissection (TBAD) with suitable anatomy for TEVAR and the TBAD is: 2.1 Complicated (presence of malperfusion syndrome or rupture) hyperacute (less than 24 hours), acute (1 to 14 days), or subacute (15 to 90 days); OR 2.2 Uncomplicated with high-risk features (refractory pain, refractory hypertension, bloody pleural effusion, aortic diameter of more than 40 mm, imaging evidence of malperfusion, entry tear on lesser curvature, or false lumen of more than 22 mm). 3 Patients with traumatic aortic injury who do not have contraindications to endovascular repair.
Vascular | Endovascular aortic repair | Aortic stent graft package | TEVAR package | Terumo Aortic | RelayPro Thoracic Stent-Graft System (Non-Bare Stent Configuration) | 28-N4-36-150-24S | Standalone | DE0503702 | 1 Patients with thoracic aortic aneurysm (TAA; ruptured or unruptured) who are not suitable for OSR and are: 1.1 symptomatic; OR 1.2 asymptomatic and with an aneurysm of 5.5 cm or larger (measured outer-to-outer maximum anterior-posterior aortic diameter); OR 1.3 asymptomatic and with an aneurysm that has grown by more than 1 cm in one year (measured outer-to-outer maximum anterior-posterior aortic diameter). 2 Patients with type B aortic dissection (TBAD) with suitable anatomy for TEVAR and the TBAD is: 2.1 Complicated (presence of malperfusion syndrome or rupture) hyperacute (less than 24 hours), acute (1 to 14 days), or subacute (15 to 90 days); OR 2.2 Uncomplicated with high-risk features (refractory pain, refractory hypertension, bloody pleural effusion, aortic diameter of more than 40 mm, imaging evidence of malperfusion, entry tear on lesser curvature, or false lumen of more than 22 mm). 3 Patients with traumatic aortic injury who do not have contraindications to endovascular repair.
Vascular | Endovascular aortic repair | Aortic stent graft package | TEVAR package | Terumo Aortic | RelayPro Thoracic Stent-Graft System (Non-Bare Stent Configuration) | 28-N4-36-170-24S | Standalone | DE0503702 | 1 Patients with thoracic aortic aneurysm (TAA; ruptured or unruptured) who are not suitable for OSR and are: 1.1 symptomatic; OR 1.2 asymptomatic and with an aneurysm of 5.5 cm or larger (measured outer-to-outer maximum anterior-posterior aortic diameter); OR 1.3 asymptomatic and with an aneurysm that has grown by more than 1 cm in one year (measured outer-to-outer maximum anterior-posterior aortic diameter). 2 Patients with type B aortic dissection (TBAD) with suitable anatomy for TEVAR and the TBAD is: 2.1 Complicated (presence of malperfusion syndrome or rupture) hyperacute (less than 24 hours), acute (1 to 14 days), or subacute (15 to 90 days); OR 2.2 Uncomplicated with high-risk features (refractory pain, refractory hypertension, bloody pleural effusion, aortic diameter of more than 40 mm, imaging evidence of malperfusion, entry tear on lesser curvature, or false lumen of more than 22 mm). 3 Patients with traumatic aortic injury who do not have contraindications to endovascular repair.
Vascular | Endovascular aortic repair | Aortic stent graft package | TEVAR package | Terumo Aortic | RelayPro Thoracic Stent-Graft System (Non-Bare Stent Configuration) | 28-N4-36-190-24S | Standalone | DE0503702 | 1 Patients with thoracic aortic aneurysm (TAA; ruptured or unruptured) who are not suitable for OSR and are: 1.1 symptomatic; OR 1.2 asymptomatic and with an aneurysm of 5.5 cm or larger (measured outer-to-outer maximum anterior-posterior aortic diameter); OR 1.3 asymptomatic and with an aneurysm that has grown by more than 1 cm in one year (measured outer-to-outer maximum anterior-posterior aortic diameter). 2 Patients with type B aortic dissection (TBAD) with suitable anatomy for TEVAR and the TBAD is: 2.1 Complicated (presence of malperfusion syndrome or rupture) hyperacute (less than 24 hours), acute (1 to 14 days), or subacute (15 to 90 days); OR 2.2 Uncomplicated with high-risk features (refractory pain, refractory hypertension, bloody pleural effusion, aortic diameter of more than 40 mm, imaging evidence of malperfusion, entry tear on lesser curvature, or false lumen of more than 22 mm). 3 Patients with traumatic aortic injury who do not have contraindications to endovascular repair.
Vascular | Endovascular aortic repair | Aortic stent graft package | TEVAR package | Terumo Aortic | RelayPro Thoracic Stent-Graft System (Non-Bare Stent Configuration) | 28-N4-36-210-24S | Standalone | DE0503702 | 1 Patients with thoracic aortic aneurysm (TAA; ruptured or unruptured) who are not suitable for OSR and are: 1.1 symptomatic; OR 1.2 asymptomatic and with an aneurysm of 5.5 cm or larger (measured outer-to-outer maximum anterior-posterior aortic diameter); OR 1.3 asymptomatic and with an aneurysm that has grown by more than 1 cm in one year (measured outer-to-outer maximum anterior-posterior aortic diameter). 2 Patients with type B aortic dissection (TBAD) with suitable anatomy for TEVAR and the TBAD is: 2.1 Complicated (presence of malperfusion syndrome or rupture) hyperacute (less than 24 hours), acute (1 to 14 days), or subacute (15 to 90 days); OR 2.2 Uncomplicated with high-risk features (refractory pain, refractory hypertension, bloody pleural effusion, aortic diameter of more than 40 mm, imaging evidence of malperfusion, entry tear on lesser curvature, or false lumen of more than 22 mm). 3 Patients with traumatic aortic injury who do not have contraindications to endovascular repair.
Vascular | Endovascular aortic repair | Aortic stent graft package | TEVAR package | Terumo Aortic | RelayPro Thoracic Stent-Graft System (Non-Bare Stent Configuration) | 28-N4-36-230-24S | Standalone | DE0503702 | 1 Patients with thoracic aortic aneurysm (TAA; ruptured or unruptured) who are not suitable for OSR and are: 1.1 symptomatic; OR 1.2 asymptomatic and with an aneurysm of 5.5 cm or larger (measured outer-to-outer maximum anterior-posterior aortic diameter); OR 1.3 asymptomatic and with an aneurysm that has grown by more than 1 cm in one year (measured outer-to-outer maximum anterior-posterior aortic diameter). 2 Patients with type B aortic dissection (TBAD) with suitable anatomy for TEVAR and the TBAD is: 2.1 Complicated (presence of malperfusion syndrome or rupture) hyperacute (less than 24 hours), acute (1 to 14 days), or subacute (15 to 90 days); OR 2.2 Uncomplicated with high-risk features (refractory pain, refractory hypertension, bloody pleural effusion, aortic diameter of more than 40 mm, imaging evidence of malperfusion, entry tear on lesser curvature, or false lumen of more than 22 mm). 3 Patients with traumatic aortic injury who do not have contraindications to endovascular repair.
Vascular | Endovascular aortic repair | Aortic stent graft package | TEVAR package | Terumo Aortic | RelayPro Thoracic Stent-Graft System (Non-Bare Stent Configuration) | 28-N4-36-250-24S | Standalone | DE0503702 | 1 Patients with thoracic aortic aneurysm (TAA; ruptured or unruptured) who are not suitable for OSR and are: 1.1 symptomatic; OR 1.2 asymptomatic and with an aneurysm of 5.5 cm or larger (measured outer-to-outer maximum anterior-posterior aortic diameter); OR 1.3 asymptomatic and with an aneurysm that has grown by more than 1 cm in one year (measured outer-to-outer maximum anterior-posterior aortic diameter). 2 Patients with type B aortic dissection (TBAD) with suitable anatomy for TEVAR and the TBAD is: 2.1 Complicated (presence of malperfusion syndrome or rupture) hyperacute (less than 24 hours), acute (1 to 14 days), or subacute (15 to 90 days); OR 2.2 Uncomplicated with high-risk features (refractory pain, refractory hypertension, bloody pleural effusion, aortic diameter of more than 40 mm, imaging evidence of malperfusion, entry tear on lesser curvature, or false lumen of more than 22 mm). 3 Patients with traumatic aortic injury who do not have contraindications to endovascular repair.
Vascular | Endovascular aortic repair | Aortic stent graft package | TEVAR package | Terumo Aortic | RelayPro Thoracic Stent-Graft System (Non-Bare Stent Configuration) | 28-N4-38-150-24S | Standalone | DE0503702 | 1 Patients with thoracic aortic aneurysm (TAA; ruptured or unruptured) who are not suitable for OSR and are: 1.1 symptomatic; OR 1.2 asymptomatic and with an aneurysm of 5.5 cm or larger (measured outer-to-outer maximum anterior-posterior aortic diameter); OR 1.3 asymptomatic and with an aneurysm that has grown by more than 1 cm in one year (measured outer-to-outer maximum anterior-posterior aortic diameter). 2 Patients with type B aortic dissection (TBAD) with suitable anatomy for TEVAR and the TBAD is: 2.1 Complicated (presence of malperfusion syndrome or rupture) hyperacute (less than 24 hours), acute (1 to 14 days), or subacute (15 to 90 days); OR 2.2 Uncomplicated with high-risk features (refractory pain, refractory hypertension, bloody pleural effusion, aortic diameter of more than 40 mm, imaging evidence of malperfusion, entry tear on lesser curvature, or false lumen of more than 22 mm). 3 Patients with traumatic aortic injury who do not have contraindications to endovascular repair.
Vascular | Endovascular aortic repair | Aortic stent graft package | TEVAR package | Terumo Aortic | RelayPro Thoracic Stent-Graft System (Non-Bare Stent Configuration) | 28-N4-38-170-24S | Standalone | DE0503702 | 1 Patients with thoracic aortic aneurysm (TAA; ruptured or unruptured) who are not suitable for OSR and are: 1.1 symptomatic; OR 1.2 asymptomatic and with an aneurysm of 5.5 cm or larger (measured outer-to-outer maximum anterior-posterior aortic diameter); OR 1.3 asymptomatic and with an aneurysm that has grown by more than 1 cm in one year (measured outer-to-outer maximum anterior-posterior aortic diameter). 2 Patients with type B aortic dissection (TBAD) with suitable anatomy for TEVAR and the TBAD is: 2.1 Complicated (presence of malperfusion syndrome or rupture) hyperacute (less than 24 hours), acute (1 to 14 days), or subacute (15 to 90 days); OR 2.2 Uncomplicated with high-risk features (refractory pain, refractory hypertension, bloody pleural effusion, aortic diameter of more than 40 mm, imaging evidence of malperfusion, entry tear on lesser curvature, or false lumen of more than 22 mm). 3 Patients with traumatic aortic injury who do not have contraindications to endovascular repair.
Vascular | Endovascular aortic repair | Aortic stent graft package | TEVAR package | Terumo Aortic | RelayPro Thoracic Stent-Graft System (Non-Bare Stent Configuration) | 28-N4-38-190-24S | Standalone | DE0503702 | 1 Patients with thoracic aortic aneurysm (TAA; ruptured or unruptured) who are not suitable for OSR and are: 1.1 symptomatic; OR 1.2 asymptomatic and with an aneurysm of 5.5 cm or larger (measured outer-to-outer maximum anterior-posterior aortic diameter); OR 1.3 asymptomatic and with an aneurysm that has grown by more than 1 cm in one year (measured outer-to-outer maximum anterior-posterior aortic diameter). 2 Patients with type B aortic dissection (TBAD) with suitable anatomy for TEVAR and the TBAD is: 2.1 Complicated (presence of malperfusion syndrome or rupture) hyperacute (less than 24 hours), acute (1 to 14 days), or subacute (15 to 90 days); OR 2.2 Uncomplicated with high-risk features (refractory pain, refractory hypertension, bloody pleural effusion, aortic diameter of more than 40 mm, imaging evidence of malperfusion, entry tear on lesser curvature, or false lumen of more than 22 mm). 3 Patients with traumatic aortic injury who do not have contraindications to endovascular repair.
Vascular | Endovascular aortic repair | Aortic stent graft package | TEVAR package | Terumo Aortic | RelayPro Thoracic Stent-Graft System (Non-Bare Stent Configuration) | 28-N4-38-210-24S | Standalone | DE0503702 | 1 Patients with thoracic aortic aneurysm (TAA; ruptured or unruptured) who are not suitable for OSR and are: 1.1 symptomatic; OR 1.2 asymptomatic and with an aneurysm of 5.5 cm or larger (measured outer-to-outer maximum anterior-posterior aortic diameter); OR 1.3 asymptomatic and with an aneurysm that has grown by more than 1 cm in one year (measured outer-to-outer maximum anterior-posterior aortic diameter). 2 Patients with type B aortic dissection (TBAD) with suitable anatomy for TEVAR and the TBAD is: 2.1 Complicated (presence of malperfusion syndrome or rupture) hyperacute (less than 24 hours), acute (1 to 14 days), or subacute (15 to 90 days); OR 2.2 Uncomplicated with high-risk features (refractory pain, refractory hypertension, bloody pleural effusion, aortic diameter of more than 40 mm, imaging evidence of malperfusion, entry tear on lesser curvature, or false lumen of more than 22 mm). 3 Patients with traumatic aortic injury who do not have contraindications to endovascular repair.
Vascular | Endovascular aortic repair | Aortic stent graft package | TEVAR package | Terumo Aortic | RelayPro Thoracic Stent-Graft System (Non-Bare Stent Configuration) | 28-N4-38-230-24S | Standalone | DE0503702 | 1 Patients with thoracic aortic aneurysm (TAA; ruptured or unruptured) who are not suitable for OSR and are: 1.1 symptomatic; OR 1.2 asymptomatic and with an aneurysm of 5.5 cm or larger (measured outer-to-outer maximum anterior-posterior aortic diameter); OR 1.3 asymptomatic and with an aneurysm that has grown by more than 1 cm in one year (measured outer-to-outer maximum anterior-posterior aortic diameter). 2 Patients with type B aortic dissection (TBAD) with suitable anatomy for TEVAR and the TBAD is: 2.1 Complicated (presence of malperfusion syndrome or rupture) hyperacute (less than 24 hours), acute (1 to 14 days), or subacute (15 to 90 days); OR 2.2 Uncomplicated with high-risk features (refractory pain, refractory hypertension, bloody pleural effusion, aortic diameter of more than 40 mm, imaging evidence of malperfusion, entry tear on lesser curvature, or false lumen of more than 22 mm). 3 Patients with traumatic aortic injury who do not have contraindications to endovascular repair.
Vascular | Endovascular aortic repair | Aortic stent graft package | TEVAR package | Terumo Aortic | RelayPro Thoracic Stent-Graft System (Non-Bare Stent Configuration) | 28-N4-38-250-24S | Standalone | DE0503702 | 1 Patients with thoracic aortic aneurysm (TAA; ruptured or unruptured) who are not suitable for OSR and are: 1.1 symptomatic; OR 1.2 asymptomatic and with an aneurysm of 5.5 cm or larger (measured outer-to-outer maximum anterior-posterior aortic diameter); OR 1.3 asymptomatic and with an aneurysm that has grown by more than 1 cm in one year (measured outer-to-outer maximum anterior-posterior aortic diameter). 2 Patients with type B aortic dissection (TBAD) with suitable anatomy for TEVAR and the TBAD is: 2.1 Complicated (presence of malperfusion syndrome or rupture) hyperacute (less than 24 hours), acute (1 to 14 days), or subacute (15 to 90 days); OR 2.2 Uncomplicated with high-risk features (refractory pain, refractory hypertension, bloody pleural effusion, aortic diameter of more than 40 mm, imaging evidence of malperfusion, entry tear on lesser curvature, or false lumen of more than 22 mm). 3 Patients with traumatic aortic injury who do not have contraindications to endovascular repair.
Vascular | Endovascular aortic repair | Aortic stent graft package | TEVAR package | Terumo Aortic | RelayPro Thoracic Stent-Graft System (Non-Bare Stent Configuration) | 28-N4-40-170-24S | Standalone | DE0503702 | 1 Patients with thoracic aortic aneurysm (TAA; ruptured or unruptured) who are not suitable for OSR and are: 1.1 symptomatic; OR 1.2 asymptomatic and with an aneurysm of 5.5 cm or larger (measured outer-to-outer maximum anterior-posterior aortic diameter); OR 1.3 asymptomatic and with an aneurysm that has grown by more than 1 cm in one year (measured outer-to-outer maximum anterior-posterior aortic diameter). 2 Patients with type B aortic dissection (TBAD) with suitable anatomy for TEVAR and the TBAD is: 2.1 Complicated (presence of malperfusion syndrome or rupture) hyperacute (less than 24 hours), acute (1 to 14 days), or subacute (15 to 90 days); OR 2.2 Uncomplicated with high-risk features (refractory pain, refractory hypertension, bloody pleural effusion, aortic diameter of more than 40 mm, imaging evidence of malperfusion, entry tear on lesser curvature, or false lumen of more than 22 mm). 3 Patients with traumatic aortic injury who do not have contraindications to endovascular repair.
Vascular | Endovascular aortic repair | Aortic stent graft package | TEVAR package | Terumo Aortic | RelayPro Thoracic Stent-Graft System (Non-Bare Stent Configuration) | 28-N4-40-190-24S | Standalone | DE0503702 | 1 Patients with thoracic aortic aneurysm (TAA; ruptured or unruptured) who are not suitable for OSR and are: 1.1 symptomatic; OR 1.2 asymptomatic and with an aneurysm of 5.5 cm or larger (measured outer-to-outer maximum anterior-posterior aortic diameter); OR 1.3 asymptomatic and with an aneurysm that has grown by more than 1 cm in one year (measured outer-to-outer maximum anterior-posterior aortic diameter). 2 Patients with type B aortic dissection (TBAD) with suitable anatomy for TEVAR and the TBAD is: 2.1 Complicated (presence of malperfusion syndrome or rupture) hyperacute (less than 24 hours), acute (1 to 14 days), or subacute (15 to 90 days); OR 2.2 Uncomplicated with high-risk features (refractory pain, refractory hypertension, bloody pleural effusion, aortic diameter of more than 40 mm, imaging evidence of malperfusion, entry tear on lesser curvature, or false lumen of more than 22 mm). 3 Patients with traumatic aortic injury who do not have contraindications to endovascular repair.
Vascular | Endovascular aortic repair | Aortic stent graft package | TEVAR package | Terumo Aortic | RelayPro Thoracic Stent-Graft System (Non-Bare Stent Configuration) | 28-N4-40-210-24S | Standalone | DE0503702 | 1 Patients with thoracic aortic aneurysm (TAA; ruptured or unruptured) who are not suitable for OSR and are: 1.1 symptomatic; OR 1.2 asymptomatic and with an aneurysm of 5.5 cm or larger (measured outer-to-outer maximum anterior-posterior aortic diameter); OR 1.3 asymptomatic and with an aneurysm that has grown by more than 1 cm in one year (measured outer-to-outer maximum anterior-posterior aortic diameter). 2 Patients with type B aortic dissection (TBAD) with suitable anatomy for TEVAR and the TBAD is: 2.1 Complicated (presence of malperfusion syndrome or rupture) hyperacute (less than 24 hours), acute (1 to 14 days), or subacute (15 to 90 days); OR 2.2 Uncomplicated with high-risk features (refractory pain, refractory hypertension, bloody pleural effusion, aortic diameter of more than 40 mm, imaging evidence of malperfusion, entry tear on lesser curvature, or false lumen of more than 22 mm). 3 Patients with traumatic aortic injury who do not have contraindications to endovascular repair.
Vascular | Endovascular aortic repair | Aortic stent graft package | TEVAR package | Terumo Aortic | RelayPro Thoracic Stent-Graft System (Non-Bare Stent Configuration) | 28-N4-40-230-24S | Standalone | DE0503702 | 1 Patients with thoracic aortic aneurysm (TAA; ruptured or unruptured) who are not suitable for OSR and are: 1.1 symptomatic; OR 1.2 asymptomatic and with an aneurysm of 5.5 cm or larger (measured outer-to-outer maximum anterior-posterior aortic diameter); OR 1.3 asymptomatic and with an aneurysm that has grown by more than 1 cm in one year (measured outer-to-outer maximum anterior-posterior aortic diameter). 2 Patients with type B aortic dissection (TBAD) with suitable anatomy for TEVAR and the TBAD is: 2.1 Complicated (presence of malperfusion syndrome or rupture) hyperacute (less than 24 hours), acute (1 to 14 days), or subacute (15 to 90 days); OR 2.2 Uncomplicated with high-risk features (refractory pain, refractory hypertension, bloody pleural effusion, aortic diameter of more than 40 mm, imaging evidence of malperfusion, entry tear on lesser curvature, or false lumen of more than 22 mm). 3 Patients with traumatic aortic injury who do not have contraindications to endovascular repair.
Vascular | Endovascular aortic repair | Aortic stent graft package | TEVAR package | Terumo Aortic | RelayPro Thoracic Stent-Graft System (Non-Bare Stent Configuration) | 28-N4-40-250-24S | Standalone | DE0503702 | 1 Patients with thoracic aortic aneurysm (TAA; ruptured or unruptured) who are not suitable for OSR and are: 1.1 symptomatic; OR 1.2 asymptomatic and with an aneurysm of 5.5 cm or larger (measured outer-to-outer maximum anterior-posterior aortic diameter); OR 1.3 asymptomatic and with an aneurysm that has grown by more than 1 cm in one year (measured outer-to-outer maximum anterior-posterior aortic diameter). 2 Patients with type B aortic dissection (TBAD) with suitable anatomy for TEVAR and the TBAD is: 2.1 Complicated (presence of malperfusion syndrome or rupture) hyperacute (less than 24 hours), acute (1 to 14 days), or subacute (15 to 90 days); OR 2.2 Uncomplicated with high-risk features (refractory pain, refractory hypertension, bloody pleural effusion, aortic diameter of more than 40 mm, imaging evidence of malperfusion, entry tear on lesser curvature, or false lumen of more than 22 mm). 3 Patients with traumatic aortic injury who do not have contraindications to endovascular repair.
Vascular | Endovascular aortic repair | Aortic stent graft package | TEVAR package | Terumo Aortic | RelayPro Thoracic Stent-Graft System (Non-Bare Stent Configuration) | 28-N4-42-190-24S | Standalone | DE0503702 | 1 Patients with thoracic aortic aneurysm (TAA; ruptured or unruptured) who are not suitable for OSR and are: 1.1 symptomatic; OR 1.2 asymptomatic and with an aneurysm of 5.5 cm or larger (measured outer-to-outer maximum anterior-posterior aortic diameter); OR 1.3 asymptomatic and with an aneurysm that has grown by more than 1 cm in one year (measured outer-to-outer maximum anterior-posterior aortic diameter). 2 Patients with type B aortic dissection (TBAD) with suitable anatomy for TEVAR and the TBAD is: 2.1 Complicated (presence of malperfusion syndrome or rupture) hyperacute (less than 24 hours), acute (1 to 14 days), or subacute (15 to 90 days); OR 2.2 Uncomplicated with high-risk features (refractory pain, refractory hypertension, bloody pleural effusion, aortic diameter of more than 40 mm, imaging evidence of malperfusion, entry tear on lesser curvature, or false lumen of more than 22 mm). 3 Patients with traumatic aortic injury who do not have contraindications to endovascular repair.
Vascular | Endovascular aortic repair | Aortic stent graft package | TEVAR package | Terumo Aortic | RelayPro Thoracic Stent-Graft System (Non-Bare Stent Configuration) | 28-N4-42-210-24S | Standalone | DE0503702 | 1 Patients with thoracic aortic aneurysm (TAA; ruptured or unruptured) who are not suitable for OSR and are: 1.1 symptomatic; OR 1.2 asymptomatic and with an aneurysm of 5.5 cm or larger (measured outer-to-outer maximum anterior-posterior aortic diameter); OR 1.3 asymptomatic and with an aneurysm that has grown by more than 1 cm in one year (measured outer-to-outer maximum anterior-posterior aortic diameter). 2 Patients with type B aortic dissection (TBAD) with suitable anatomy for TEVAR and the TBAD is: 2.1 Complicated (presence of malperfusion syndrome or rupture) hyperacute (less than 24 hours), acute (1 to 14 days), or subacute (15 to 90 days); OR 2.2 Uncomplicated with high-risk features (refractory pain, refractory hypertension, bloody pleural effusion, aortic diameter of more than 40 mm, imaging evidence of malperfusion, entry tear on lesser curvature, or false lumen of more than 22 mm). 3 Patients with traumatic aortic injury who do not have contraindications to endovascular repair.
Vascular | Endovascular aortic repair | Aortic stent graft package | TEVAR package | Terumo Aortic | RelayPro Thoracic Stent-Graft System (Non-Bare Stent Configuration) | 28-N4-42-230-24S | Standalone | DE0503702 | 1 Patients with thoracic aortic aneurysm (TAA; ruptured or unruptured) who are not suitable for OSR and are: 1.1 symptomatic; OR 1.2 asymptomatic and with an aneurysm of 5.5 cm or larger (measured outer-to-outer maximum anterior-posterior aortic diameter); OR 1.3 asymptomatic and with an aneurysm that has grown by more than 1 cm in one year (measured outer-to-outer maximum anterior-posterior aortic diameter). 2 Patients with type B aortic dissection (TBAD) with suitable anatomy for TEVAR and the TBAD is: 2.1 Complicated (presence of malperfusion syndrome or rupture) hyperacute (less than 24 hours), acute (1 to 14 days), or subacute (15 to 90 days); OR 2.2 Uncomplicated with high-risk features (refractory pain, refractory hypertension, bloody pleural effusion, aortic diameter of more than 40 mm, imaging evidence of malperfusion, entry tear on lesser curvature, or false lumen of more than 22 mm). 3 Patients with traumatic aortic injury who do not have contraindications to endovascular repair.
Vascular | Endovascular aortic repair | Aortic stent graft package | TEVAR package | Terumo Aortic | RelayPro Thoracic Stent-Graft System (Non-Bare Stent Configuration) | 28-N4-42-250-24S | Standalone | DE0503702 | 1 Patients with thoracic aortic aneurysm (TAA; ruptured or unruptured) who are not suitable for OSR and are: 1.1 symptomatic; OR 1.2 asymptomatic and with an aneurysm of 5.5 cm or larger (measured outer-to-outer maximum anterior-posterior aortic diameter); OR 1.3 asymptomatic and with an aneurysm that has grown by more than 1 cm in one year (measured outer-to-outer maximum anterior-posterior aortic diameter). 2 Patients with type B aortic dissection (TBAD) with suitable anatomy for TEVAR and the TBAD is: 2.1 Complicated (presence of malperfusion syndrome or rupture) hyperacute (less than 24 hours), acute (1 to 14 days), or subacute (15 to 90 days); OR 2.2 Uncomplicated with high-risk features (refractory pain, refractory hypertension, bloody pleural effusion, aortic diameter of more than 40 mm, imaging evidence of malperfusion, entry tear on lesser curvature, or false lumen of more than 22 mm). 3 Patients with traumatic aortic injury who do not have contraindications to endovascular repair.
Vascular | Endovascular aortic repair | Aortic stent graft package | TEVAR package | Terumo Aortic | RelayPro Thoracic Stent-Graft System (Non-Bare Stent Configuration) | 28-N4-22-090-26S | Standalone | DE0503702 | 1 Patients with thoracic aortic aneurysm (TAA; ruptured or unruptured) who are not suitable for OSR and are: 1.1 symptomatic; OR 1.2 asymptomatic and with an aneurysm of 5.5 cm or larger (measured outer-to-outer maximum anterior-posterior aortic diameter); OR 1.3 asymptomatic and with an aneurysm that has grown by more than 1 cm in one year (measured outer-to-outer maximum anterior-posterior aortic diameter). 2 Patients with type B aortic dissection (TBAD) with suitable anatomy for TEVAR and the TBAD is: 2.1 Complicated (presence of malperfusion syndrome or rupture) hyperacute (less than 24 hours), acute (1 to 14 days), or subacute (15 to 90 days); OR 2.2 Uncomplicated with high-risk features (refractory pain, refractory hypertension, bloody pleural effusion, aortic diameter of more than 40 mm, imaging evidence of malperfusion, entry tear on lesser curvature, or false lumen of more than 22 mm). 3 Patients with traumatic aortic injury who do not have contraindications to endovascular repair.
Vascular | Endovascular aortic repair | Aortic stent graft package | TEVAR package | Terumo Aortic | RelayPro Thoracic Stent-Graft System (Non-Bare Stent Configuration) | 28-N4-22-110-26S | Standalone | DE0503702 | 1 Patients with thoracic aortic aneurysm (TAA; ruptured or unruptured) who are not suitable for OSR and are: 1.1 symptomatic; OR 1.2 asymptomatic and with an aneurysm of 5.5 cm or larger (measured outer-to-outer maximum anterior-posterior aortic diameter); OR 1.3 asymptomatic and with an aneurysm that has grown by more than 1 cm in one year (measured outer-to-outer maximum anterior-posterior aortic diameter). 2 Patients with type B aortic dissection (TBAD) with suitable anatomy for TEVAR and the TBAD is: 2.1 Complicated (presence of malperfusion syndrome or rupture) hyperacute (less than 24 hours), acute (1 to 14 days), or subacute (15 to 90 days); OR 2.2 Uncomplicated with high-risk features (refractory pain, refractory hypertension, bloody pleural effusion, aortic diameter of more than 40 mm, imaging evidence of malperfusion, entry tear on lesser curvature, or false lumen of more than 22 mm). 3 Patients with traumatic aortic injury who do not have contraindications to endovascular repair.
Vascular | Endovascular aortic repair | Aortic stent graft package | TEVAR package | Terumo Aortic | RelayPro Thoracic Stent-Graft System (Non-Bare Stent Configuration) | 28-N4-22-130-26S | Standalone | DE0503702 | 1 Patients with thoracic aortic aneurysm (TAA; ruptured or unruptured) who are not suitable for OSR and are: 1.1 symptomatic; OR 1.2 asymptomatic and with an aneurysm of 5.5 cm or larger (measured outer-to-outer maximum anterior-posterior aortic diameter); OR 1.3 asymptomatic and with an aneurysm that has grown by more than 1 cm in one year (measured outer-to-outer maximum anterior-posterior aortic diameter). 2 Patients with type B aortic dissection (TBAD) with suitable anatomy for TEVAR and the TBAD is: 2.1 Complicated (presence of malperfusion syndrome or rupture) hyperacute (less than 24 hours), acute (1 to 14 days), or subacute (15 to 90 days); OR 2.2 Uncomplicated with high-risk features (refractory pain, refractory hypertension, bloody pleural effusion, aortic diameter of more than 40 mm, imaging evidence of malperfusion, entry tear on lesser curvature, or false lumen of more than 22 mm). 3 Patients with traumatic aortic injury who do not have contraindications to endovascular repair.
Vascular | Endovascular aortic repair | Aortic stent graft package | TEVAR package | Terumo Aortic | RelayPro Thoracic Stent-Graft System (Non-Bare Stent Configuration) | 28-N4-22-150-26S | Standalone | DE0503702 | 1 Patients with thoracic aortic aneurysm (TAA; ruptured or unruptured) who are not suitable for OSR and are: 1.1 symptomatic; OR 1.2 asymptomatic and with an aneurysm of 5.5 cm or larger (measured outer-to-outer maximum anterior-posterior aortic diameter); OR 1.3 asymptomatic and with an aneurysm that has grown by more than 1 cm in one year (measured outer-to-outer maximum anterior-posterior aortic diameter). 2 Patients with type B aortic dissection (TBAD) with suitable anatomy for TEVAR and the TBAD is: 2.1 Complicated (presence of malperfusion syndrome or rupture) hyperacute (less than 24 hours), acute (1 to 14 days), or subacute (15 to 90 days); OR 2.2 Uncomplicated with high-risk features (refractory pain, refractory hypertension, bloody pleural effusion, aortic diameter of more than 40 mm, imaging evidence of malperfusion, entry tear on lesser curvature, or false lumen of more than 22 mm). 3 Patients with traumatic aortic injury who do not have contraindications to endovascular repair.
Vascular | Endovascular aortic repair | Aortic stent graft package | TEVAR package | Terumo Aortic | RelayPro Thoracic Stent-Graft System (Non-Bare Stent Configuration) | 28-N4-22-170-26S | Standalone | DE0503702 | 1 Patients with thoracic aortic aneurysm (TAA; ruptured or unruptured) who are not suitable for OSR and are: 1.1 symptomatic; OR 1.2 asymptomatic and with an aneurysm of 5.5 cm or larger (measured outer-to-outer maximum anterior-posterior aortic diameter); OR 1.3 asymptomatic and with an aneurysm that has grown by more than 1 cm in one year (measured outer-to-outer maximum anterior-posterior aortic diameter). 2 Patients with type B aortic dissection (TBAD) with suitable anatomy for TEVAR and the TBAD is: 2.1 Complicated (presence of malperfusion syndrome or rupture) hyperacute (less than 24 hours), acute (1 to 14 days), or subacute (15 to 90 days); OR 2.2 Uncomplicated with high-risk features (refractory pain, refractory hypertension, bloody pleural effusion, aortic diameter of more than 40 mm, imaging evidence of malperfusion, entry tear on lesser curvature, or false lumen of more than 22 mm). 3 Patients with traumatic aortic injury who do not have contraindications to endovascular repair.
Vascular | Endovascular aortic repair | Aortic stent graft package | TEVAR package | Terumo Aortic | RelayPro Thoracic Stent-Graft System (Non-Bare Stent Configuration) | 28-N4-22-190-26S | Standalone | DE0503702 | 1 Patients with thoracic aortic aneurysm (TAA; ruptured or unruptured) who are not suitable for OSR and are: 1.1 symptomatic; OR 1.2 asymptomatic and with an aneurysm of 5.5 cm or larger (measured outer-to-outer maximum anterior-posterior aortic diameter); OR 1.3 asymptomatic and with an aneurysm that has grown by more than 1 cm in one year (measured outer-to-outer maximum anterior-posterior aortic diameter). 2 Patients with type B aortic dissection (TBAD) with suitable anatomy for TEVAR and the TBAD is: 2.1 Complicated (presence of malperfusion syndrome or rupture) hyperacute (less than 24 hours), acute (1 to 14 days), or subacute (15 to 90 days); OR 2.2 Uncomplicated with high-risk features (refractory pain, refractory hypertension, bloody pleural effusion, aortic diameter of more than 40 mm, imaging evidence of malperfusion, entry tear on lesser curvature, or false lumen of more than 22 mm). 3 Patients with traumatic aortic injury who do not have contraindications to endovascular repair.
Vascular | Endovascular aortic repair | Aortic stent graft package | TEVAR package | Terumo Aortic | RelayPro Thoracic Stent-Graft System (Non-Bare Stent Configuration) | 28-N4-22-210-26S | Standalone | DE0503702 | 1 Patients with thoracic aortic aneurysm (TAA; ruptured or unruptured) who are not suitable for OSR and are: 1.1 symptomatic; OR 1.2 asymptomatic and with an aneurysm of 5.5 cm or larger (measured outer-to-outer maximum anterior-posterior aortic diameter); OR 1.3 asymptomatic and with an aneurysm that has grown by more than 1 cm in one year (measured outer-to-outer maximum anterior-posterior aortic diameter). 2 Patients with type B aortic dissection (TBAD) with suitable anatomy for TEVAR and the TBAD is: 2.1 Complicated (presence of malperfusion syndrome or rupture) hyperacute (less than 24 hours), acute (1 to 14 days), or subacute (15 to 90 days); OR 2.2 Uncomplicated with high-risk features (refractory pain, refractory hypertension, bloody pleural effusion, aortic diameter of more than 40 mm, imaging evidence of malperfusion, entry tear on lesser curvature, or false lumen of more than 22 mm). 3 Patients with traumatic aortic injury who do not have contraindications to endovascular repair.
Vascular | Endovascular aortic repair | Aortic stent graft package | TEVAR package | Terumo Aortic | RelayPro Thoracic Stent-Graft System (Non-Bare Stent Configuration) | 28-N4-22-230-26S | Standalone | DE0503702 | 1 Patients with thoracic aortic aneurysm (TAA; ruptured or unruptured) who are not suitable for OSR and are: 1.1 symptomatic; OR 1.2 asymptomatic and with an aneurysm of 5.5 cm or larger (measured outer-to-outer maximum anterior-posterior aortic diameter); OR 1.3 asymptomatic and with an aneurysm that has grown by more than 1 cm in one year (measured outer-to-outer maximum anterior-posterior aortic diameter). 2 Patients with type B aortic dissection (TBAD) with suitable anatomy for TEVAR and the TBAD is: 2.1 Complicated (presence of malperfusion syndrome or rupture) hyperacute (less than 24 hours), acute (1 to 14 days), or subacute (15 to 90 days); OR 2.2 Uncomplicated with high-risk features (refractory pain, refractory hypertension, bloody pleural effusion, aortic diameter of more than 40 mm, imaging evidence of malperfusion, entry tear on lesser curvature, or false lumen of more than 22 mm). 3 Patients with traumatic aortic injury who do not have contraindications to endovascular repair.
Vascular | Endovascular aortic repair | Aortic stent graft package | TEVAR package | Terumo Aortic | RelayPro Thoracic Stent-Graft System (Non-Bare Stent Configuration) | 28-N4-22-250-26S | Standalone | DE0503702 | 1 Patients with thoracic aortic aneurysm (TAA; ruptured or unruptured) who are not suitable for OSR and are: 1.1 symptomatic; OR 1.2 asymptomatic and with an aneurysm of 5.5 cm or larger (measured outer-to-outer maximum anterior-posterior aortic diameter); OR 1.3 asymptomatic and with an aneurysm that has grown by more than 1 cm in one year (measured outer-to-outer maximum anterior-posterior aortic diameter). 2 Patients with type B aortic dissection (TBAD) with suitable anatomy for TEVAR and the TBAD is: 2.1 Complicated (presence of malperfusion syndrome or rupture) hyperacute (less than 24 hours), acute (1 to 14 days), or subacute (15 to 90 days); OR 2.2 Uncomplicated with high-risk features (refractory pain, refractory hypertension, bloody pleural effusion, aortic diameter of more than 40 mm, imaging evidence of malperfusion, entry tear on lesser curvature, or false lumen of more than 22 mm). 3 Patients with traumatic aortic injury who do not have contraindications to endovascular repair.
Vascular | Endovascular aortic repair | Aortic stent graft package | TEVAR package | Terumo Aortic | RelayPro Thoracic Stent-Graft System (Non-Bare Stent Configuration) | 28-N4-24-090-26S | Standalone | DE0503702 | 1 Patients with thoracic aortic aneurysm (TAA; ruptured or unruptured) who are not suitable for OSR and are: 1.1 symptomatic; OR 1.2 asymptomatic and with an aneurysm of 5.5 cm or larger (measured outer-to-outer maximum anterior-posterior aortic diameter); OR 1.3 asymptomatic and with an aneurysm that has grown by more than 1 cm in one year (measured outer-to-outer maximum anterior-posterior aortic diameter). 2 Patients with type B aortic dissection (TBAD) with suitable anatomy for TEVAR and the TBAD is: 2.1 Complicated (presence of malperfusion syndrome or rupture) hyperacute (less than 24 hours), acute (1 to 14 days), or subacute (15 to 90 days); OR 2.2 Uncomplicated with high-risk features (refractory pain, refractory hypertension, bloody pleural effusion, aortic diameter of more than 40 mm, imaging evidence of malperfusion, entry tear on lesser curvature, or false lumen of more than 22 mm). 3 Patients with traumatic aortic injury who do not have contraindications to endovascular repair.
Vascular | Endovascular aortic repair | Aortic stent graft package | TEVAR package | Terumo Aortic | RelayPro Thoracic Stent-Graft System (Non-Bare Stent Configuration) | 28-N4-24-110-26S | Standalone | DE0503702 | 1 Patients with thoracic aortic aneurysm (TAA; ruptured or unruptured) who are not suitable for OSR and are: 1.1 symptomatic; OR 1.2 asymptomatic and with an aneurysm of 5.5 cm or larger (measured outer-to-outer maximum anterior-posterior aortic diameter); OR 1.3 asymptomatic and with an aneurysm that has grown by more than 1 cm in one year (measured outer-to-outer maximum anterior-posterior aortic diameter). 2 Patients with type B aortic dissection (TBAD) with suitable anatomy for TEVAR and the TBAD is: 2.1 Complicated (presence of malperfusion syndrome or rupture) hyperacute (less than 24 hours), acute (1 to 14 days), or subacute (15 to 90 days); OR 2.2 Uncomplicated with high-risk features (refractory pain, refractory hypertension, bloody pleural effusion, aortic diameter of more than 40 mm, imaging evidence of malperfusion, entry tear on lesser curvature, or false lumen of more than 22 mm). 3 Patients with traumatic aortic injury who do not have contraindications to endovascular repair.
Vascular | Endovascular aortic repair | Aortic stent graft package | TEVAR package | Terumo Aortic | RelayPro Thoracic Stent-Graft System (Non-Bare Stent Configuration) | 28-N4-24-130-26S | Standalone | DE0503702 | 1 Patients with thoracic aortic aneurysm (TAA; ruptured or unruptured) who are not suitable for OSR and are: 1.1 symptomatic; OR 1.2 asymptomatic and with an aneurysm of 5.5 cm or larger (measured outer-to-outer maximum anterior-posterior aortic diameter); OR 1.3 asymptomatic and with an aneurysm that has grown by more than 1 cm in one year (measured outer-to-outer maximum anterior-posterior aortic diameter). 2 Patients with type B aortic dissection (TBAD) with suitable anatomy for TEVAR and the TBAD is: 2.1 Complicated (presence of malperfusion syndrome or rupture) hyperacute (less than 24 hours), acute (1 to 14 days), or subacute (15 to 90 days); OR 2.2 Uncomplicated with high-risk features (refractory pain, refractory hypertension, bloody pleural effusion, aortic diameter of more than 40 mm, imaging evidence of malperfusion, entry tear on lesser curvature, or false lumen of more than 22 mm). 3 Patients with traumatic aortic injury who do not have contraindications to endovascular repair.
Vascular | Endovascular aortic repair | Aortic stent graft package | TEVAR package | Terumo Aortic | RelayPro Thoracic Stent-Graft System (Non-Bare Stent Configuration) | 28-N4-24-150-26S | Standalone | DE0503702 | 1 Patients with thoracic aortic aneurysm (TAA; ruptured or unruptured) who are not suitable for OSR and are: 1.1 symptomatic; OR 1.2 asymptomatic and with an aneurysm of 5.5 cm or larger (measured outer-to-outer maximum anterior-posterior aortic diameter); OR 1.3 asymptomatic and with an aneurysm that has grown by more than 1 cm in one year (measured outer-to-outer maximum anterior-posterior aortic diameter). 2 Patients with type B aortic dissection (TBAD) with suitable anatomy for TEVAR and the TBAD is: 2.1 Complicated (presence of malperfusion syndrome or rupture) hyperacute (less than 24 hours), acute (1 to 14 days), or subacute (15 to 90 days); OR 2.2 Uncomplicated with high-risk features (refractory pain, refractory hypertension, bloody pleural effusion, aortic diameter of more than 40 mm, imaging evidence of malperfusion, entry tear on lesser curvature, or false lumen of more than 22 mm). 3 Patients with traumatic aortic injury who do not have contraindications to endovascular repair.
Vascular | Endovascular aortic repair | Aortic stent graft package | TEVAR package | Terumo Aortic | RelayPro Thoracic Stent-Graft System (Non-Bare Stent Configuration) | 28-N4-24-170-26S | Standalone | DE0503702 | 1 Patients with thoracic aortic aneurysm (TAA; ruptured or unruptured) who are not suitable for OSR and are: 1.1 symptomatic; OR 1.2 asymptomatic and with an aneurysm of 5.5 cm or larger (measured outer-to-outer maximum anterior-posterior aortic diameter); OR 1.3 asymptomatic and with an aneurysm that has grown by more than 1 cm in one year (measured outer-to-outer maximum anterior-posterior aortic diameter). 2 Patients with type B aortic dissection (TBAD) with suitable anatomy for TEVAR and the TBAD is: 2.1 Complicated (presence of malperfusion syndrome or rupture) hyperacute (less than 24 hours), acute (1 to 14 days), or subacute (15 to 90 days); OR 2.2 Uncomplicated with high-risk features (refractory pain, refractory hypertension, bloody pleural effusion, aortic diameter of more than 40 mm, imaging evidence of malperfusion, entry tear on lesser curvature, or false lumen of more than 22 mm). 3 Patients with traumatic aortic injury who do not have contraindications to endovascular repair.
Vascular | Endovascular aortic repair | Aortic stent graft package | TEVAR package | Terumo Aortic | RelayPro Thoracic Stent-Graft System (Non-Bare Stent Configuration) | 28-N4-24-190-26S | Standalone | DE0503702 | 1 Patients with thoracic aortic aneurysm (TAA; ruptured or unruptured) who are not suitable for OSR and are: 1.1 symptomatic; OR 1.2 asymptomatic and with an aneurysm of 5.5 cm or larger (measured outer-to-outer maximum anterior-posterior aortic diameter); OR 1.3 asymptomatic and with an aneurysm that has grown by more than 1 cm in one year (measured outer-to-outer maximum anterior-posterior aortic diameter). 2 Patients with type B aortic dissection (TBAD) with suitable anatomy for TEVAR and the TBAD is: 2.1 Complicated (presence of malperfusion syndrome or rupture) hyperacute (less than 24 hours), acute (1 to 14 days), or subacute (15 to 90 days); OR 2.2 Uncomplicated with high-risk features (refractory pain, refractory hypertension, bloody pleural effusion, aortic diameter of more than 40 mm, imaging evidence of malperfusion, entry tear on lesser curvature, or false lumen of more than 22 mm). 3 Patients with traumatic aortic injury who do not have contraindications to endovascular repair.
Vascular | Endovascular aortic repair | Aortic stent graft package | TEVAR package | Terumo Aortic | RelayPro Thoracic Stent-Graft System (Non-Bare Stent Configuration) | 28-N4-24-210-26S | Standalone | DE0503702 | 1 Patients with thoracic aortic aneurysm (TAA; ruptured or unruptured) who are not suitable for OSR and are: 1.1 symptomatic; OR 1.2 asymptomatic and with an aneurysm of 5.5 cm or larger (measured outer-to-outer maximum anterior-posterior aortic diameter); OR 1.3 asymptomatic and with an aneurysm that has grown by more than 1 cm in one year (measured outer-to-outer maximum anterior-posterior aortic diameter). 2 Patients with type B aortic dissection (TBAD) with suitable anatomy for TEVAR and the TBAD is: 2.1 Complicated (presence of malperfusion syndrome or rupture) hyperacute (less than 24 hours), acute (1 to 14 days), or subacute (15 to 90 days); OR 2.2 Uncomplicated with high-risk features (refractory pain, refractory hypertension, bloody pleural effusion, aortic diameter of more than 40 mm, imaging evidence of malperfusion, entry tear on lesser curvature, or false lumen of more than 22 mm). 3 Patients with traumatic aortic injury who do not have contraindications to endovascular repair.
Vascular | Endovascular aortic repair | Aortic stent graft package | TEVAR package | Terumo Aortic | RelayPro Thoracic Stent-Graft System (Non-Bare Stent Configuration) | 28-N4-24-230-26S | Standalone | DE0503702 | 1 Patients with thoracic aortic aneurysm (TAA; ruptured or unruptured) who are not suitable for OSR and are: 1.1 symptomatic; OR 1.2 asymptomatic and with an aneurysm of 5.5 cm or larger (measured outer-to-outer maximum anterior-posterior aortic diameter); OR 1.3 asymptomatic and with an aneurysm that has grown by more than 1 cm in one year (measured outer-to-outer maximum anterior-posterior aortic diameter). 2 Patients with type B aortic dissection (TBAD) with suitable anatomy for TEVAR and the TBAD is: 2.1 Complicated (presence of malperfusion syndrome or rupture) hyperacute (less than 24 hours), acute (1 to 14 days), or subacute (15 to 90 days); OR 2.2 Uncomplicated with high-risk features (refractory pain, refractory hypertension, bloody pleural effusion, aortic diameter of more than 40 mm, imaging evidence of malperfusion, entry tear on lesser curvature, or false lumen of more than 22 mm). 3 Patients with traumatic aortic injury who do not have contraindications to endovascular repair.
Vascular | Endovascular aortic repair | Aortic stent graft package | TEVAR package | Terumo Aortic | RelayPro Thoracic Stent-Graft System (Non-Bare Stent Configuration) | 28-N4-24-250-26S | Standalone | DE0503702 | 1 Patients with thoracic aortic aneurysm (TAA; ruptured or unruptured) who are not suitable for OSR and are: 1.1 symptomatic; OR 1.2 asymptomatic and with an aneurysm of 5.5 cm or larger (measured outer-to-outer maximum anterior-posterior aortic diameter); OR 1.3 asymptomatic and with an aneurysm that has grown by more than 1 cm in one year (measured outer-to-outer maximum anterior-posterior aortic diameter). 2 Patients with type B aortic dissection (TBAD) with suitable anatomy for TEVAR and the TBAD is: 2.1 Complicated (presence of malperfusion syndrome or rupture) hyperacute (less than 24 hours), acute (1 to 14 days), or subacute (15 to 90 days); OR 2.2 Uncomplicated with high-risk features (refractory pain, refractory hypertension, bloody pleural effusion, aortic diameter of more than 40 mm, imaging evidence of malperfusion, entry tear on lesser curvature, or false lumen of more than 22 mm). 3 Patients with traumatic aortic injury who do not have contraindications to endovascular repair.
Vascular | Endovascular aortic repair | Aortic stent graft package | TEVAR package | Terumo Aortic | RelayPro Thoracic Stent-Graft System (Non-Bare Stent Configuration) | 28-N4-26-090-26S | Standalone | DE0503702 | 1 Patients with thoracic aortic aneurysm (TAA; ruptured or unruptured) who are not suitable for OSR and are: 1.1 symptomatic; OR 1.2 asymptomatic and with an aneurysm of 5.5 cm or larger (measured outer-to-outer maximum anterior-posterior aortic diameter); OR 1.3 asymptomatic and with an aneurysm that has grown by more than 1 cm in one year (measured outer-to-outer maximum anterior-posterior aortic diameter). 2 Patients with type B aortic dissection (TBAD) with suitable anatomy for TEVAR and the TBAD is: 2.1 Complicated (presence of malperfusion syndrome or rupture) hyperacute (less than 24 hours), acute (1 to 14 days), or subacute (15 to 90 days); OR 2.2 Uncomplicated with high-risk features (refractory pain, refractory hypertension, bloody pleural effusion, aortic diameter of more than 40 mm, imaging evidence of malperfusion, entry tear on lesser curvature, or false lumen of more than 22 mm). 3 Patients with traumatic aortic injury who do not have contraindications to endovascular repair.
Vascular | Endovascular aortic repair | Aortic stent graft package | TEVAR package | Terumo Aortic | RelayPro Thoracic Stent-Graft System (Non-Bare Stent Configuration) | 28-N4-26-104-26S | Standalone | DE0503702 | 1 Patients with thoracic aortic aneurysm (TAA; ruptured or unruptured) who are not suitable for OSR and are: 1.1 symptomatic; OR 1.2 asymptomatic and with an aneurysm of 5.5 cm or larger (measured outer-to-outer maximum anterior-posterior aortic diameter); OR 1.3 asymptomatic and with an aneurysm that has grown by more than 1 cm in one year (measured outer-to-outer maximum anterior-posterior aortic diameter). 2 Patients with type B aortic dissection (TBAD) with suitable anatomy for TEVAR and the TBAD is: 2.1 Complicated (presence of malperfusion syndrome or rupture) hyperacute (less than 24 hours), acute (1 to 14 days), or subacute (15 to 90 days); OR 2.2 Uncomplicated with high-risk features (refractory pain, refractory hypertension, bloody pleural effusion, aortic diameter of more than 40 mm, imaging evidence of malperfusion, entry tear on lesser curvature, or false lumen of more than 22 mm). 3 Patients with traumatic aortic injury who do not have contraindications to endovascular repair.
Vascular | Endovascular aortic repair | Aortic stent graft package | TEVAR package | Terumo Aortic | RelayPro Thoracic Stent-Graft System (Non-Bare Stent Configuration) | 28-N4-26-130-26S | Standalone | DE0503702 | 1 Patients with thoracic aortic aneurysm (TAA; ruptured or unruptured) who are not suitable for OSR and are: 1.1 symptomatic; OR 1.2 asymptomatic and with an aneurysm of 5.5 cm or larger (measured outer-to-outer maximum anterior-posterior aortic diameter); OR 1.3 asymptomatic and with an aneurysm that has grown by more than 1 cm in one year (measured outer-to-outer maximum anterior-posterior aortic diameter). 2 Patients with type B aortic dissection (TBAD) with suitable anatomy for TEVAR and the TBAD is: 2.1 Complicated (presence of malperfusion syndrome or rupture) hyperacute (less than 24 hours), acute (1 to 14 days), or subacute (15 to 90 days); OR 2.2 Uncomplicated with high-risk features (refractory pain, refractory hypertension, bloody pleural effusion, aortic diameter of more than 40 mm, imaging evidence of malperfusion, entry tear on lesser curvature, or false lumen of more than 22 mm). 3 Patients with traumatic aortic injury who do not have contraindications to endovascular repair.
Vascular | Endovascular aortic repair | Aortic stent graft package | TEVAR package | Terumo Aortic | RelayPro Thoracic Stent-Graft System (Non-Bare Stent Configuration) | 28-N4-26-150-26S | Standalone | DE0503702 | 1 Patients with thoracic aortic aneurysm (TAA; ruptured or unruptured) who are not suitable for OSR and are: 1.1 symptomatic; OR 1.2 asymptomatic and with an aneurysm of 5.5 cm or larger (measured outer-to-outer maximum anterior-posterior aortic diameter); OR 1.3 asymptomatic and with an aneurysm that has grown by more than 1 cm in one year (measured outer-to-outer maximum anterior-posterior aortic diameter). 2 Patients with type B aortic dissection (TBAD) with suitable anatomy for TEVAR and the TBAD is: 2.1 Complicated (presence of malperfusion syndrome or rupture) hyperacute (less than 24 hours), acute (1 to 14 days), or subacute (15 to 90 days); OR 2.2 Uncomplicated with high-risk features (refractory pain, refractory hypertension, bloody pleural effusion, aortic diameter of more than 40 mm, imaging evidence of malperfusion, entry tear on lesser curvature, or false lumen of more than 22 mm). 3 Patients with traumatic aortic injury who do not have contraindications to endovascular repair.
Vascular | Endovascular aortic repair | Aortic stent graft package | TEVAR package | Terumo Aortic | RelayPro Thoracic Stent-Graft System (Non-Bare Stent Configuration) | 28-N4-26-164-26S | Standalone | DE0503702 | 1 Patients with thoracic aortic aneurysm (TAA; ruptured or unruptured) who are not suitable for OSR and are: 1.1 symptomatic; OR 1.2 asymptomatic and with an aneurysm of 5.5 cm or larger (measured outer-to-outer maximum anterior-posterior aortic diameter); OR 1.3 asymptomatic and with an aneurysm that has grown by more than 1 cm in one year (measured outer-to-outer maximum anterior-posterior aortic diameter). 2 Patients with type B aortic dissection (TBAD) with suitable anatomy for TEVAR and the TBAD is: 2.1 Complicated (presence of malperfusion syndrome or rupture) hyperacute (less than 24 hours), acute (1 to 14 days), or subacute (15 to 90 days); OR 2.2 Uncomplicated with high-risk features (refractory pain, refractory hypertension, bloody pleural effusion, aortic diameter of more than 40 mm, imaging evidence of malperfusion, entry tear on lesser curvature, or false lumen of more than 22 mm). 3 Patients with traumatic aortic injury who do not have contraindications to endovascular repair.
Vascular | Endovascular aortic repair | Aortic stent graft package | TEVAR package | Terumo Aortic | RelayPro Thoracic Stent-Graft System (Non-Bare Stent Configuration) | 28-N4-26-190-26S | Standalone | DE0503702 | 1 Patients with thoracic aortic aneurysm (TAA; ruptured or unruptured) who are not suitable for OSR and are: 1.1 symptomatic; OR 1.2 asymptomatic and with an aneurysm of 5.5 cm or larger (measured outer-to-outer maximum anterior-posterior aortic diameter); OR 1.3 asymptomatic and with an aneurysm that has grown by more than 1 cm in one year (measured outer-to-outer maximum anterior-posterior aortic diameter). 2 Patients with type B aortic dissection (TBAD) with suitable anatomy for TEVAR and the TBAD is: 2.1 Complicated (presence of malperfusion syndrome or rupture) hyperacute (less than 24 hours), acute (1 to 14 days), or subacute (15 to 90 days); OR 2.2 Uncomplicated with high-risk features (refractory pain, refractory hypertension, bloody pleural effusion, aortic diameter of more than 40 mm, imaging evidence of malperfusion, entry tear on lesser curvature, or false lumen of more than 22 mm). 3 Patients with traumatic aortic injury who do not have contraindications to endovascular repair.
Vascular | Endovascular aortic repair | Aortic stent graft package | TEVAR package | Terumo Aortic | RelayPro Thoracic Stent-Graft System (Non-Bare Stent Configuration) | 28-N4-26-204-26S | Standalone | DE0503702 | 1 Patients with thoracic aortic aneurysm (TAA; ruptured or unruptured) who are not suitable for OSR and are: 1.1 symptomatic; OR 1.2 asymptomatic and with an aneurysm of 5.5 cm or larger (measured outer-to-outer maximum anterior-posterior aortic diameter); OR 1.3 asymptomatic and with an aneurysm that has grown by more than 1 cm in one year (measured outer-to-outer maximum anterior-posterior aortic diameter). 2 Patients with type B aortic dissection (TBAD) with suitable anatomy for TEVAR and the TBAD is: 2.1 Complicated (presence of malperfusion syndrome or rupture) hyperacute (less than 24 hours), acute (1 to 14 days), or subacute (15 to 90 days); OR 2.2 Uncomplicated with high-risk features (refractory pain, refractory hypertension, bloody pleural effusion, aortic diameter of more than 40 mm, imaging evidence of malperfusion, entry tear on lesser curvature, or false lumen of more than 22 mm). 3 Patients with traumatic aortic injury who do not have contraindications to endovascular repair.
Vascular | Endovascular aortic repair | Aortic stent graft package | TEVAR package | Terumo Aortic | RelayPro Thoracic Stent-Graft System (Non-Bare Stent Configuration) | 28-N4-26-230-26S | Standalone | DE0503702 | 1 Patients with thoracic aortic aneurysm (TAA; ruptured or unruptured) who are not suitable for OSR and are: 1.1 symptomatic; OR 1.2 asymptomatic and with an aneurysm of 5.5 cm or larger (measured outer-to-outer maximum anterior-posterior aortic diameter); OR 1.3 asymptomatic and with an aneurysm that has grown by more than 1 cm in one year (measured outer-to-outer maximum anterior-posterior aortic diameter). 2 Patients with type B aortic dissection (TBAD) with suitable anatomy for TEVAR and the TBAD is: 2.1 Complicated (presence of malperfusion syndrome or rupture) hyperacute (less than 24 hours), acute (1 to 14 days), or subacute (15 to 90 days); OR 2.2 Uncomplicated with high-risk features (refractory pain, refractory hypertension, bloody pleural effusion, aortic diameter of more than 40 mm, imaging evidence of malperfusion, entry tear on lesser curvature, or false lumen of more than 22 mm). 3 Patients with traumatic aortic injury who do not have contraindications to endovascular repair.
Vascular | Endovascular aortic repair | Aortic stent graft package | TEVAR package | Terumo Aortic | RelayPro Thoracic Stent-Graft System (Non-Bare Stent Configuration) | 28-N4-26-259-26S | Standalone | DE0503702 | 1 Patients with thoracic aortic aneurysm (TAA; ruptured or unruptured) who are not suitable for OSR and are: 1.1 symptomatic; OR 1.2 asymptomatic and with an aneurysm of 5.5 cm or larger (measured outer-to-outer maximum anterior-posterior aortic diameter); OR 1.3 asymptomatic and with an aneurysm that has grown by more than 1 cm in one year (measured outer-to-outer maximum anterior-posterior aortic diameter). 2 Patients with type B aortic dissection (TBAD) with suitable anatomy for TEVAR and the TBAD is: 2.1 Complicated (presence of malperfusion syndrome or rupture) hyperacute (less than 24 hours), acute (1 to 14 days), or subacute (15 to 90 days); OR 2.2 Uncomplicated with high-risk features (refractory pain, refractory hypertension, bloody pleural effusion, aortic diameter of more than 40 mm, imaging evidence of malperfusion, entry tear on lesser curvature, or false lumen of more than 22 mm). 3 Patients with traumatic aortic injury who do not have contraindications to endovascular repair.
Vascular | Endovascular aortic repair | Aortic stent graft package | TEVAR package | Terumo Aortic | RelayPro Thoracic Stent-Graft System (Non-Bare Stent Configuration) | 28-N4-28-090-26S | Standalone | DE0503702 | 1 Patients with thoracic aortic aneurysm (TAA; ruptured or unruptured) who are not suitable for OSR and are: 1.1 symptomatic; OR 1.2 asymptomatic and with an aneurysm of 5.5 cm or larger (measured outer-to-outer maximum anterior-posterior aortic diameter); OR 1.3 asymptomatic and with an aneurysm that has grown by more than 1 cm in one year (measured outer-to-outer maximum anterior-posterior aortic diameter). 2 Patients with type B aortic dissection (TBAD) with suitable anatomy for TEVAR and the TBAD is: 2.1 Complicated (presence of malperfusion syndrome or rupture) hyperacute (less than 24 hours), acute (1 to 14 days), or subacute (15 to 90 days); OR 2.2 Uncomplicated with high-risk features (refractory pain, refractory hypertension, bloody pleural effusion, aortic diameter of more than 40 mm, imaging evidence of malperfusion, entry tear on lesser curvature, or false lumen of more than 22 mm). 3 Patients with traumatic aortic injury who do not have contraindications to endovascular repair.
Vascular | Endovascular aortic repair | Aortic stent graft package | TEVAR package | Terumo Aortic | RelayPro Thoracic Stent-Graft System (Non-Bare Stent Configuration) | 28-N4-28-110-26S | Standalone | DE0503702 | 1 Patients with thoracic aortic aneurysm (TAA; ruptured or unruptured) who are not suitable for OSR and are: 1.1 symptomatic; OR 1.2 asymptomatic and with an aneurysm of 5.5 cm or larger (measured outer-to-outer maximum anterior-posterior aortic diameter); OR 1.3 asymptomatic and with an aneurysm that has grown by more than 1 cm in one year (measured outer-to-outer maximum anterior-posterior aortic diameter). 2 Patients with type B aortic dissection (TBAD) with suitable anatomy for TEVAR and the TBAD is: 2.1 Complicated (presence of malperfusion syndrome or rupture) hyperacute (less than 24 hours), acute (1 to 14 days), or subacute (15 to 90 days); OR 2.2 Uncomplicated with high-risk features (refractory pain, refractory hypertension, bloody pleural effusion, aortic diameter of more than 40 mm, imaging evidence of malperfusion, entry tear on lesser curvature, or false lumen of more than 22 mm). 3 Patients with traumatic aortic injury who do not have contraindications to endovascular repair.
Vascular | Endovascular aortic repair | Aortic stent graft package | TEVAR package | Terumo Aortic | RelayPro Thoracic Stent-Graft System (Non-Bare Stent Configuration) | 28-N4-28-130-26S | Standalone | DE0503702 | 1 Patients with thoracic aortic aneurysm (TAA; ruptured or unruptured) who are not suitable for OSR and are: 1.1 symptomatic; OR 1.2 asymptomatic and with an aneurysm of 5.5 cm or larger (measured outer-to-outer maximum anterior-posterior aortic diameter); OR 1.3 asymptomatic and with an aneurysm that has grown by more than 1 cm in one year (measured outer-to-outer maximum anterior-posterior aortic diameter). 2 Patients with type B aortic dissection (TBAD) with suitable anatomy for TEVAR and the TBAD is: 2.1 Complicated (presence of malperfusion syndrome or rupture) hyperacute (less than 24 hours), acute (1 to 14 days), or subacute (15 to 90 days); OR 2.2 Uncomplicated with high-risk features (refractory pain, refractory hypertension, bloody pleural effusion, aortic diameter of more than 40 mm, imaging evidence of malperfusion, entry tear on lesser curvature, or false lumen of more than 22 mm). 3 Patients with traumatic aortic injury who do not have contraindications to endovascular repair.
Vascular | Endovascular aortic repair | Aortic stent graft package | TEVAR package | Terumo Aortic | RelayPro Thoracic Stent-Graft System (Non-Bare Stent Configuration) | 28-N4-28-150-26S | Standalone | DE0503702 | 1 Patients with thoracic aortic aneurysm (TAA; ruptured or unruptured) who are not suitable for OSR and are: 1.1 symptomatic; OR 1.2 asymptomatic and with an aneurysm of 5.5 cm or larger (measured outer-to-outer maximum anterior-posterior aortic diameter); OR 1.3 asymptomatic and with an aneurysm that has grown by more than 1 cm in one year (measured outer-to-outer maximum anterior-posterior aortic diameter). 2 Patients with type B aortic dissection (TBAD) with suitable anatomy for TEVAR and the TBAD is: 2.1 Complicated (presence of malperfusion syndrome or rupture) hyperacute (less than 24 hours), acute (1 to 14 days), or subacute (15 to 90 days); OR 2.2 Uncomplicated with high-risk features (refractory pain, refractory hypertension, bloody pleural effusion, aortic diameter of more than 40 mm, imaging evidence of malperfusion, entry tear on lesser curvature, or false lumen of more than 22 mm). 3 Patients with traumatic aortic injury who do not have contraindications to endovascular repair.
Vascular | Endovascular aortic repair | Aortic stent graft package | TEVAR package | Terumo Aortic | RelayPro Thoracic Stent-Graft System (Non-Bare Stent Configuration) | 28-N4-28-170-26S | Standalone | DE0503702 | 1 Patients with thoracic aortic aneurysm (TAA; ruptured or unruptured) who are not suitable for OSR and are: 1.1 symptomatic; OR 1.2 asymptomatic and with an aneurysm of 5.5 cm or larger (measured outer-to-outer maximum anterior-posterior aortic diameter); OR 1.3 asymptomatic and with an aneurysm that has grown by more than 1 cm in one year (measured outer-to-outer maximum anterior-posterior aortic diameter). 2 Patients with type B aortic dissection (TBAD) with suitable anatomy for TEVAR and the TBAD is: 2.1 Complicated (presence of malperfusion syndrome or rupture) hyperacute (less than 24 hours), acute (1 to 14 days), or subacute (15 to 90 days); OR 2.2 Uncomplicated with high-risk features (refractory pain, refractory hypertension, bloody pleural effusion, aortic diameter of more than 40 mm, imaging evidence of malperfusion, entry tear on lesser curvature, or false lumen of more than 22 mm). 3 Patients with traumatic aortic injury who do not have contraindications to endovascular repair.
Vascular | Endovascular aortic repair | Aortic stent graft package | TEVAR package | Terumo Aortic | RelayPro Thoracic Stent-Graft System (Non-Bare Stent Configuration) | 28-N4-28-190-26S | Standalone | DE0503702 | 1 Patients with thoracic aortic aneurysm (TAA; ruptured or unruptured) who are not suitable for OSR and are: 1.1 symptomatic; OR 1.2 asymptomatic and with an aneurysm of 5.5 cm or larger (measured outer-to-outer maximum anterior-posterior aortic diameter); OR 1.3 asymptomatic and with an aneurysm that has grown by more than 1 cm in one year (measured outer-to-outer maximum anterior-posterior aortic diameter). 2 Patients with type B aortic dissection (TBAD) with suitable anatomy for TEVAR and the TBAD is: 2.1 Complicated (presence of malperfusion syndrome or rupture) hyperacute (less than 24 hours), acute (1 to 14 days), or subacute (15 to 90 days); OR 2.2 Uncomplicated with high-risk features (refractory pain, refractory hypertension, bloody pleural effusion, aortic diameter of more than 40 mm, imaging evidence of malperfusion, entry tear on lesser curvature, or false lumen of more than 22 mm). 3 Patients with traumatic aortic injury who do not have contraindications to endovascular repair.
Vascular | Endovascular aortic repair | Aortic stent graft package | TEVAR package | Terumo Aortic | RelayPro Thoracic Stent-Graft System (Non-Bare Stent Configuration) | 28-N4-28-210-26S | Standalone | DE0503702 | 1 Patients with thoracic aortic aneurysm (TAA; ruptured or unruptured) who are not suitable for OSR and are: 1.1 symptomatic; OR 1.2 asymptomatic and with an aneurysm of 5.5 cm or larger (measured outer-to-outer maximum anterior-posterior aortic diameter); OR 1.3 asymptomatic and with an aneurysm that has grown by more than 1 cm in one year (measured outer-to-outer maximum anterior-posterior aortic diameter). 2 Patients with type B aortic dissection (TBAD) with suitable anatomy for TEVAR and the TBAD is: 2.1 Complicated (presence of malperfusion syndrome or rupture) hyperacute (less than 24 hours), acute (1 to 14 days), or subacute (15 to 90 days); OR 2.2 Uncomplicated with high-risk features (refractory pain, refractory hypertension, bloody pleural effusion, aortic diameter of more than 40 mm, imaging evidence of malperfusion, entry tear on lesser curvature, or false lumen of more than 22 mm). 3 Patients with traumatic aortic injury who do not have contraindications to endovascular repair.
Vascular | Endovascular aortic repair | Aortic stent graft package | TEVAR package | Terumo Aortic | RelayPro Thoracic Stent-Graft System (Non-Bare Stent Configuration) | 28-N4-28-230-26S | Standalone | DE0503702 | 1 Patients with thoracic aortic aneurysm (TAA; ruptured or unruptured) who are not suitable for OSR and are: 1.1 symptomatic; OR 1.2 asymptomatic and with an aneurysm of 5.5 cm or larger (measured outer-to-outer maximum anterior-posterior aortic diameter); OR 1.3 asymptomatic and with an aneurysm that has grown by more than 1 cm in one year (measured outer-to-outer maximum anterior-posterior aortic diameter). 2 Patients with type B aortic dissection (TBAD) with suitable anatomy for TEVAR and the TBAD is: 2.1 Complicated (presence of malperfusion syndrome or rupture) hyperacute (less than 24 hours), acute (1 to 14 days), or subacute (15 to 90 days); OR 2.2 Uncomplicated with high-risk features (refractory pain, refractory hypertension, bloody pleural effusion, aortic diameter of more than 40 mm, imaging evidence of malperfusion, entry tear on lesser curvature, or false lumen of more than 22 mm). 3 Patients with traumatic aortic injury who do not have contraindications to endovascular repair.
Vascular | Endovascular aortic repair | Aortic stent graft package | TEVAR package | Terumo Aortic | RelayPro Thoracic Stent-Graft System (Non-Bare Stent Configuration) | 28-N4-28-250-26S | Standalone | DE0503702 | 1 Patients with thoracic aortic aneurysm (TAA; ruptured or unruptured) who are not suitable for OSR and are: 1.1 symptomatic; OR 1.2 asymptomatic and with an aneurysm of 5.5 cm or larger (measured outer-to-outer maximum anterior-posterior aortic diameter); OR 1.3 asymptomatic and with an aneurysm that has grown by more than 1 cm in one year (measured outer-to-outer maximum anterior-posterior aortic diameter). 2 Patients with type B aortic dissection (TBAD) with suitable anatomy for TEVAR and the TBAD is: 2.1 Complicated (presence of malperfusion syndrome or rupture) hyperacute (less than 24 hours), acute (1 to 14 days), or subacute (15 to 90 days); OR 2.2 Uncomplicated with high-risk features (refractory pain, refractory hypertension, bloody pleural effusion, aortic diameter of more than 40 mm, imaging evidence of malperfusion, entry tear on lesser curvature, or false lumen of more than 22 mm). 3 Patients with traumatic aortic injury who do not have contraindications to endovascular repair.
Vascular | Endovascular aortic repair | Aortic stent graft package | TEVAR package | Terumo Aortic | RelayPro Thoracic Stent-Graft System (Non-Bare Stent Configuration) | 28-N4-30-090-26S | Standalone | DE0503702 | 1 Patients with thoracic aortic aneurysm (TAA; ruptured or unruptured) who are not suitable for OSR and are: 1.1 symptomatic; OR 1.2 asymptomatic and with an aneurysm of 5.5 cm or larger (measured outer-to-outer maximum anterior-posterior aortic diameter); OR 1.3 asymptomatic and with an aneurysm that has grown by more than 1 cm in one year (measured outer-to-outer maximum anterior-posterior aortic diameter). 2 Patients with type B aortic dissection (TBAD) with suitable anatomy for TEVAR and the TBAD is: 2.1 Complicated (presence of malperfusion syndrome or rupture) hyperacute (less than 24 hours), acute (1 to 14 days), or subacute (15 to 90 days); OR 2.2 Uncomplicated with high-risk features (refractory pain, refractory hypertension, bloody pleural effusion, aortic diameter of more than 40 mm, imaging evidence of malperfusion, entry tear on lesser curvature, or false lumen of more than 22 mm). 3 Patients with traumatic aortic injury who do not have contraindications to endovascular repair.
Vascular | Endovascular aortic repair | Aortic stent graft package | TEVAR package | Terumo Aortic | RelayPro Thoracic Stent-Graft System (Non-Bare Stent Configuration) | 28-N4-30-110-26S | Standalone | DE0503702 | 1 Patients with thoracic aortic aneurysm (TAA; ruptured or unruptured) who are not suitable for OSR and are: 1.1 symptomatic; OR 1.2 asymptomatic and with an aneurysm of 5.5 cm or larger (measured outer-to-outer maximum anterior-posterior aortic diameter); OR 1.3 asymptomatic and with an aneurysm that has grown by more than 1 cm in one year (measured outer-to-outer maximum anterior-posterior aortic diameter). 2 Patients with type B aortic dissection (TBAD) with suitable anatomy for TEVAR and the TBAD is: 2.1 Complicated (presence of malperfusion syndrome or rupture) hyperacute (less than 24 hours), acute (1 to 14 days), or subacute (15 to 90 days); OR 2.2 Uncomplicated with high-risk features (refractory pain, refractory hypertension, bloody pleural effusion, aortic diameter of more than 40 mm, imaging evidence of malperfusion, entry tear on lesser curvature, or false lumen of more than 22 mm). 3 Patients with traumatic aortic injury who do not have contraindications to endovascular repair.
Vascular | Endovascular aortic repair | Aortic stent graft package | TEVAR package | Terumo Aortic | RelayPro Thoracic Stent-Graft System (Non-Bare Stent Configuration) | 28-N4-30-130-26S | Standalone | DE0503702 | 1 Patients with thoracic aortic aneurysm (TAA; ruptured or unruptured) who are not suitable for OSR and are: 1.1 symptomatic; OR 1.2 asymptomatic and with an aneurysm of 5.5 cm or larger (measured outer-to-outer maximum anterior-posterior aortic diameter); OR 1.3 asymptomatic and with an aneurysm that has grown by more than 1 cm in one year (measured outer-to-outer maximum anterior-posterior aortic diameter). 2 Patients with type B aortic dissection (TBAD) with suitable anatomy for TEVAR and the TBAD is: 2.1 Complicated (presence of malperfusion syndrome or rupture) hyperacute (less than 24 hours), acute (1 to 14 days), or subacute (15 to 90 days); OR 2.2 Uncomplicated with high-risk features (refractory pain, refractory hypertension, bloody pleural effusion, aortic diameter of more than 40 mm, imaging evidence of malperfusion, entry tear on lesser curvature, or false lumen of more than 22 mm). 3 Patients with traumatic aortic injury who do not have contraindications to endovascular repair.
Vascular | Endovascular aortic repair | Aortic stent graft package | TEVAR package | Terumo Aortic | RelayPro Thoracic Stent-Graft System (Non-Bare Stent Configuration) | 28-N4-30-150-26S | Standalone | DE0503702 | 1 Patients with thoracic aortic aneurysm (TAA; ruptured or unruptured) who are not suitable for OSR and are: 1.1 symptomatic; OR 1.2 asymptomatic and with an aneurysm of 5.5 cm or larger (measured outer-to-outer maximum anterior-posterior aortic diameter); OR 1.3 asymptomatic and with an aneurysm that has grown by more than 1 cm in one year (measured outer-to-outer maximum anterior-posterior aortic diameter). 2 Patients with type B aortic dissection (TBAD) with suitable anatomy for TEVAR and the TBAD is: 2.1 Complicated (presence of malperfusion syndrome or rupture) hyperacute (less than 24 hours), acute (1 to 14 days), or subacute (15 to 90 days); OR 2.2 Uncomplicated with high-risk features (refractory pain, refractory hypertension, bloody pleural effusion, aortic diameter of more than 40 mm, imaging evidence of malperfusion, entry tear on lesser curvature, or false lumen of more than 22 mm). 3 Patients with traumatic aortic injury who do not have contraindications to endovascular repair.
Vascular | Endovascular aortic repair | Aortic stent graft package | TEVAR package | Terumo Aortic | RelayPro Thoracic Stent-Graft System (Non-Bare Stent Configuration) | 28-N4-30-164-26S | Standalone | DE0503702 | 1 Patients with thoracic aortic aneurysm (TAA; ruptured or unruptured) who are not suitable for OSR and are: 1.1 symptomatic; OR 1.2 asymptomatic and with an aneurysm of 5.5 cm or larger (measured outer-to-outer maximum anterior-posterior aortic diameter); OR 1.3 asymptomatic and with an aneurysm that has grown by more than 1 cm in one year (measured outer-to-outer maximum anterior-posterior aortic diameter). 2 Patients with type B aortic dissection (TBAD) with suitable anatomy for TEVAR and the TBAD is: 2.1 Complicated (presence of malperfusion syndrome or rupture) hyperacute (less than 24 hours), acute (1 to 14 days), or subacute (15 to 90 days); OR 2.2 Uncomplicated with high-risk features (refractory pain, refractory hypertension, bloody pleural effusion, aortic diameter of more than 40 mm, imaging evidence of malperfusion, entry tear on lesser curvature, or false lumen of more than 22 mm). 3 Patients with traumatic aortic injury who do not have contraindications to endovascular repair.
Vascular | Endovascular aortic repair | Aortic stent graft package | TEVAR package | Terumo Aortic | RelayPro Thoracic Stent-Graft System (Non-Bare Stent Configuration) | 28-N4-30-190-26S | Standalone | DE0503702 | 1 Patients with thoracic aortic aneurysm (TAA; ruptured or unruptured) who are not suitable for OSR and are: 1.1 symptomatic; OR 1.2 asymptomatic and with an aneurysm of 5.5 cm or larger (measured outer-to-outer maximum anterior-posterior aortic diameter); OR 1.3 asymptomatic and with an aneurysm that has grown by more than 1 cm in one year (measured outer-to-outer maximum anterior-posterior aortic diameter). 2 Patients with type B aortic dissection (TBAD) with suitable anatomy for TEVAR and the TBAD is: 2.1 Complicated (presence of malperfusion syndrome or rupture) hyperacute (less than 24 hours), acute (1 to 14 days), or subacute (15 to 90 days); OR 2.2 Uncomplicated with high-risk features (refractory pain, refractory hypertension, bloody pleural effusion, aortic diameter of more than 40 mm, imaging evidence of malperfusion, entry tear on lesser curvature, or false lumen of more than 22 mm). 3 Patients with traumatic aortic injury who do not have contraindications to endovascular repair.
Vascular | Endovascular aortic repair | Aortic stent graft package | TEVAR package | Terumo Aortic | RelayPro Thoracic Stent-Graft System (Non-Bare Stent Configuration) | 28-N4-30-209-26S | Standalone | DE0503702 | 1 Patients with thoracic aortic aneurysm (TAA; ruptured or unruptured) who are not suitable for OSR and are: 1.1 symptomatic; OR 1.2 asymptomatic and with an aneurysm of 5.5 cm or larger (measured outer-to-outer maximum anterior-posterior aortic diameter); OR 1.3 asymptomatic and with an aneurysm that has grown by more than 1 cm in one year (measured outer-to-outer maximum anterior-posterior aortic diameter). 2 Patients with type B aortic dissection (TBAD) with suitable anatomy for TEVAR and the TBAD is: 2.1 Complicated (presence of malperfusion syndrome or rupture) hyperacute (less than 24 hours), acute (1 to 14 days), or subacute (15 to 90 days); OR 2.2 Uncomplicated with high-risk features (refractory pain, refractory hypertension, bloody pleural effusion, aortic diameter of more than 40 mm, imaging evidence of malperfusion, entry tear on lesser curvature, or false lumen of more than 22 mm). 3 Patients with traumatic aortic injury who do not have contraindications to endovascular repair.
Vascular | Endovascular aortic repair | Aortic stent graft package | TEVAR package | Terumo Aortic | RelayPro Thoracic Stent-Graft System (Non-Bare Stent Configuration) | 28-N4-30-230-26S | Standalone | DE0503702 | 1 Patients with thoracic aortic aneurysm (TAA; ruptured or unruptured) who are not suitable for OSR and are: 1.1 symptomatic; OR 1.2 asymptomatic and with an aneurysm of 5.5 cm or larger (measured outer-to-outer maximum anterior-posterior aortic diameter); OR 1.3 asymptomatic and with an aneurysm that has grown by more than 1 cm in one year (measured outer-to-outer maximum anterior-posterior aortic diameter). 2 Patients with type B aortic dissection (TBAD) with suitable anatomy for TEVAR and the TBAD is: 2.1 Complicated (presence of malperfusion syndrome or rupture) hyperacute (less than 24 hours), acute (1 to 14 days), or subacute (15 to 90 days); OR 2.2 Uncomplicated with high-risk features (refractory pain, refractory hypertension, bloody pleural effusion, aortic diameter of more than 40 mm, imaging evidence of malperfusion, entry tear on lesser curvature, or false lumen of more than 22 mm). 3 Patients with traumatic aortic injury who do not have contraindications to endovascular repair.
Vascular | Endovascular aortic repair | Aortic stent graft package | TEVAR package | Terumo Aortic | RelayPro Thoracic Stent-Graft System (Non-Bare Stent Configuration) | 28-N4-30-259-26S | Standalone | DE0503702 | 1 Patients with thoracic aortic aneurysm (TAA; ruptured or unruptured) who are not suitable for OSR and are: 1.1 symptomatic; OR 1.2 asymptomatic and with an aneurysm of 5.5 cm or larger (measured outer-to-outer maximum anterior-posterior aortic diameter); OR 1.3 asymptomatic and with an aneurysm that has grown by more than 1 cm in one year (measured outer-to-outer maximum anterior-posterior aortic diameter). 2 Patients with type B aortic dissection (TBAD) with suitable anatomy for TEVAR and the TBAD is: 2.1 Complicated (presence of malperfusion syndrome or rupture) hyperacute (less than 24 hours), acute (1 to 14 days), or subacute (15 to 90 days); OR 2.2 Uncomplicated with high-risk features (refractory pain, refractory hypertension, bloody pleural effusion, aortic diameter of more than 40 mm, imaging evidence of malperfusion, entry tear on lesser curvature, or false lumen of more than 22 mm). 3 Patients with traumatic aortic injury who do not have contraindications to endovascular repair.
Vascular | Endovascular aortic repair | Aortic stent graft package | TEVAR package | Terumo Aortic | RelayPro Thoracic Stent-Graft System (Non-Bare Stent Configuration) | 28-N4-32-090-26S | Standalone | DE0503702 | 1 Patients with thoracic aortic aneurysm (TAA; ruptured or unruptured) who are not suitable for OSR and are: 1.1 symptomatic; OR 1.2 asymptomatic and with an aneurysm of 5.5 cm or larger (measured outer-to-outer maximum anterior-posterior aortic diameter); OR 1.3 asymptomatic and with an aneurysm that has grown by more than 1 cm in one year (measured outer-to-outer maximum anterior-posterior aortic diameter). 2 Patients with type B aortic dissection (TBAD) with suitable anatomy for TEVAR and the TBAD is: 2.1 Complicated (presence of malperfusion syndrome or rupture) hyperacute (less than 24 hours), acute (1 to 14 days), or subacute (15 to 90 days); OR 2.2 Uncomplicated with high-risk features (refractory pain, refractory hypertension, bloody pleural effusion, aortic diameter of more than 40 mm, imaging evidence of malperfusion, entry tear on lesser curvature, or false lumen of more than 22 mm). 3 Patients with traumatic aortic injury who do not have contraindications to endovascular repair.
Vascular | Endovascular aortic repair | Aortic stent graft package | TEVAR package | Terumo Aortic | RelayPro Thoracic Stent-Graft System (Non-Bare Stent Configuration) | 28-N4-32-110-26S | Standalone | DE0503702 | 1 Patients with thoracic aortic aneurysm (TAA; ruptured or unruptured) who are not suitable for OSR and are: 1.1 symptomatic; OR 1.2 asymptomatic and with an aneurysm of 5.5 cm or larger (measured outer-to-outer maximum anterior-posterior aortic diameter); OR 1.3 asymptomatic and with an aneurysm that has grown by more than 1 cm in one year (measured outer-to-outer maximum anterior-posterior aortic diameter). 2 Patients with type B aortic dissection (TBAD) with suitable anatomy for TEVAR and the TBAD is: 2.1 Complicated (presence of malperfusion syndrome or rupture) hyperacute (less than 24 hours), acute (1 to 14 days), or subacute (15 to 90 days); OR 2.2 Uncomplicated with high-risk features (refractory pain, refractory hypertension, bloody pleural effusion, aortic diameter of more than 40 mm, imaging evidence of malperfusion, entry tear on lesser curvature, or false lumen of more than 22 mm). 3 Patients with traumatic aortic injury who do not have contraindications to endovascular repair.
Vascular | Endovascular aortic repair | Aortic stent graft package | TEVAR package | Terumo Aortic | RelayPro Thoracic Stent-Graft System (Non-Bare Stent Configuration) | 28-N4-32-130-26S | Standalone | DE0503702 | 1 Patients with thoracic aortic aneurysm (TAA; ruptured or unruptured) who are not suitable for OSR and are: 1.1 symptomatic; OR 1.2 asymptomatic and with an aneurysm of 5.5 cm or larger (measured outer-to-outer maximum anterior-posterior aortic diameter); OR 1.3 asymptomatic and with an aneurysm that has grown by more than 1 cm in one year (measured outer-to-outer maximum anterior-posterior aortic diameter). 2 Patients with type B aortic dissection (TBAD) with suitable anatomy for TEVAR and the TBAD is: 2.1 Complicated (presence of malperfusion syndrome or rupture) hyperacute (less than 24 hours), acute (1 to 14 days), or subacute (15 to 90 days); OR 2.2 Uncomplicated with high-risk features (refractory pain, refractory hypertension, bloody pleural effusion, aortic diameter of more than 40 mm, imaging evidence of malperfusion, entry tear on lesser curvature, or false lumen of more than 22 mm). 3 Patients with traumatic aortic injury who do not have contraindications to endovascular repair.
Vascular | Endovascular aortic repair | Aortic stent graft package | TEVAR package | Terumo Aortic | RelayPro Thoracic Stent-Graft System (Non-Bare Stent Configuration) | 28-N4-32-150-26S | Standalone | DE0503702 | 1 Patients with thoracic aortic aneurysm (TAA; ruptured or unruptured) who are not suitable for OSR and are: 1.1 symptomatic; OR 1.2 asymptomatic and with an aneurysm of 5.5 cm or larger (measured outer-to-outer maximum anterior-posterior aortic diameter); OR 1.3 asymptomatic and with an aneurysm that has grown by more than 1 cm in one year (measured outer-to-outer maximum anterior-posterior aortic diameter). 2 Patients with type B aortic dissection (TBAD) with suitable anatomy for TEVAR and the TBAD is: 2.1 Complicated (presence of malperfusion syndrome or rupture) hyperacute (less than 24 hours), acute (1 to 14 days), or subacute (15 to 90 days); OR 2.2 Uncomplicated with high-risk features (refractory pain, refractory hypertension, bloody pleural effusion, aortic diameter of more than 40 mm, imaging evidence of malperfusion, entry tear on lesser curvature, or false lumen of more than 22 mm). 3 Patients with traumatic aortic injury who do not have contraindications to endovascular repair.
Vascular | Endovascular aortic repair | Aortic stent graft package | TEVAR package | Terumo Aortic | RelayPro Thoracic Stent-Graft System (Non-Bare Stent Configuration) | 28-N4-32-170-26S | Standalone | DE0503702 | 1 Patients with thoracic aortic aneurysm (TAA; ruptured or unruptured) who are not suitable for OSR and are: 1.1 symptomatic; OR 1.2 asymptomatic and with an aneurysm of 5.5 cm or larger (measured outer-to-outer maximum anterior-posterior aortic diameter); OR 1.3 asymptomatic and with an aneurysm that has grown by more than 1 cm in one year (measured outer-to-outer maximum anterior-posterior aortic diameter). 2 Patients with type B aortic dissection (TBAD) with suitable anatomy for TEVAR and the TBAD is: 2.1 Complicated (presence of malperfusion syndrome or rupture) hyperacute (less than 24 hours), acute (1 to 14 days), or subacute (15 to 90 days); OR 2.2 Uncomplicated with high-risk features (refractory pain, refractory hypertension, bloody pleural effusion, aortic diameter of more than 40 mm, imaging evidence of malperfusion, entry tear on lesser curvature, or false lumen of more than 22 mm). 3 Patients with traumatic aortic injury who do not have contraindications to endovascular repair.
Vascular | Endovascular aortic repair | Aortic stent graft package | TEVAR package | Terumo Aortic | RelayPro Thoracic Stent-Graft System (Non-Bare Stent Configuration) | 28-N4-32-190-26S | Standalone | DE0503702 | 1 Patients with thoracic aortic aneurysm (TAA; ruptured or unruptured) who are not suitable for OSR and are: 1.1 symptomatic; OR 1.2 asymptomatic and with an aneurysm of 5.5 cm or larger (measured outer-to-outer maximum anterior-posterior aortic diameter); OR 1.3 asymptomatic and with an aneurysm that has grown by more than 1 cm in one year (measured outer-to-outer maximum anterior-posterior aortic diameter). 2 Patients with type B aortic dissection (TBAD) with suitable anatomy for TEVAR and the TBAD is: 2.1 Complicated (presence of malperfusion syndrome or rupture) hyperacute (less than 24 hours), acute (1 to 14 days), or subacute (15 to 90 days); OR 2.2 Uncomplicated with high-risk features (refractory pain, refractory hypertension, bloody pleural effusion, aortic diameter of more than 40 mm, imaging evidence of malperfusion, entry tear on lesser curvature, or false lumen of more than 22 mm). 3 Patients with traumatic aortic injury who do not have contraindications to endovascular repair.
Vascular | Endovascular aortic repair | Aortic stent graft package | TEVAR package | Terumo Aortic | RelayPro Thoracic Stent-Graft System (Non-Bare Stent Configuration) | 28-N4-32-210-26S | Standalone | DE0503702 | 1 Patients with thoracic aortic aneurysm (TAA; ruptured or unruptured) who are not suitable for OSR and are: 1.1 symptomatic; OR 1.2 asymptomatic and with an aneurysm of 5.5 cm or larger (measured outer-to-outer maximum anterior-posterior aortic diameter); OR 1.3 asymptomatic and with an aneurysm that has grown by more than 1 cm in one year (measured outer-to-outer maximum anterior-posterior aortic diameter). 2 Patients with type B aortic dissection (TBAD) with suitable anatomy for TEVAR and the TBAD is: 2.1 Complicated (presence of malperfusion syndrome or rupture) hyperacute (less than 24 hours), acute (1 to 14 days), or subacute (15 to 90 days); OR 2.2 Uncomplicated with high-risk features (refractory pain, refractory hypertension, bloody pleural effusion, aortic diameter of more than 40 mm, imaging evidence of malperfusion, entry tear on lesser curvature, or false lumen of more than 22 mm). 3 Patients with traumatic aortic injury who do not have contraindications to endovascular repair.
Vascular | Endovascular aortic repair | Aortic stent graft package | TEVAR package | Terumo Aortic | RelayPro Thoracic Stent-Graft System (Non-Bare Stent Configuration) | 28-N4-32-230-26S | Standalone | DE0503702 | 1 Patients with thoracic aortic aneurysm (TAA; ruptured or unruptured) who are not suitable for OSR and are: 1.1 symptomatic; OR 1.2 asymptomatic and with an aneurysm of 5.5 cm or larger (measured outer-to-outer maximum anterior-posterior aortic diameter); OR 1.3 asymptomatic and with an aneurysm that has grown by more than 1 cm in one year (measured outer-to-outer maximum anterior-posterior aortic diameter). 2 Patients with type B aortic dissection (TBAD) with suitable anatomy for TEVAR and the TBAD is: 2.1 Complicated (presence of malperfusion syndrome or rupture) hyperacute (less than 24 hours), acute (1 to 14 days), or subacute (15 to 90 days); OR 2.2 Uncomplicated with high-risk features (refractory pain, refractory hypertension, bloody pleural effusion, aortic diameter of more than 40 mm, imaging evidence of malperfusion, entry tear on lesser curvature, or false lumen of more than 22 mm). 3 Patients with traumatic aortic injury who do not have contraindications to endovascular repair.
Vascular | Endovascular aortic repair | Aortic stent graft package | TEVAR package | Terumo Aortic | RelayPro Thoracic Stent-Graft System (Non-Bare Stent Configuration) | 28-N4-32-250-26S | Standalone | DE0503702 | 1 Patients with thoracic aortic aneurysm (TAA; ruptured or unruptured) who are not suitable for OSR and are: 1.1 symptomatic; OR 1.2 asymptomatic and with an aneurysm of 5.5 cm or larger (measured outer-to-outer maximum anterior-posterior aortic diameter); OR 1.3 asymptomatic and with an aneurysm that has grown by more than 1 cm in one year (measured outer-to-outer maximum anterior-posterior aortic diameter). 2 Patients with type B aortic dissection (TBAD) with suitable anatomy for TEVAR and the TBAD is: 2.1 Complicated (presence of malperfusion syndrome or rupture) hyperacute (less than 24 hours), acute (1 to 14 days), or subacute (15 to 90 days); OR 2.2 Uncomplicated with high-risk features (refractory pain, refractory hypertension, bloody pleural effusion, aortic diameter of more than 40 mm, imaging evidence of malperfusion, entry tear on lesser curvature, or false lumen of more than 22 mm). 3 Patients with traumatic aortic injury who do not have contraindications to endovascular repair.
Vascular | Endovascular aortic repair | Aortic stent graft package | TEVAR package | Terumo Aortic | RelayPro Thoracic Stent-Graft System (Non-Bare Stent Configuration) | 28-N4-34-110-26S | Standalone | DE0503702 | 1 Patients with thoracic aortic aneurysm (TAA; ruptured or unruptured) who are not suitable for OSR and are: 1.1 symptomatic; OR 1.2 asymptomatic and with an aneurysm of 5.5 cm or larger (measured outer-to-outer maximum anterior-posterior aortic diameter); OR 1.3 asymptomatic and with an aneurysm that has grown by more than 1 cm in one year (measured outer-to-outer maximum anterior-posterior aortic diameter). 2 Patients with type B aortic dissection (TBAD) with suitable anatomy for TEVAR and the TBAD is: 2.1 Complicated (presence of malperfusion syndrome or rupture) hyperacute (less than 24 hours), acute (1 to 14 days), or subacute (15 to 90 days); OR 2.2 Uncomplicated with high-risk features (refractory pain, refractory hypertension, bloody pleural effusion, aortic diameter of more than 40 mm, imaging evidence of malperfusion, entry tear on lesser curvature, or false lumen of more than 22 mm). 3 Patients with traumatic aortic injury who do not have contraindications to endovascular repair.
Vascular | Endovascular aortic repair | Aortic stent graft package | TEVAR package | Terumo Aortic | RelayPro Thoracic Stent-Graft System (Non-Bare Stent Configuration) | 28-N4-34-130-26S | Standalone | DE0503702 | 1 Patients with thoracic aortic aneurysm (TAA; ruptured or unruptured) who are not suitable for OSR and are: 1.1 symptomatic; OR 1.2 asymptomatic and with an aneurysm of 5.5 cm or larger (measured outer-to-outer maximum anterior-posterior aortic diameter); OR 1.3 asymptomatic and with an aneurysm that has grown by more than 1 cm in one year (measured outer-to-outer maximum anterior-posterior aortic diameter). 2 Patients with type B aortic dissection (TBAD) with suitable anatomy for TEVAR and the TBAD is: 2.1 Complicated (presence of malperfusion syndrome or rupture) hyperacute (less than 24 hours), acute (1 to 14 days), or subacute (15 to 90 days); OR 2.2 Uncomplicated with high-risk features (refractory pain, refractory hypertension, bloody pleural effusion, aortic diameter of more than 40 mm, imaging evidence of malperfusion, entry tear on lesser curvature, or false lumen of more than 22 mm). 3 Patients with traumatic aortic injury who do not have contraindications to endovascular repair.
Vascular | Endovascular aortic repair | Aortic stent graft package | TEVAR package | Terumo Aortic | RelayPro Thoracic Stent-Graft System (Non-Bare Stent Configuration) | 28-N4-34-150-26S | Standalone | DE0503702 | 1 Patients with thoracic aortic aneurysm (TAA; ruptured or unruptured) who are not suitable for OSR and are: 1.1 symptomatic; OR 1.2 asymptomatic and with an aneurysm of 5.5 cm or larger (measured outer-to-outer maximum anterior-posterior aortic diameter); OR 1.3 asymptomatic and with an aneurysm that has grown by more than 1 cm in one year (measured outer-to-outer maximum anterior-posterior aortic diameter). 2 Patients with type B aortic dissection (TBAD) with suitable anatomy for TEVAR and the TBAD is: 2.1 Complicated (presence of malperfusion syndrome or rupture) hyperacute (less than 24 hours), acute (1 to 14 days), or subacute (15 to 90 days); OR 2.2 Uncomplicated with high-risk features (refractory pain, refractory hypertension, bloody pleural effusion, aortic diameter of more than 40 mm, imaging evidence of malperfusion, entry tear on lesser curvature, or false lumen of more than 22 mm). 3 Patients with traumatic aortic injury who do not have contraindications to endovascular repair.
Vascular | Endovascular aortic repair | Aortic stent graft package | TEVAR package | Terumo Aortic | RelayPro Thoracic Stent-Graft System (Non-Bare Stent Configuration) | 28-N4-34-170-26S | Standalone | DE0503702 | 1 Patients with thoracic aortic aneurysm (TAA; ruptured or unruptured) who are not suitable for OSR and are: 1.1 symptomatic; OR 1.2 asymptomatic and with an aneurysm of 5.5 cm or larger (measured outer-to-outer maximum anterior-posterior aortic diameter); OR 1.3 asymptomatic and with an aneurysm that has grown by more than 1 cm in one year (measured outer-to-outer maximum anterior-posterior aortic diameter). 2 Patients with type B aortic dissection (TBAD) with suitable anatomy for TEVAR and the TBAD is: 2.1 Complicated (presence of malperfusion syndrome or rupture) hyperacute (less than 24 hours), acute (1 to 14 days), or subacute (15 to 90 days); OR 2.2 Uncomplicated with high-risk features (refractory pain, refractory hypertension, bloody pleural effusion, aortic diameter of more than 40 mm, imaging evidence of malperfusion, entry tear on lesser curvature, or false lumen of more than 22 mm). 3 Patients with traumatic aortic injury who do not have contraindications to endovascular repair.
Vascular | Endovascular aortic repair | Aortic stent graft package | TEVAR package | Terumo Aortic | RelayPro Thoracic Stent-Graft System (Non-Bare Stent Configuration) | 28-N4-34-190-26S | Standalone | DE0503702 | 1 Patients with thoracic aortic aneurysm (TAA; ruptured or unruptured) who are not suitable for OSR and are: 1.1 symptomatic; OR 1.2 asymptomatic and with an aneurysm of 5.5 cm or larger (measured outer-to-outer maximum anterior-posterior aortic diameter); OR 1.3 asymptomatic and with an aneurysm that has grown by more than 1 cm in one year (measured outer-to-outer maximum anterior-posterior aortic diameter). 2 Patients with type B aortic dissection (TBAD) with suitable anatomy for TEVAR and the TBAD is: 2.1 Complicated (presence of malperfusion syndrome or rupture) hyperacute (less than 24 hours), acute (1 to 14 days), or subacute (15 to 90 days); OR 2.2 Uncomplicated with high-risk features (refractory pain, refractory hypertension, bloody pleural effusion, aortic diameter of more than 40 mm, imaging evidence of malperfusion, entry tear on lesser curvature, or false lumen of more than 22 mm). 3 Patients with traumatic aortic injury who do not have contraindications to endovascular repair.
Vascular | Endovascular aortic repair | Aortic stent graft package | TEVAR package | Terumo Aortic | RelayPro Thoracic Stent-Graft System (Non-Bare Stent Configuration) | 28-N4-34-210-26S | Standalone | DE0503702 | 1 Patients with thoracic aortic aneurysm (TAA; ruptured or unruptured) who are not suitable for OSR and are: 1.1 symptomatic; OR 1.2 asymptomatic and with an aneurysm of 5.5 cm or larger (measured outer-to-outer maximum anterior-posterior aortic diameter); OR 1.3 asymptomatic and with an aneurysm that has grown by more than 1 cm in one year (measured outer-to-outer maximum anterior-posterior aortic diameter). 2 Patients with type B aortic dissection (TBAD) with suitable anatomy for TEVAR and the TBAD is: 2.1 Complicated (presence of malperfusion syndrome or rupture) hyperacute (less than 24 hours), acute (1 to 14 days), or subacute (15 to 90 days); OR 2.2 Uncomplicated with high-risk features (refractory pain, refractory hypertension, bloody pleural effusion, aortic diameter of more than 40 mm, imaging evidence of malperfusion, entry tear on lesser curvature, or false lumen of more than 22 mm). 3 Patients with traumatic aortic injury who do not have contraindications to endovascular repair.
Vascular | Endovascular aortic repair | Aortic stent graft package | TEVAR package | Terumo Aortic | RelayPro Thoracic Stent-Graft System (Non-Bare Stent Configuration) | 28-N4-34-230-26S | Standalone | DE0503702 | 1 Patients with thoracic aortic aneurysm (TAA; ruptured or unruptured) who are not suitable for OSR and are: 1.1 symptomatic; OR 1.2 asymptomatic and with an aneurysm of 5.5 cm or larger (measured outer-to-outer maximum anterior-posterior aortic diameter); OR 1.3 asymptomatic and with an aneurysm that has grown by more than 1 cm in one year (measured outer-to-outer maximum anterior-posterior aortic diameter). 2 Patients with type B aortic dissection (TBAD) with suitable anatomy for TEVAR and the TBAD is: 2.1 Complicated (presence of malperfusion syndrome or rupture) hyperacute (less than 24 hours), acute (1 to 14 days), or subacute (15 to 90 days); OR 2.2 Uncomplicated with high-risk features (refractory pain, refractory hypertension, bloody pleural effusion, aortic diameter of more than 40 mm, imaging evidence of malperfusion, entry tear on lesser curvature, or false lumen of more than 22 mm). 3 Patients with traumatic aortic injury who do not have contraindications to endovascular repair.
Vascular | Endovascular aortic repair | Aortic stent graft package | TEVAR package | Terumo Aortic | RelayPro Thoracic Stent-Graft System (Non-Bare Stent Configuration) | 28-N4-34-250-26S | Standalone | DE0503702 | 1 Patients with thoracic aortic aneurysm (TAA; ruptured or unruptured) who are not suitable for OSR and are: 1.1 symptomatic; OR 1.2 asymptomatic and with an aneurysm of 5.5 cm or larger (measured outer-to-outer maximum anterior-posterior aortic diameter); OR 1.3 asymptomatic and with an aneurysm that has grown by more than 1 cm in one year (measured outer-to-outer maximum anterior-posterior aortic diameter). 2 Patients with type B aortic dissection (TBAD) with suitable anatomy for TEVAR and the TBAD is: 2.1 Complicated (presence of malperfusion syndrome or rupture) hyperacute (less than 24 hours), acute (1 to 14 days), or subacute (15 to 90 days); OR 2.2 Uncomplicated with high-risk features (refractory pain, refractory hypertension, bloody pleural effusion, aortic diameter of more than 40 mm, imaging evidence of malperfusion, entry tear on lesser curvature, or false lumen of more than 22 mm). 3 Patients with traumatic aortic injury who do not have contraindications to endovascular repair.
Vascular | Endovascular aortic repair | Aortic stent graft package | TEVAR package | Terumo Aortic | RelayPro Thoracic Stent-Graft System (Non-Bare Stent Configuration) | 28-N4-36-110-26S | Standalone | DE0503702 | 1 Patients with thoracic aortic aneurysm (TAA; ruptured or unruptured) who are not suitable for OSR and are: 1.1 symptomatic; OR 1.2 asymptomatic and with an aneurysm of 5.5 cm or larger (measured outer-to-outer maximum anterior-posterior aortic diameter); OR 1.3 asymptomatic and with an aneurysm that has grown by more than 1 cm in one year (measured outer-to-outer maximum anterior-posterior aortic diameter). 2 Patients with type B aortic dissection (TBAD) with suitable anatomy for TEVAR and the TBAD is: 2.1 Complicated (presence of malperfusion syndrome or rupture) hyperacute (less than 24 hours), acute (1 to 14 days), or subacute (15 to 90 days); OR 2.2 Uncomplicated with high-risk features (refractory pain, refractory hypertension, bloody pleural effusion, aortic diameter of more than 40 mm, imaging evidence of malperfusion, entry tear on lesser curvature, or false lumen of more than 22 mm). 3 Patients with traumatic aortic injury who do not have contraindications to endovascular repair.
Vascular | Endovascular aortic repair | Aortic stent graft package | TEVAR package | Terumo Aortic | RelayPro Thoracic Stent-Graft System (Non-Bare Stent Configuration) | 28-N4-36-130-26S | Standalone | DE0503702 | 1 Patients with thoracic aortic aneurysm (TAA; ruptured or unruptured) who are not suitable for OSR and are: 1.1 symptomatic; OR 1.2 asymptomatic and with an aneurysm of 5.5 cm or larger (measured outer-to-outer maximum anterior-posterior aortic diameter); OR 1.3 asymptomatic and with an aneurysm that has grown by more than 1 cm in one year (measured outer-to-outer maximum anterior-posterior aortic diameter). 2 Patients with type B aortic dissection (TBAD) with suitable anatomy for TEVAR and the TBAD is: 2.1 Complicated (presence of malperfusion syndrome or rupture) hyperacute (less than 24 hours), acute (1 to 14 days), or subacute (15 to 90 days); OR 2.2 Uncomplicated with high-risk features (refractory pain, refractory hypertension, bloody pleural effusion, aortic diameter of more than 40 mm, imaging evidence of malperfusion, entry tear on lesser curvature, or false lumen of more than 22 mm). 3 Patients with traumatic aortic injury who do not have contraindications to endovascular repair.
Vascular | Endovascular aortic repair | Aortic stent graft package | TEVAR package | Terumo Aortic | RelayPro Thoracic Stent-Graft System (Non-Bare Stent Configuration) | 28-N4-36-150-26S | Standalone | DE0503702 | 1 Patients with thoracic aortic aneurysm (TAA; ruptured or unruptured) who are not suitable for OSR and are: 1.1 symptomatic; OR 1.2 asymptomatic and with an aneurysm of 5.5 cm or larger (measured outer-to-outer maximum anterior-posterior aortic diameter); OR 1.3 asymptomatic and with an aneurysm that has grown by more than 1 cm in one year (measured outer-to-outer maximum anterior-posterior aortic diameter). 2 Patients with type B aortic dissection (TBAD) with suitable anatomy for TEVAR and the TBAD is: 2.1 Complicated (presence of malperfusion syndrome or rupture) hyperacute (less than 24 hours), acute (1 to 14 days), or subacute (15 to 90 days); OR 2.2 Uncomplicated with high-risk features (refractory pain, refractory hypertension, bloody pleural effusion, aortic diameter of more than 40 mm, imaging evidence of malperfusion, entry tear on lesser curvature, or false lumen of more than 22 mm). 3 Patients with traumatic aortic injury who do not have contraindications to endovascular repair.
Vascular | Endovascular aortic repair | Aortic stent graft package | TEVAR package | Terumo Aortic | RelayPro Thoracic Stent-Graft System (Non-Bare Stent Configuration) | 28-N4-36-170-26S | Standalone | DE0503702 | 1 Patients with thoracic aortic aneurysm (TAA; ruptured or unruptured) who are not suitable for OSR and are: 1.1 symptomatic; OR 1.2 asymptomatic and with an aneurysm of 5.5 cm or larger (measured outer-to-outer maximum anterior-posterior aortic diameter); OR 1.3 asymptomatic and with an aneurysm that has grown by more than 1 cm in one year (measured outer-to-outer maximum anterior-posterior aortic diameter). 2 Patients with type B aortic dissection (TBAD) with suitable anatomy for TEVAR and the TBAD is: 2.1 Complicated (presence of malperfusion syndrome or rupture) hyperacute (less than 24 hours), acute (1 to 14 days), or subacute (15 to 90 days); OR 2.2 Uncomplicated with high-risk features (refractory pain, refractory hypertension, bloody pleural effusion, aortic diameter of more than 40 mm, imaging evidence of malperfusion, entry tear on lesser curvature, or false lumen of more than 22 mm). 3 Patients with traumatic aortic injury who do not have contraindications to endovascular repair.
Vascular | Endovascular aortic repair | Aortic stent graft package | TEVAR package | Terumo Aortic | RelayPro Thoracic Stent-Graft System (Non-Bare Stent Configuration) | 28-N4-36-190-26S | Standalone | DE0503702 | 1 Patients with thoracic aortic aneurysm (TAA; ruptured or unruptured) who are not suitable for OSR and are: 1.1 symptomatic; OR 1.2 asymptomatic and with an aneurysm of 5.5 cm or larger (measured outer-to-outer maximum anterior-posterior aortic diameter); OR 1.3 asymptomatic and with an aneurysm that has grown by more than 1 cm in one year (measured outer-to-outer maximum anterior-posterior aortic diameter). 2 Patients with type B aortic dissection (TBAD) with suitable anatomy for TEVAR and the TBAD is: 2.1 Complicated (presence of malperfusion syndrome or rupture) hyperacute (less than 24 hours), acute (1 to 14 days), or subacute (15 to 90 days); OR 2.2 Uncomplicated with high-risk features (refractory pain, refractory hypertension, bloody pleural effusion, aortic diameter of more than 40 mm, imaging evidence of malperfusion, entry tear on lesser curvature, or false lumen of more than 22 mm). 3 Patients with traumatic aortic injury who do not have contraindications to endovascular repair.
Vascular | Endovascular aortic repair | Aortic stent graft package | TEVAR package | Terumo Aortic | RelayPro Thoracic Stent-Graft System (Non-Bare Stent Configuration) | 28-N4-36-210-26S | Standalone | DE0503702 | 1 Patients with thoracic aortic aneurysm (TAA; ruptured or unruptured) who are not suitable for OSR and are: 1.1 symptomatic; OR 1.2 asymptomatic and with an aneurysm of 5.5 cm or larger (measured outer-to-outer maximum anterior-posterior aortic diameter); OR 1.3 asymptomatic and with an aneurysm that has grown by more than 1 cm in one year (measured outer-to-outer maximum anterior-posterior aortic diameter). 2 Patients with type B aortic dissection (TBAD) with suitable anatomy for TEVAR and the TBAD is: 2.1 Complicated (presence of malperfusion syndrome or rupture) hyperacute (less than 24 hours), acute (1 to 14 days), or subacute (15 to 90 days); OR 2.2 Uncomplicated with high-risk features (refractory pain, refractory hypertension, bloody pleural effusion, aortic diameter of more than 40 mm, imaging evidence of malperfusion, entry tear on lesser curvature, or false lumen of more than 22 mm). 3 Patients with traumatic aortic injury who do not have contraindications to endovascular repair.
Vascular | Endovascular aortic repair | Aortic stent graft package | TEVAR package | Terumo Aortic | RelayPro Thoracic Stent-Graft System (Non-Bare Stent Configuration) | 28-N4-36-230-26S | Standalone | DE0503702 | 1 Patients with thoracic aortic aneurysm (TAA; ruptured or unruptured) who are not suitable for OSR and are: 1.1 symptomatic; OR 1.2 asymptomatic and with an aneurysm of 5.5 cm or larger (measured outer-to-outer maximum anterior-posterior aortic diameter); OR 1.3 asymptomatic and with an aneurysm that has grown by more than 1 cm in one year (measured outer-to-outer maximum anterior-posterior aortic diameter). 2 Patients with type B aortic dissection (TBAD) with suitable anatomy for TEVAR and the TBAD is: 2.1 Complicated (presence of malperfusion syndrome or rupture) hyperacute (less than 24 hours), acute (1 to 14 days), or subacute (15 to 90 days); OR 2.2 Uncomplicated with high-risk features (refractory pain, refractory hypertension, bloody pleural effusion, aortic diameter of more than 40 mm, imaging evidence of malperfusion, entry tear on lesser curvature, or false lumen of more than 22 mm). 3 Patients with traumatic aortic injury who do not have contraindications to endovascular repair.
Vascular | Endovascular aortic repair | Aortic stent graft package | TEVAR package | Terumo Aortic | RelayPro Thoracic Stent-Graft System (Non-Bare Stent Configuration) | 28-N4-36-250-26S | Standalone | DE0503702 | 1 Patients with thoracic aortic aneurysm (TAA; ruptured or unruptured) who are not suitable for OSR and are: 1.1 symptomatic; OR 1.2 asymptomatic and with an aneurysm of 5.5 cm or larger (measured outer-to-outer maximum anterior-posterior aortic diameter); OR 1.3 asymptomatic and with an aneurysm that has grown by more than 1 cm in one year (measured outer-to-outer maximum anterior-posterior aortic diameter). 2 Patients with type B aortic dissection (TBAD) with suitable anatomy for TEVAR and the TBAD is: 2.1 Complicated (presence of malperfusion syndrome or rupture) hyperacute (less than 24 hours), acute (1 to 14 days), or subacute (15 to 90 days); OR 2.2 Uncomplicated with high-risk features (refractory pain, refractory hypertension, bloody pleural effusion, aortic diameter of more than 40 mm, imaging evidence of malperfusion, entry tear on lesser curvature, or false lumen of more than 22 mm). 3 Patients with traumatic aortic injury who do not have contraindications to endovascular repair.
Vascular | Endovascular aortic repair | Aortic stent graft package | TEVAR package | Terumo Aortic | RelayPro Thoracic Stent-Graft System (Non-Bare Stent Configuration) | 28-N4-38-150-26S | Standalone | DE0503702 | 1 Patients with thoracic aortic aneurysm (TAA; ruptured or unruptured) who are not suitable for OSR and are: 1.1 symptomatic; OR 1.2 asymptomatic and with an aneurysm of 5.5 cm or larger (measured outer-to-outer maximum anterior-posterior aortic diameter); OR 1.3 asymptomatic and with an aneurysm that has grown by more than 1 cm in one year (measured outer-to-outer maximum anterior-posterior aortic diameter). 2 Patients with type B aortic dissection (TBAD) with suitable anatomy for TEVAR and the TBAD is: 2.1 Complicated (presence of malperfusion syndrome or rupture) hyperacute (less than 24 hours), acute (1 to 14 days), or subacute (15 to 90 days); OR 2.2 Uncomplicated with high-risk features (refractory pain, refractory hypertension, bloody pleural effusion, aortic diameter of more than 40 mm, imaging evidence of malperfusion, entry tear on lesser curvature, or false lumen of more than 22 mm). 3 Patients with traumatic aortic injury who do not have contraindications to endovascular repair.
Vascular | Endovascular aortic repair | Aortic stent graft package | TEVAR package | Terumo Aortic | RelayPro Thoracic Stent-Graft System (Non-Bare Stent Configuration) | 28-N4-38-170-26S | Standalone | DE0503702 | 1 Patients with thoracic aortic aneurysm (TAA; ruptured or unruptured) who are not suitable for OSR and are: 1.1 symptomatic; OR 1.2 asymptomatic and with an aneurysm of 5.5 cm or larger (measured outer-to-outer maximum anterior-posterior aortic diameter); OR 1.3 asymptomatic and with an aneurysm that has grown by more than 1 cm in one year (measured outer-to-outer maximum anterior-posterior aortic diameter). 2 Patients with type B aortic dissection (TBAD) with suitable anatomy for TEVAR and the TBAD is: 2.1 Complicated (presence of malperfusion syndrome or rupture) hyperacute (less than 24 hours), acute (1 to 14 days), or subacute (15 to 90 days); OR 2.2 Uncomplicated with high-risk features (refractory pain, refractory hypertension, bloody pleural effusion, aortic diameter of more than 40 mm, imaging evidence of malperfusion, entry tear on lesser curvature, or false lumen of more than 22 mm). 3 Patients with traumatic aortic injury who do not have contraindications to endovascular repair.
Vascular | Endovascular aortic repair | Aortic stent graft package | TEVAR package | Terumo Aortic | RelayPro Thoracic Stent-Graft System (Non-Bare Stent Configuration) | 28-N4-38-190-26S | Standalone | DE0503702 | 1 Patients with thoracic aortic aneurysm (TAA; ruptured or unruptured) who are not suitable for OSR and are: 1.1 symptomatic; OR 1.2 asymptomatic and with an aneurysm of 5.5 cm or larger (measured outer-to-outer maximum anterior-posterior aortic diameter); OR 1.3 asymptomatic and with an aneurysm that has grown by more than 1 cm in one year (measured outer-to-outer maximum anterior-posterior aortic diameter). 2 Patients with type B aortic dissection (TBAD) with suitable anatomy for TEVAR and the TBAD is: 2.1 Complicated (presence of malperfusion syndrome or rupture) hyperacute (less than 24 hours), acute (1 to 14 days), or subacute (15 to 90 days); OR 2.2 Uncomplicated with high-risk features (refractory pain, refractory hypertension, bloody pleural effusion, aortic diameter of more than 40 mm, imaging evidence of malperfusion, entry tear on lesser curvature, or false lumen of more than 22 mm). 3 Patients with traumatic aortic injury who do not have contraindications to endovascular repair.
Vascular | Endovascular aortic repair | Aortic stent graft package | TEVAR package | Terumo Aortic | RelayPro Thoracic Stent-Graft System (Non-Bare Stent Configuration) | 28-N4-38-210-26S | Standalone | DE0503702 | 1 Patients with thoracic aortic aneurysm (TAA; ruptured or unruptured) who are not suitable for OSR and are: 1.1 symptomatic; OR 1.2 asymptomatic and with an aneurysm of 5.5 cm or larger (measured outer-to-outer maximum anterior-posterior aortic diameter); OR 1.3 asymptomatic and with an aneurysm that has grown by more than 1 cm in one year (measured outer-to-outer maximum anterior-posterior aortic diameter). 2 Patients with type B aortic dissection (TBAD) with suitable anatomy for TEVAR and the TBAD is: 2.1 Complicated (presence of malperfusion syndrome or rupture) hyperacute (less than 24 hours), acute (1 to 14 days), or subacute (15 to 90 days); OR 2.2 Uncomplicated with high-risk features (refractory pain, refractory hypertension, bloody pleural effusion, aortic diameter of more than 40 mm, imaging evidence of malperfusion, entry tear on lesser curvature, or false lumen of more than 22 mm). 3 Patients with traumatic aortic injury who do not have contraindications to endovascular repair.
Vascular | Endovascular aortic repair | Aortic stent graft package | TEVAR package | Terumo Aortic | RelayPro Thoracic Stent-Graft System (Non-Bare Stent Configuration) | 28-N4-38-230-26S | Standalone | DE0503702 | 1 Patients with thoracic aortic aneurysm (TAA; ruptured or unruptured) who are not suitable for OSR and are: 1.1 symptomatic; OR 1.2 asymptomatic and with an aneurysm of 5.5 cm or larger (measured outer-to-outer maximum anterior-posterior aortic diameter); OR 1.3 asymptomatic and with an aneurysm that has grown by more than 1 cm in one year (measured outer-to-outer maximum anterior-posterior aortic diameter). 2 Patients with type B aortic dissection (TBAD) with suitable anatomy for TEVAR and the TBAD is: 2.1 Complicated (presence of malperfusion syndrome or rupture) hyperacute (less than 24 hours), acute (1 to 14 days), or subacute (15 to 90 days); OR 2.2 Uncomplicated with high-risk features (refractory pain, refractory hypertension, bloody pleural effusion, aortic diameter of more than 40 mm, imaging evidence of malperfusion, entry tear on lesser curvature, or false lumen of more than 22 mm). 3 Patients with traumatic aortic injury who do not have contraindications to endovascular repair.
Vascular | Endovascular aortic repair | Aortic stent graft package | TEVAR package | Terumo Aortic | RelayPro Thoracic Stent-Graft System (Non-Bare Stent Configuration) | 28-N4-38-250-26S | Standalone | DE0503702 | 1 Patients with thoracic aortic aneurysm (TAA; ruptured or unruptured) who are not suitable for OSR and are: 1.1 symptomatic; OR 1.2 asymptomatic and with an aneurysm of 5.5 cm or larger (measured outer-to-outer maximum anterior-posterior aortic diameter); OR 1.3 asymptomatic and with an aneurysm that has grown by more than 1 cm in one year (measured outer-to-outer maximum anterior-posterior aortic diameter). 2 Patients with type B aortic dissection (TBAD) with suitable anatomy for TEVAR and the TBAD is: 2.1 Complicated (presence of malperfusion syndrome or rupture) hyperacute (less than 24 hours), acute (1 to 14 days), or subacute (15 to 90 days); OR 2.2 Uncomplicated with high-risk features (refractory pain, refractory hypertension, bloody pleural effusion, aortic diameter of more than 40 mm, imaging evidence of malperfusion, entry tear on lesser curvature, or false lumen of more than 22 mm). 3 Patients with traumatic aortic injury who do not have contraindications to endovascular repair.
Vascular | Endovascular aortic repair | Aortic stent graft package | TEVAR package | Terumo Aortic | RelayPro Thoracic Stent-Graft System (Non-Bare Stent Configuration) | 28-N4-40-150-26S | Standalone | DE0503702 | 1 Patients with thoracic aortic aneurysm (TAA; ruptured or unruptured) who are not suitable for OSR and are: 1.1 symptomatic; OR 1.2 asymptomatic and with an aneurysm of 5.5 cm or larger (measured outer-to-outer maximum anterior-posterior aortic diameter); OR 1.3 asymptomatic and with an aneurysm that has grown by more than 1 cm in one year (measured outer-to-outer maximum anterior-posterior aortic diameter). 2 Patients with type B aortic dissection (TBAD) with suitable anatomy for TEVAR and the TBAD is: 2.1 Complicated (presence of malperfusion syndrome or rupture) hyperacute (less than 24 hours), acute (1 to 14 days), or subacute (15 to 90 days); OR 2.2 Uncomplicated with high-risk features (refractory pain, refractory hypertension, bloody pleural effusion, aortic diameter of more than 40 mm, imaging evidence of malperfusion, entry tear on lesser curvature, or false lumen of more than 22 mm). 3 Patients with traumatic aortic injury who do not have contraindications to endovascular repair.
Vascular | Endovascular aortic repair | Aortic stent graft package | TEVAR package | Terumo Aortic | RelayPro Thoracic Stent-Graft System (Non-Bare Stent Configuration) | 28-N4-40-170-26S | Standalone | DE0503702 | 1 Patients with thoracic aortic aneurysm (TAA; ruptured or unruptured) who are not suitable for OSR and are: 1.1 symptomatic; OR 1.2 asymptomatic and with an aneurysm of 5.5 cm or larger (measured outer-to-outer maximum anterior-posterior aortic diameter); OR 1.3 asymptomatic and with an aneurysm that has grown by more than 1 cm in one year (measured outer-to-outer maximum anterior-posterior aortic diameter). 2 Patients with type B aortic dissection (TBAD) with suitable anatomy for TEVAR and the TBAD is: 2.1 Complicated (presence of malperfusion syndrome or rupture) hyperacute (less than 24 hours), acute (1 to 14 days), or subacute (15 to 90 days); OR 2.2 Uncomplicated with high-risk features (refractory pain, refractory hypertension, bloody pleural effusion, aortic diameter of more than 40 mm, imaging evidence of malperfusion, entry tear on lesser curvature, or false lumen of more than 22 mm). 3 Patients with traumatic aortic injury who do not have contraindications to endovascular repair.
Vascular | Endovascular aortic repair | Aortic stent graft package | TEVAR package | Terumo Aortic | RelayPro Thoracic Stent-Graft System (Non-Bare Stent Configuration) | 28-N4-40-190-26S | Standalone | DE0503702 | 1 Patients with thoracic aortic aneurysm (TAA; ruptured or unruptured) who are not suitable for OSR and are: 1.1 symptomatic; OR 1.2 asymptomatic and with an aneurysm of 5.5 cm or larger (measured outer-to-outer maximum anterior-posterior aortic diameter); OR 1.3 asymptomatic and with an aneurysm that has grown by more than 1 cm in one year (measured outer-to-outer maximum anterior-posterior aortic diameter). 2 Patients with type B aortic dissection (TBAD) with suitable anatomy for TEVAR and the TBAD is: 2.1 Complicated (presence of malperfusion syndrome or rupture) hyperacute (less than 24 hours), acute (1 to 14 days), or subacute (15 to 90 days); OR 2.2 Uncomplicated with high-risk features (refractory pain, refractory hypertension, bloody pleural effusion, aortic diameter of more than 40 mm, imaging evidence of malperfusion, entry tear on lesser curvature, or false lumen of more than 22 mm). 3 Patients with traumatic aortic injury who do not have contraindications to endovascular repair.
Vascular | Endovascular aortic repair | Aortic stent graft package | TEVAR package | Terumo Aortic | RelayPro Thoracic Stent-Graft System (Non-Bare Stent Configuration) | 28-N4-40-210-26S | Standalone | DE0503702 | 1 Patients with thoracic aortic aneurysm (TAA; ruptured or unruptured) who are not suitable for OSR and are: 1.1 symptomatic; OR 1.2 asymptomatic and with an aneurysm of 5.5 cm or larger (measured outer-to-outer maximum anterior-posterior aortic diameter); OR 1.3 asymptomatic and with an aneurysm that has grown by more than 1 cm in one year (measured outer-to-outer maximum anterior-posterior aortic diameter). 2 Patients with type B aortic dissection (TBAD) with suitable anatomy for TEVAR and the TBAD is: 2.1 Complicated (presence of malperfusion syndrome or rupture) hyperacute (less than 24 hours), acute (1 to 14 days), or subacute (15 to 90 days); OR 2.2 Uncomplicated with high-risk features (refractory pain, refractory hypertension, bloody pleural effusion, aortic diameter of more than 40 mm, imaging evidence of malperfusion, entry tear on lesser curvature, or false lumen of more than 22 mm). 3 Patients with traumatic aortic injury who do not have contraindications to endovascular repair.
Vascular | Endovascular aortic repair | Aortic stent graft package | TEVAR package | Terumo Aortic | RelayPro Thoracic Stent-Graft System (Non-Bare Stent Configuration) | 28-N4-40-230-26S | Standalone | DE0503702 | 1 Patients with thoracic aortic aneurysm (TAA; ruptured or unruptured) who are not suitable for OSR and are: 1.1 symptomatic; OR 1.2 asymptomatic and with an aneurysm of 5.5 cm or larger (measured outer-to-outer maximum anterior-posterior aortic diameter); OR 1.3 asymptomatic and with an aneurysm that has grown by more than 1 cm in one year (measured outer-to-outer maximum anterior-posterior aortic diameter). 2 Patients with type B aortic dissection (TBAD) with suitable anatomy for TEVAR and the TBAD is: 2.1 Complicated (presence of malperfusion syndrome or rupture) hyperacute (less than 24 hours), acute (1 to 14 days), or subacute (15 to 90 days); OR 2.2 Uncomplicated with high-risk features (refractory pain, refractory hypertension, bloody pleural effusion, aortic diameter of more than 40 mm, imaging evidence of malperfusion, entry tear on lesser curvature, or false lumen of more than 22 mm). 3 Patients with traumatic aortic injury who do not have contraindications to endovascular repair.
Vascular | Endovascular aortic repair | Aortic stent graft package | TEVAR package | Terumo Aortic | RelayPro Thoracic Stent-Graft System (Non-Bare Stent Configuration) | 28-N4-40-250-26S | Standalone | DE0503702 | 1 Patients with thoracic aortic aneurysm (TAA; ruptured or unruptured) who are not suitable for OSR and are: 1.1 symptomatic; OR 1.2 asymptomatic and with an aneurysm of 5.5 cm or larger (measured outer-to-outer maximum anterior-posterior aortic diameter); OR 1.3 asymptomatic and with an aneurysm that has grown by more than 1 cm in one year (measured outer-to-outer maximum anterior-posterior aortic diameter). 2 Patients with type B aortic dissection (TBAD) with suitable anatomy for TEVAR and the TBAD is: 2.1 Complicated (presence of malperfusion syndrome or rupture) hyperacute (less than 24 hours), acute (1 to 14 days), or subacute (15 to 90 days); OR 2.2 Uncomplicated with high-risk features (refractory pain, refractory hypertension, bloody pleural effusion, aortic diameter of more than 40 mm, imaging evidence of malperfusion, entry tear on lesser curvature, or false lumen of more than 22 mm). 3 Patients with traumatic aortic injury who do not have contraindications to endovascular repair.
Vascular | Endovascular aortic repair | Aortic stent graft package | TEVAR package | Terumo Aortic | RelayPro Thoracic Stent-Graft System (Non-Bare Stent Configuration) | 28-N4-42-170-26S | Standalone | DE0503702 | 1 Patients with thoracic aortic aneurysm (TAA; ruptured or unruptured) who are not suitable for OSR and are: 1.1 symptomatic; OR 1.2 asymptomatic and with an aneurysm of 5.5 cm or larger (measured outer-to-outer maximum anterior-posterior aortic diameter); OR 1.3 asymptomatic and with an aneurysm that has grown by more than 1 cm in one year (measured outer-to-outer maximum anterior-posterior aortic diameter). 2 Patients with type B aortic dissection (TBAD) with suitable anatomy for TEVAR and the TBAD is: 2.1 Complicated (presence of malperfusion syndrome or rupture) hyperacute (less than 24 hours), acute (1 to 14 days), or subacute (15 to 90 days); OR 2.2 Uncomplicated with high-risk features (refractory pain, refractory hypertension, bloody pleural effusion, aortic diameter of more than 40 mm, imaging evidence of malperfusion, entry tear on lesser curvature, or false lumen of more than 22 mm). 3 Patients with traumatic aortic injury who do not have contraindications to endovascular repair.
Vascular | Endovascular aortic repair | Aortic stent graft package | TEVAR package | Terumo Aortic | RelayPro Thoracic Stent-Graft System (Non-Bare Stent Configuration) | 28-N4-42-190-26S | Standalone | DE0503702 | 1 Patients with thoracic aortic aneurysm (TAA; ruptured or unruptured) who are not suitable for OSR and are: 1.1 symptomatic; OR 1.2 asymptomatic and with an aneurysm of 5.5 cm or larger (measured outer-to-outer maximum anterior-posterior aortic diameter); OR 1.3 asymptomatic and with an aneurysm that has grown by more than 1 cm in one year (measured outer-to-outer maximum anterior-posterior aortic diameter). 2 Patients with type B aortic dissection (TBAD) with suitable anatomy for TEVAR and the TBAD is: 2.1 Complicated (presence of malperfusion syndrome or rupture) hyperacute (less than 24 hours), acute (1 to 14 days), or subacute (15 to 90 days); OR 2.2 Uncomplicated with high-risk features (refractory pain, refractory hypertension, bloody pleural effusion, aortic diameter of more than 40 mm, imaging evidence of malperfusion, entry tear on lesser curvature, or false lumen of more than 22 mm). 3 Patients with traumatic aortic injury who do not have contraindications to endovascular repair.
Vascular | Endovascular aortic repair | Aortic stent graft package | TEVAR package | Terumo Aortic | RelayPro Thoracic Stent-Graft System (Non-Bare Stent Configuration) | 28-N4-42-210-26S | Standalone | DE0503702 | 1 Patients with thoracic aortic aneurysm (TAA; ruptured or unruptured) who are not suitable for OSR and are: 1.1 symptomatic; OR 1.2 asymptomatic and with an aneurysm of 5.5 cm or larger (measured outer-to-outer maximum anterior-posterior aortic diameter); OR 1.3 asymptomatic and with an aneurysm that has grown by more than 1 cm in one year (measured outer-to-outer maximum anterior-posterior aortic diameter). 2 Patients with type B aortic dissection (TBAD) with suitable anatomy for TEVAR and the TBAD is: 2.1 Complicated (presence of malperfusion syndrome or rupture) hyperacute (less than 24 hours), acute (1 to 14 days), or subacute (15 to 90 days); OR 2.2 Uncomplicated with high-risk features (refractory pain, refractory hypertension, bloody pleural effusion, aortic diameter of more than 40 mm, imaging evidence of malperfusion, entry tear on lesser curvature, or false lumen of more than 22 mm). 3 Patients with traumatic aortic injury who do not have contraindications to endovascular repair.
Vascular | Endovascular aortic repair | Aortic stent graft package | TEVAR package | Terumo Aortic | RelayPro Thoracic Stent-Graft System (Non-Bare Stent Configuration) | 28-N4-42-230-26S | Standalone | DE0503702 | 1 Patients with thoracic aortic aneurysm (TAA; ruptured or unruptured) who are not suitable for OSR and are: 1.1 symptomatic; OR 1.2 asymptomatic and with an aneurysm of 5.5 cm or larger (measured outer-to-outer maximum anterior-posterior aortic diameter); OR 1.3 asymptomatic and with an aneurysm that has grown by more than 1 cm in one year (measured outer-to-outer maximum anterior-posterior aortic diameter). 2 Patients with type B aortic dissection (TBAD) with suitable anatomy for TEVAR and the TBAD is: 2.1 Complicated (presence of malperfusion syndrome or rupture) hyperacute (less than 24 hours), acute (1 to 14 days), or subacute (15 to 90 days); OR 2.2 Uncomplicated with high-risk features (refractory pain, refractory hypertension, bloody pleural effusion, aortic diameter of more than 40 mm, imaging evidence of malperfusion, entry tear on lesser curvature, or false lumen of more than 22 mm). 3 Patients with traumatic aortic injury who do not have contraindications to endovascular repair.
Vascular | Endovascular aortic repair | Aortic stent graft package | TEVAR package | Terumo Aortic | RelayPro Thoracic Stent-Graft System (Non-Bare Stent Configuration) | 28-N4-42-250-26S | Standalone | DE0503702 | 1 Patients with thoracic aortic aneurysm (TAA; ruptured or unruptured) who are not suitable for OSR and are: 1.1 symptomatic; OR 1.2 asymptomatic and with an aneurysm of 5.5 cm or larger (measured outer-to-outer maximum anterior-posterior aortic diameter); OR 1.3 asymptomatic and with an aneurysm that has grown by more than 1 cm in one year (measured outer-to-outer maximum anterior-posterior aortic diameter). 2 Patients with type B aortic dissection (TBAD) with suitable anatomy for TEVAR and the TBAD is: 2.1 Complicated (presence of malperfusion syndrome or rupture) hyperacute (less than 24 hours), acute (1 to 14 days), or subacute (15 to 90 days); OR 2.2 Uncomplicated with high-risk features (refractory pain, refractory hypertension, bloody pleural effusion, aortic diameter of more than 40 mm, imaging evidence of malperfusion, entry tear on lesser curvature, or false lumen of more than 22 mm). 3 Patients with traumatic aortic injury who do not have contraindications to endovascular repair.
Vascular | Endovascular aortic repair | Aortic stent graft package | TEVAR package | Terumo Aortic | RelayPro Thoracic Stent-Graft System (Non-Bare Stent Configuration) | 28-N4-44-190-26S | Standalone | DE0503702 | 1 Patients with thoracic aortic aneurysm (TAA; ruptured or unruptured) who are not suitable for OSR and are: 1.1 symptomatic; OR 1.2 asymptomatic and with an aneurysm of 5.5 cm or larger (measured outer-to-outer maximum anterior-posterior aortic diameter); OR 1.3 asymptomatic and with an aneurysm that has grown by more than 1 cm in one year (measured outer-to-outer maximum anterior-posterior aortic diameter). 2 Patients with type B aortic dissection (TBAD) with suitable anatomy for TEVAR and the TBAD is: 2.1 Complicated (presence of malperfusion syndrome or rupture) hyperacute (less than 24 hours), acute (1 to 14 days), or subacute (15 to 90 days); OR 2.2 Uncomplicated with high-risk features (refractory pain, refractory hypertension, bloody pleural effusion, aortic diameter of more than 40 mm, imaging evidence of malperfusion, entry tear on lesser curvature, or false lumen of more than 22 mm). 3 Patients with traumatic aortic injury who do not have contraindications to endovascular repair.
Vascular | Endovascular aortic repair | Aortic stent graft package | TEVAR package | Terumo Aortic | RelayPro Thoracic Stent-Graft System (Non-Bare Stent Configuration) | 28-N4-44-210-26S | Standalone | DE0503702 | 1 Patients with thoracic aortic aneurysm (TAA; ruptured or unruptured) who are not suitable for OSR and are: 1.1 symptomatic; OR 1.2 asymptomatic and with an aneurysm of 5.5 cm or larger (measured outer-to-outer maximum anterior-posterior aortic diameter); OR 1.3 asymptomatic and with an aneurysm that has grown by more than 1 cm in one year (measured outer-to-outer maximum anterior-posterior aortic diameter). 2 Patients with type B aortic dissection (TBAD) with suitable anatomy for TEVAR and the TBAD is: 2.1 Complicated (presence of malperfusion syndrome or rupture) hyperacute (less than 24 hours), acute (1 to 14 days), or subacute (15 to 90 days); OR 2.2 Uncomplicated with high-risk features (refractory pain, refractory hypertension, bloody pleural effusion, aortic diameter of more than 40 mm, imaging evidence of malperfusion, entry tear on lesser curvature, or false lumen of more than 22 mm). 3 Patients with traumatic aortic injury who do not have contraindications to endovascular repair.
Vascular | Endovascular aortic repair | Aortic stent graft package | TEVAR package | Terumo Aortic | RelayPro Thoracic Stent-Graft System (Non-Bare Stent Configuration) | 28-N4-44-230-26S | Standalone | DE0503702 | 1 Patients with thoracic aortic aneurysm (TAA; ruptured or unruptured) who are not suitable for OSR and are: 1.1 symptomatic; OR 1.2 asymptomatic and with an aneurysm of 5.5 cm or larger (measured outer-to-outer maximum anterior-posterior aortic diameter); OR 1.3 asymptomatic and with an aneurysm that has grown by more than 1 cm in one year (measured outer-to-outer maximum anterior-posterior aortic diameter). 2 Patients with type B aortic dissection (TBAD) with suitable anatomy for TEVAR and the TBAD is: 2.1 Complicated (presence of malperfusion syndrome or rupture) hyperacute (less than 24 hours), acute (1 to 14 days), or subacute (15 to 90 days); OR 2.2 Uncomplicated with high-risk features (refractory pain, refractory hypertension, bloody pleural effusion, aortic diameter of more than 40 mm, imaging evidence of malperfusion, entry tear on lesser curvature, or false lumen of more than 22 mm). 3 Patients with traumatic aortic injury who do not have contraindications to endovascular repair.
Vascular | Endovascular aortic repair | Aortic stent graft package | TEVAR package | Terumo Aortic | RelayPro Thoracic Stent-Graft System (Non-Bare Stent Configuration) | 28-N4-44-250-26S | Standalone | DE0503702 | 1 Patients with thoracic aortic aneurysm (TAA; ruptured or unruptured) who are not suitable for OSR and are: 1.1 symptomatic; OR 1.2 asymptomatic and with an aneurysm of 5.5 cm or larger (measured outer-to-outer maximum anterior-posterior aortic diameter); OR 1.3 asymptomatic and with an aneurysm that has grown by more than 1 cm in one year (measured outer-to-outer maximum anterior-posterior aortic diameter). 2 Patients with type B aortic dissection (TBAD) with suitable anatomy for TEVAR and the TBAD is: 2.1 Complicated (presence of malperfusion syndrome or rupture) hyperacute (less than 24 hours), acute (1 to 14 days), or subacute (15 to 90 days); OR 2.2 Uncomplicated with high-risk features (refractory pain, refractory hypertension, bloody pleural effusion, aortic diameter of more than 40 mm, imaging evidence of malperfusion, entry tear on lesser curvature, or false lumen of more than 22 mm). 3 Patients with traumatic aortic injury who do not have contraindications to endovascular repair.
Vascular | Endovascular aortic repair | Aortic stent graft package | TEVAR package | Terumo Aortic | RelayPro Thoracic Stent-Graft System (Non-Bare Stent Configuration) | 28-N4-22-090-28S | Standalone | DE0503702 | 1 Patients with thoracic aortic aneurysm (TAA; ruptured or unruptured) who are not suitable for OSR and are: 1.1 symptomatic; OR 1.2 asymptomatic and with an aneurysm of 5.5 cm or larger (measured outer-to-outer maximum anterior-posterior aortic diameter); OR 1.3 asymptomatic and with an aneurysm that has grown by more than 1 cm in one year (measured outer-to-outer maximum anterior-posterior aortic diameter). 2 Patients with type B aortic dissection (TBAD) with suitable anatomy for TEVAR and the TBAD is: 2.1 Complicated (presence of malperfusion syndrome or rupture) hyperacute (less than 24 hours), acute (1 to 14 days), or subacute (15 to 90 days); OR 2.2 Uncomplicated with high-risk features (refractory pain, refractory hypertension, bloody pleural effusion, aortic diameter of more than 40 mm, imaging evidence of malperfusion, entry tear on lesser curvature, or false lumen of more than 22 mm). 3 Patients with traumatic aortic injury who do not have contraindications to endovascular repair.
Vascular | Endovascular aortic repair | Aortic stent graft package | TEVAR package | Terumo Aortic | RelayPro Thoracic Stent-Graft System (Non-Bare Stent Configuration) | 28-N4-22-110-28S | Standalone | DE0503702 | 1 Patients with thoracic aortic aneurysm (TAA; ruptured or unruptured) who are not suitable for OSR and are: 1.1 symptomatic; OR 1.2 asymptomatic and with an aneurysm of 5.5 cm or larger (measured outer-to-outer maximum anterior-posterior aortic diameter); OR 1.3 asymptomatic and with an aneurysm that has grown by more than 1 cm in one year (measured outer-to-outer maximum anterior-posterior aortic diameter). 2 Patients with type B aortic dissection (TBAD) with suitable anatomy for TEVAR and the TBAD is: 2.1 Complicated (presence of malperfusion syndrome or rupture) hyperacute (less than 24 hours), acute (1 to 14 days), or subacute (15 to 90 days); OR 2.2 Uncomplicated with high-risk features (refractory pain, refractory hypertension, bloody pleural effusion, aortic diameter of more than 40 mm, imaging evidence of malperfusion, entry tear on lesser curvature, or false lumen of more than 22 mm). 3 Patients with traumatic aortic injury who do not have contraindications to endovascular repair.
Vascular | Endovascular aortic repair | Aortic stent graft package | TEVAR package | Terumo Aortic | RelayPro Thoracic Stent-Graft System (Non-Bare Stent Configuration) | 28-N4-22-130-28S | Standalone | DE0503702 | 1 Patients with thoracic aortic aneurysm (TAA; ruptured or unruptured) who are not suitable for OSR and are: 1.1 symptomatic; OR 1.2 asymptomatic and with an aneurysm of 5.5 cm or larger (measured outer-to-outer maximum anterior-posterior aortic diameter); OR 1.3 asymptomatic and with an aneurysm that has grown by more than 1 cm in one year (measured outer-to-outer maximum anterior-posterior aortic diameter). 2 Patients with type B aortic dissection (TBAD) with suitable anatomy for TEVAR and the TBAD is: 2.1 Complicated (presence of malperfusion syndrome or rupture) hyperacute (less than 24 hours), acute (1 to 14 days), or subacute (15 to 90 days); OR 2.2 Uncomplicated with high-risk features (refractory pain, refractory hypertension, bloody pleural effusion, aortic diameter of more than 40 mm, imaging evidence of malperfusion, entry tear on lesser curvature, or false lumen of more than 22 mm). 3 Patients with traumatic aortic injury who do not have contraindications to endovascular repair.
Vascular | Endovascular aortic repair | Aortic stent graft package | TEVAR package | Terumo Aortic | RelayPro Thoracic Stent-Graft System (Non-Bare Stent Configuration) | 28-N4-22-150-28S | Standalone | DE0503702 | 1 Patients with thoracic aortic aneurysm (TAA; ruptured or unruptured) who are not suitable for OSR and are: 1.1 symptomatic; OR 1.2 asymptomatic and with an aneurysm of 5.5 cm or larger (measured outer-to-outer maximum anterior-posterior aortic diameter); OR 1.3 asymptomatic and with an aneurysm that has grown by more than 1 cm in one year (measured outer-to-outer maximum anterior-posterior aortic diameter). 2 Patients with type B aortic dissection (TBAD) with suitable anatomy for TEVAR and the TBAD is: 2.1 Complicated (presence of malperfusion syndrome or rupture) hyperacute (less than 24 hours), acute (1 to 14 days), or subacute (15 to 90 days); OR 2.2 Uncomplicated with high-risk features (refractory pain, refractory hypertension, bloody pleural effusion, aortic diameter of more than 40 mm, imaging evidence of malperfusion, entry tear on lesser curvature, or false lumen of more than 22 mm). 3 Patients with traumatic aortic injury who do not have contraindications to endovascular repair.
Vascular | Endovascular aortic repair | Aortic stent graft package | TEVAR package | Terumo Aortic | RelayPro Thoracic Stent-Graft System (Non-Bare Stent Configuration) | 28-N4-22-170-28S | Standalone | DE0503702 | 1 Patients with thoracic aortic aneurysm (TAA; ruptured or unruptured) who are not suitable for OSR and are: 1.1 symptomatic; OR 1.2 asymptomatic and with an aneurysm of 5.5 cm or larger (measured outer-to-outer maximum anterior-posterior aortic diameter); OR 1.3 asymptomatic and with an aneurysm that has grown by more than 1 cm in one year (measured outer-to-outer maximum anterior-posterior aortic diameter). 2 Patients with type B aortic dissection (TBAD) with suitable anatomy for TEVAR and the TBAD is: 2.1 Complicated (presence of malperfusion syndrome or rupture) hyperacute (less than 24 hours), acute (1 to 14 days), or subacute (15 to 90 days); OR 2.2 Uncomplicated with high-risk features (refractory pain, refractory hypertension, bloody pleural effusion, aortic diameter of more than 40 mm, imaging evidence of malperfusion, entry tear on lesser curvature, or false lumen of more than 22 mm). 3 Patients with traumatic aortic injury who do not have contraindications to endovascular repair.
Vascular | Endovascular aortic repair | Aortic stent graft package | TEVAR package | Terumo Aortic | RelayPro Thoracic Stent-Graft System (Non-Bare Stent Configuration) | 28-N4-22-190-28S | Standalone | DE0503702 | 1 Patients with thoracic aortic aneurysm (TAA; ruptured or unruptured) who are not suitable for OSR and are: 1.1 symptomatic; OR 1.2 asymptomatic and with an aneurysm of 5.5 cm or larger (measured outer-to-outer maximum anterior-posterior aortic diameter); OR 1.3 asymptomatic and with an aneurysm that has grown by more than 1 cm in one year (measured outer-to-outer maximum anterior-posterior aortic diameter). 2 Patients with type B aortic dissection (TBAD) with suitable anatomy for TEVAR and the TBAD is: 2.1 Complicated (presence of malperfusion syndrome or rupture) hyperacute (less than 24 hours), acute (1 to 14 days), or subacute (15 to 90 days); OR 2.2 Uncomplicated with high-risk features (refractory pain, refractory hypertension, bloody pleural effusion, aortic diameter of more than 40 mm, imaging evidence of malperfusion, entry tear on lesser curvature, or false lumen of more than 22 mm). 3 Patients with traumatic aortic injury who do not have contraindications to endovascular repair.
Vascular | Endovascular aortic repair | Aortic stent graft package | TEVAR package | Terumo Aortic | RelayPro Thoracic Stent-Graft System (Non-Bare Stent Configuration) | 28-N4-22-210-28S | Standalone | DE0503702 | 1 Patients with thoracic aortic aneurysm (TAA; ruptured or unruptured) who are not suitable for OSR and are: 1.1 symptomatic; OR 1.2 asymptomatic and with an aneurysm of 5.5 cm or larger (measured outer-to-outer maximum anterior-posterior aortic diameter); OR 1.3 asymptomatic and with an aneurysm that has grown by more than 1 cm in one year (measured outer-to-outer maximum anterior-posterior aortic diameter). 2 Patients with type B aortic dissection (TBAD) with suitable anatomy for TEVAR and the TBAD is: 2.1 Complicated (presence of malperfusion syndrome or rupture) hyperacute (less than 24 hours), acute (1 to 14 days), or subacute (15 to 90 days); OR 2.2 Uncomplicated with high-risk features (refractory pain, refractory hypertension, bloody pleural effusion, aortic diameter of more than 40 mm, imaging evidence of malperfusion, entry tear on lesser curvature, or false lumen of more than 22 mm). 3 Patients with traumatic aortic injury who do not have contraindications to endovascular repair.
Vascular | Endovascular aortic repair | Aortic stent graft package | TEVAR package | Terumo Aortic | RelayPro Thoracic Stent-Graft System (Non-Bare Stent Configuration) | 28-N4-22-230-28S | Standalone | DE0503702 | 1 Patients with thoracic aortic aneurysm (TAA; ruptured or unruptured) who are not suitable for OSR and are: 1.1 symptomatic; OR 1.2 asymptomatic and with an aneurysm of 5.5 cm or larger (measured outer-to-outer maximum anterior-posterior aortic diameter); OR 1.3 asymptomatic and with an aneurysm that has grown by more than 1 cm in one year (measured outer-to-outer maximum anterior-posterior aortic diameter). 2 Patients with type B aortic dissection (TBAD) with suitable anatomy for TEVAR and the TBAD is: 2.1 Complicated (presence of malperfusion syndrome or rupture) hyperacute (less than 24 hours), acute (1 to 14 days), or subacute (15 to 90 days); OR 2.2 Uncomplicated with high-risk features (refractory pain, refractory hypertension, bloody pleural effusion, aortic diameter of more than 40 mm, imaging evidence of malperfusion, entry tear on lesser curvature, or false lumen of more than 22 mm). 3 Patients with traumatic aortic injury who do not have contraindications to endovascular repair.
Vascular | Endovascular aortic repair | Aortic stent graft package | TEVAR package | Terumo Aortic | RelayPro Thoracic Stent-Graft System (Non-Bare Stent Configuration) | 28-N4-22-250-28S | Standalone | DE0503702 | 1 Patients with thoracic aortic aneurysm (TAA; ruptured or unruptured) who are not suitable for OSR and are: 1.1 symptomatic; OR 1.2 asymptomatic and with an aneurysm of 5.5 cm or larger (measured outer-to-outer maximum anterior-posterior aortic diameter); OR 1.3 asymptomatic and with an aneurysm that has grown by more than 1 cm in one year (measured outer-to-outer maximum anterior-posterior aortic diameter). 2 Patients with type B aortic dissection (TBAD) with suitable anatomy for TEVAR and the TBAD is: 2.1 Complicated (presence of malperfusion syndrome or rupture) hyperacute (less than 24 hours), acute (1 to 14 days), or subacute (15 to 90 days); OR 2.2 Uncomplicated with high-risk features (refractory pain, refractory hypertension, bloody pleural effusion, aortic diameter of more than 40 mm, imaging evidence of malperfusion, entry tear on lesser curvature, or false lumen of more than 22 mm). 3 Patients with traumatic aortic injury who do not have contraindications to endovascular repair.
Vascular | Endovascular aortic repair | Aortic stent graft package | TEVAR package | Terumo Aortic | RelayPro Thoracic Stent-Graft System (Non-Bare Stent Configuration) | 28-N4-24-090-28S | Standalone | DE0503702 | 1 Patients with thoracic aortic aneurysm (TAA; ruptured or unruptured) who are not suitable for OSR and are: 1.1 symptomatic; OR 1.2 asymptomatic and with an aneurysm of 5.5 cm or larger (measured outer-to-outer maximum anterior-posterior aortic diameter); OR 1.3 asymptomatic and with an aneurysm that has grown by more than 1 cm in one year (measured outer-to-outer maximum anterior-posterior aortic diameter). 2 Patients with type B aortic dissection (TBAD) with suitable anatomy for TEVAR and the TBAD is: 2.1 Complicated (presence of malperfusion syndrome or rupture) hyperacute (less than 24 hours), acute (1 to 14 days), or subacute (15 to 90 days); OR 2.2 Uncomplicated with high-risk features (refractory pain, refractory hypertension, bloody pleural effusion, aortic diameter of more than 40 mm, imaging evidence of malperfusion, entry tear on lesser curvature, or false lumen of more than 22 mm). 3 Patients with traumatic aortic injury who do not have contraindications to endovascular repair.
Vascular | Endovascular aortic repair | Aortic stent graft package | TEVAR package | Terumo Aortic | RelayPro Thoracic Stent-Graft System (Non-Bare Stent Configuration) | 28-N4-24-110-28S | Standalone | DE0503702 | 1 Patients with thoracic aortic aneurysm (TAA; ruptured or unruptured) who are not suitable for OSR and are: 1.1 symptomatic; OR 1.2 asymptomatic and with an aneurysm of 5.5 cm or larger (measured outer-to-outer maximum anterior-posterior aortic diameter); OR 1.3 asymptomatic and with an aneurysm that has grown by more than 1 cm in one year (measured outer-to-outer maximum anterior-posterior aortic diameter). 2 Patients with type B aortic dissection (TBAD) with suitable anatomy for TEVAR and the TBAD is: 2.1 Complicated (presence of malperfusion syndrome or rupture) hyperacute (less than 24 hours), acute (1 to 14 days), or subacute (15 to 90 days); OR 2.2 Uncomplicated with high-risk features (refractory pain, refractory hypertension, bloody pleural effusion, aortic diameter of more than 40 mm, imaging evidence of malperfusion, entry tear on lesser curvature, or false lumen of more than 22 mm). 3 Patients with traumatic aortic injury who do not have contraindications to endovascular repair.
Vascular | Endovascular aortic repair | Aortic stent graft package | TEVAR package | Terumo Aortic | RelayPro Thoracic Stent-Graft System (Non-Bare Stent Configuration) | 28-N4-24-130-28S | Standalone | DE0503702 | 1 Patients with thoracic aortic aneurysm (TAA; ruptured or unruptured) who are not suitable for OSR and are: 1.1 symptomatic; OR 1.2 asymptomatic and with an aneurysm of 5.5 cm or larger (measured outer-to-outer maximum anterior-posterior aortic diameter); OR 1.3 asymptomatic and with an aneurysm that has grown by more than 1 cm in one year (measured outer-to-outer maximum anterior-posterior aortic diameter). 2 Patients with type B aortic dissection (TBAD) with suitable anatomy for TEVAR and the TBAD is: 2.1 Complicated (presence of malperfusion syndrome or rupture) hyperacute (less than 24 hours), acute (1 to 14 days), or subacute (15 to 90 days); OR 2.2 Uncomplicated with high-risk features (refractory pain, refractory hypertension, bloody pleural effusion, aortic diameter of more than 40 mm, imaging evidence of malperfusion, entry tear on lesser curvature, or false lumen of more than 22 mm). 3 Patients with traumatic aortic injury who do not have contraindications to endovascular repair.
Vascular | Endovascular aortic repair | Aortic stent graft package | TEVAR package | Terumo Aortic | RelayPro Thoracic Stent-Graft System (Non-Bare Stent Configuration) | 28-N4-24-150-28S | Standalone | DE0503702 | 1 Patients with thoracic aortic aneurysm (TAA; ruptured or unruptured) who are not suitable for OSR and are: 1.1 symptomatic; OR 1.2 asymptomatic and with an aneurysm of 5.5 cm or larger (measured outer-to-outer maximum anterior-posterior aortic diameter); OR 1.3 asymptomatic and with an aneurysm that has grown by more than 1 cm in one year (measured outer-to-outer maximum anterior-posterior aortic diameter). 2 Patients with type B aortic dissection (TBAD) with suitable anatomy for TEVAR and the TBAD is: 2.1 Complicated (presence of malperfusion syndrome or rupture) hyperacute (less than 24 hours), acute (1 to 14 days), or subacute (15 to 90 days); OR 2.2 Uncomplicated with high-risk features (refractory pain, refractory hypertension, bloody pleural effusion, aortic diameter of more than 40 mm, imaging evidence of malperfusion, entry tear on lesser curvature, or false lumen of more than 22 mm). 3 Patients with traumatic aortic injury who do not have contraindications to endovascular repair.
Vascular | Endovascular aortic repair | Aortic stent graft package | TEVAR package | Terumo Aortic | RelayPro Thoracic Stent-Graft System (Non-Bare Stent Configuration) | 28-N4-24-170-28S | Standalone | DE0503702 | 1 Patients with thoracic aortic aneurysm (TAA; ruptured or unruptured) who are not suitable for OSR and are: 1.1 symptomatic; OR 1.2 asymptomatic and with an aneurysm of 5.5 cm or larger (measured outer-to-outer maximum anterior-posterior aortic diameter); OR 1.3 asymptomatic and with an aneurysm that has grown by more than 1 cm in one year (measured outer-to-outer maximum anterior-posterior aortic diameter). 2 Patients with type B aortic dissection (TBAD) with suitable anatomy for TEVAR and the TBAD is: 2.1 Complicated (presence of malperfusion syndrome or rupture) hyperacute (less than 24 hours), acute (1 to 14 days), or subacute (15 to 90 days); OR 2.2 Uncomplicated with high-risk features (refractory pain, refractory hypertension, bloody pleural effusion, aortic diameter of more than 40 mm, imaging evidence of malperfusion, entry tear on lesser curvature, or false lumen of more than 22 mm). 3 Patients with traumatic aortic injury who do not have contraindications to endovascular repair.
Vascular | Endovascular aortic repair | Aortic stent graft package | TEVAR package | Terumo Aortic | RelayPro Thoracic Stent-Graft System (Non-Bare Stent Configuration) | 28-N4-24-190-28S | Standalone | DE0503702 | 1 Patients with thoracic aortic aneurysm (TAA; ruptured or unruptured) who are not suitable for OSR and are: 1.1 symptomatic; OR 1.2 asymptomatic and with an aneurysm of 5.5 cm or larger (measured outer-to-outer maximum anterior-posterior aortic diameter); OR 1.3 asymptomatic and with an aneurysm that has grown by more than 1 cm in one year (measured outer-to-outer maximum anterior-posterior aortic diameter). 2 Patients with type B aortic dissection (TBAD) with suitable anatomy for TEVAR and the TBAD is: 2.1 Complicated (presence of malperfusion syndrome or rupture) hyperacute (less than 24 hours), acute (1 to 14 days), or subacute (15 to 90 days); OR 2.2 Uncomplicated with high-risk features (refractory pain, refractory hypertension, bloody pleural effusion, aortic diameter of more than 40 mm, imaging evidence of malperfusion, entry tear on lesser curvature, or false lumen of more than 22 mm). 3 Patients with traumatic aortic injury who do not have contraindications to endovascular repair.
Vascular | Endovascular aortic repair | Aortic stent graft package | TEVAR package | Terumo Aortic | RelayPro Thoracic Stent-Graft System (Non-Bare Stent Configuration) | 28-N4-24-210-28S | Standalone | DE0503702 | 1 Patients with thoracic aortic aneurysm (TAA; ruptured or unruptured) who are not suitable for OSR and are: 1.1 symptomatic; OR 1.2 asymptomatic and with an aneurysm of 5.5 cm or larger (measured outer-to-outer maximum anterior-posterior aortic diameter); OR 1.3 asymptomatic and with an aneurysm that has grown by more than 1 cm in one year (measured outer-to-outer maximum anterior-posterior aortic diameter). 2 Patients with type B aortic dissection (TBAD) with suitable anatomy for TEVAR and the TBAD is: 2.1 Complicated (presence of malperfusion syndrome or rupture) hyperacute (less than 24 hours), acute (1 to 14 days), or subacute (15 to 90 days); OR 2.2 Uncomplicated with high-risk features (refractory pain, refractory hypertension, bloody pleural effusion, aortic diameter of more than 40 mm, imaging evidence of malperfusion, entry tear on lesser curvature, or false lumen of more than 22 mm). 3 Patients with traumatic aortic injury who do not have contraindications to endovascular repair.
Vascular | Endovascular aortic repair | Aortic stent graft package | TEVAR package | Terumo Aortic | RelayPro Thoracic Stent-Graft System (Non-Bare Stent Configuration) | 28-N4-24-230-28S | Standalone | DE0503702 | 1 Patients with thoracic aortic aneurysm (TAA; ruptured or unruptured) who are not suitable for OSR and are: 1.1 symptomatic; OR 1.2 asymptomatic and with an aneurysm of 5.5 cm or larger (measured outer-to-outer maximum anterior-posterior aortic diameter); OR 1.3 asymptomatic and with an aneurysm that has grown by more than 1 cm in one year (measured outer-to-outer maximum anterior-posterior aortic diameter). 2 Patients with type B aortic dissection (TBAD) with suitable anatomy for TEVAR and the TBAD is: 2.1 Complicated (presence of malperfusion syndrome or rupture) hyperacute (less than 24 hours), acute (1 to 14 days), or subacute (15 to 90 days); OR 2.2 Uncomplicated with high-risk features (refractory pain, refractory hypertension, bloody pleural effusion, aortic diameter of more than 40 mm, imaging evidence of malperfusion, entry tear on lesser curvature, or false lumen of more than 22 mm). 3 Patients with traumatic aortic injury who do not have contraindications to endovascular repair.
Vascular | Endovascular aortic repair | Aortic stent graft package | TEVAR package | Terumo Aortic | RelayPro Thoracic Stent-Graft System (Non-Bare Stent Configuration) | 28-N4-24-250-28S | Standalone | DE0503702 | 1 Patients with thoracic aortic aneurysm (TAA; ruptured or unruptured) who are not suitable for OSR and are: 1.1 symptomatic; OR 1.2 asymptomatic and with an aneurysm of 5.5 cm or larger (measured outer-to-outer maximum anterior-posterior aortic diameter); OR 1.3 asymptomatic and with an aneurysm that has grown by more than 1 cm in one year (measured outer-to-outer maximum anterior-posterior aortic diameter). 2 Patients with type B aortic dissection (TBAD) with suitable anatomy for TEVAR and the TBAD is: 2.1 Complicated (presence of malperfusion syndrome or rupture) hyperacute (less than 24 hours), acute (1 to 14 days), or subacute (15 to 90 days); OR 2.2 Uncomplicated with high-risk features (refractory pain, refractory hypertension, bloody pleural effusion, aortic diameter of more than 40 mm, imaging evidence of malperfusion, entry tear on lesser curvature, or false lumen of more than 22 mm). 3 Patients with traumatic aortic injury who do not have contraindications to endovascular repair.
Vascular | Endovascular aortic repair | Aortic stent graft package | TEVAR package | Terumo Aortic | RelayPro Thoracic Stent-Graft System (Non-Bare Stent Configuration) | 28-N4-26-090-28S | Standalone | DE0503702 | 1 Patients with thoracic aortic aneurysm (TAA; ruptured or unruptured) who are not suitable for OSR and are: 1.1 symptomatic; OR 1.2 asymptomatic and with an aneurysm of 5.5 cm or larger (measured outer-to-outer maximum anterior-posterior aortic diameter); OR 1.3 asymptomatic and with an aneurysm that has grown by more than 1 cm in one year (measured outer-to-outer maximum anterior-posterior aortic diameter). 2 Patients with type B aortic dissection (TBAD) with suitable anatomy for TEVAR and the TBAD is: 2.1 Complicated (presence of malperfusion syndrome or rupture) hyperacute (less than 24 hours), acute (1 to 14 days), or subacute (15 to 90 days); OR 2.2 Uncomplicated with high-risk features (refractory pain, refractory hypertension, bloody pleural effusion, aortic diameter of more than 40 mm, imaging evidence of malperfusion, entry tear on lesser curvature, or false lumen of more than 22 mm). 3 Patients with traumatic aortic injury who do not have contraindications to endovascular repair.
Vascular | Endovascular aortic repair | Aortic stent graft package | TEVAR package | Terumo Aortic | RelayPro Thoracic Stent-Graft System (Non-Bare Stent Configuration) | 28-N4-26-110-28S | Standalone | DE0503702 | 1 Patients with thoracic aortic aneurysm (TAA; ruptured or unruptured) who are not suitable for OSR and are: 1.1 symptomatic; OR 1.2 asymptomatic and with an aneurysm of 5.5 cm or larger (measured outer-to-outer maximum anterior-posterior aortic diameter); OR 1.3 asymptomatic and with an aneurysm that has grown by more than 1 cm in one year (measured outer-to-outer maximum anterior-posterior aortic diameter). 2 Patients with type B aortic dissection (TBAD) with suitable anatomy for TEVAR and the TBAD is: 2.1 Complicated (presence of malperfusion syndrome or rupture) hyperacute (less than 24 hours), acute (1 to 14 days), or subacute (15 to 90 days); OR 2.2 Uncomplicated with high-risk features (refractory pain, refractory hypertension, bloody pleural effusion, aortic diameter of more than 40 mm, imaging evidence of malperfusion, entry tear on lesser curvature, or false lumen of more than 22 mm). 3 Patients with traumatic aortic injury who do not have contraindications to endovascular repair.
Vascular | Endovascular aortic repair | Aortic stent graft package | TEVAR package | Terumo Aortic | RelayPro Thoracic Stent-Graft System (Non-Bare Stent Configuration) | 28-N4-26-130-28S | Standalone | DE0503702 | 1 Patients with thoracic aortic aneurysm (TAA; ruptured or unruptured) who are not suitable for OSR and are: 1.1 symptomatic; OR 1.2 asymptomatic and with an aneurysm of 5.5 cm or larger (measured outer-to-outer maximum anterior-posterior aortic diameter); OR 1.3 asymptomatic and with an aneurysm that has grown by more than 1 cm in one year (measured outer-to-outer maximum anterior-posterior aortic diameter). 2 Patients with type B aortic dissection (TBAD) with suitable anatomy for TEVAR and the TBAD is: 2.1 Complicated (presence of malperfusion syndrome or rupture) hyperacute (less than 24 hours), acute (1 to 14 days), or subacute (15 to 90 days); OR 2.2 Uncomplicated with high-risk features (refractory pain, refractory hypertension, bloody pleural effusion, aortic diameter of more than 40 mm, imaging evidence of malperfusion, entry tear on lesser curvature, or false lumen of more than 22 mm). 3 Patients with traumatic aortic injury who do not have contraindications to endovascular repair.
Vascular | Endovascular aortic repair | Aortic stent graft package | TEVAR package | Terumo Aortic | RelayPro Thoracic Stent-Graft System (Non-Bare Stent Configuration) | 28-N4-26-150-28S | Standalone | DE0503702 | 1 Patients with thoracic aortic aneurysm (TAA; ruptured or unruptured) who are not suitable for OSR and are: 1.1 symptomatic; OR 1.2 asymptomatic and with an aneurysm of 5.5 cm or larger (measured outer-to-outer maximum anterior-posterior aortic diameter); OR 1.3 asymptomatic and with an aneurysm that has grown by more than 1 cm in one year (measured outer-to-outer maximum anterior-posterior aortic diameter). 2 Patients with type B aortic dissection (TBAD) with suitable anatomy for TEVAR and the TBAD is: 2.1 Complicated (presence of malperfusion syndrome or rupture) hyperacute (less than 24 hours), acute (1 to 14 days), or subacute (15 to 90 days); OR 2.2 Uncomplicated with high-risk features (refractory pain, refractory hypertension, bloody pleural effusion, aortic diameter of more than 40 mm, imaging evidence of malperfusion, entry tear on lesser curvature, or false lumen of more than 22 mm). 3 Patients with traumatic aortic injury who do not have contraindications to endovascular repair.
Vascular | Endovascular aortic repair | Aortic stent graft package | TEVAR package | Terumo Aortic | RelayPro Thoracic Stent-Graft System (Non-Bare Stent Configuration) | 28-N4-26-170-28S | Standalone | DE0503702 | 1 Patients with thoracic aortic aneurysm (TAA; ruptured or unruptured) who are not suitable for OSR and are: 1.1 symptomatic; OR 1.2 asymptomatic and with an aneurysm of 5.5 cm or larger (measured outer-to-outer maximum anterior-posterior aortic diameter); OR 1.3 asymptomatic and with an aneurysm that has grown by more than 1 cm in one year (measured outer-to-outer maximum anterior-posterior aortic diameter). 2 Patients with type B aortic dissection (TBAD) with suitable anatomy for TEVAR and the TBAD is: 2.1 Complicated (presence of malperfusion syndrome or rupture) hyperacute (less than 24 hours), acute (1 to 14 days), or subacute (15 to 90 days); OR 2.2 Uncomplicated with high-risk features (refractory pain, refractory hypertension, bloody pleural effusion, aortic diameter of more than 40 mm, imaging evidence of malperfusion, entry tear on lesser curvature, or false lumen of more than 22 mm). 3 Patients with traumatic aortic injury who do not have contraindications to endovascular repair.
Vascular | Endovascular aortic repair | Aortic stent graft package | TEVAR package | Terumo Aortic | RelayPro Thoracic Stent-Graft System (Non-Bare Stent Configuration) | 28-N4-26-190-28S | Standalone | DE0503702 | 1 Patients with thoracic aortic aneurysm (TAA; ruptured or unruptured) who are not suitable for OSR and are: 1.1 symptomatic; OR 1.2 asymptomatic and with an aneurysm of 5.5 cm or larger (measured outer-to-outer maximum anterior-posterior aortic diameter); OR 1.3 asymptomatic and with an aneurysm that has grown by more than 1 cm in one year (measured outer-to-outer maximum anterior-posterior aortic diameter). 2 Patients with type B aortic dissection (TBAD) with suitable anatomy for TEVAR and the TBAD is: 2.1 Complicated (presence of malperfusion syndrome or rupture) hyperacute (less than 24 hours), acute (1 to 14 days), or subacute (15 to 90 days); OR 2.2 Uncomplicated with high-risk features (refractory pain, refractory hypertension, bloody pleural effusion, aortic diameter of more than 40 mm, imaging evidence of malperfusion, entry tear on lesser curvature, or false lumen of more than 22 mm). 3 Patients with traumatic aortic injury who do not have contraindications to endovascular repair.
Vascular | Endovascular aortic repair | Aortic stent graft package | TEVAR package | Terumo Aortic | RelayPro Thoracic Stent-Graft System (Non-Bare Stent Configuration) | 28-N4-26-210-28S | Standalone | DE0503702 | 1 Patients with thoracic aortic aneurysm (TAA; ruptured or unruptured) who are not suitable for OSR and are: 1.1 symptomatic; OR 1.2 asymptomatic and with an aneurysm of 5.5 cm or larger (measured outer-to-outer maximum anterior-posterior aortic diameter); OR 1.3 asymptomatic and with an aneurysm that has grown by more than 1 cm in one year (measured outer-to-outer maximum anterior-posterior aortic diameter). 2 Patients with type B aortic dissection (TBAD) with suitable anatomy for TEVAR and the TBAD is: 2.1 Complicated (presence of malperfusion syndrome or rupture) hyperacute (less than 24 hours), acute (1 to 14 days), or subacute (15 to 90 days); OR 2.2 Uncomplicated with high-risk features (refractory pain, refractory hypertension, bloody pleural effusion, aortic diameter of more than 40 mm, imaging evidence of malperfusion, entry tear on lesser curvature, or false lumen of more than 22 mm). 3 Patients with traumatic aortic injury who do not have contraindications to endovascular repair.
Vascular | Endovascular aortic repair | Aortic stent graft package | TEVAR package | Terumo Aortic | RelayPro Thoracic Stent-Graft System (Non-Bare Stent Configuration) | 28-N4-26-230-28S | Standalone | DE0503702 | 1 Patients with thoracic aortic aneurysm (TAA; ruptured or unruptured) who are not suitable for OSR and are: 1.1 symptomatic; OR 1.2 asymptomatic and with an aneurysm of 5.5 cm or larger (measured outer-to-outer maximum anterior-posterior aortic diameter); OR 1.3 asymptomatic and with an aneurysm that has grown by more than 1 cm in one year (measured outer-to-outer maximum anterior-posterior aortic diameter). 2 Patients with type B aortic dissection (TBAD) with suitable anatomy for TEVAR and the TBAD is: 2.1 Complicated (presence of malperfusion syndrome or rupture) hyperacute (less than 24 hours), acute (1 to 14 days), or subacute (15 to 90 days); OR 2.2 Uncomplicated with high-risk features (refractory pain, refractory hypertension, bloody pleural effusion, aortic diameter of more than 40 mm, imaging evidence of malperfusion, entry tear on lesser curvature, or false lumen of more than 22 mm). 3 Patients with traumatic aortic injury who do not have contraindications to endovascular repair.
Vascular | Endovascular aortic repair | Aortic stent graft package | TEVAR package | Terumo Aortic | RelayPro Thoracic Stent-Graft System (Non-Bare Stent Configuration) | 28-N4-26-250-28S | Standalone | DE0503702 | 1 Patients with thoracic aortic aneurysm (TAA; ruptured or unruptured) who are not suitable for OSR and are: 1.1 symptomatic; OR 1.2 asymptomatic and with an aneurysm of 5.5 cm or larger (measured outer-to-outer maximum anterior-posterior aortic diameter); OR 1.3 asymptomatic and with an aneurysm that has grown by more than 1 cm in one year (measured outer-to-outer maximum anterior-posterior aortic diameter). 2 Patients with type B aortic dissection (TBAD) with suitable anatomy for TEVAR and the TBAD is: 2.1 Complicated (presence of malperfusion syndrome or rupture) hyperacute (less than 24 hours), acute (1 to 14 days), or subacute (15 to 90 days); OR 2.2 Uncomplicated with high-risk features (refractory pain, refractory hypertension, bloody pleural effusion, aortic diameter of more than 40 mm, imaging evidence of malperfusion, entry tear on lesser curvature, or false lumen of more than 22 mm). 3 Patients with traumatic aortic injury who do not have contraindications to endovascular repair.
Vascular | Endovascular aortic repair | Aortic stent graft package | TEVAR package | Terumo Aortic | RelayPro Thoracic Stent-Graft System (Non-Bare Stent Configuration) | 28-N4-28-090-28S | Standalone | DE0503702 | 1 Patients with thoracic aortic aneurysm (TAA; ruptured or unruptured) who are not suitable for OSR and are: 1.1 symptomatic; OR 1.2 asymptomatic and with an aneurysm of 5.5 cm or larger (measured outer-to-outer maximum anterior-posterior aortic diameter); OR 1.3 asymptomatic and with an aneurysm that has grown by more than 1 cm in one year (measured outer-to-outer maximum anterior-posterior aortic diameter). 2 Patients with type B aortic dissection (TBAD) with suitable anatomy for TEVAR and the TBAD is: 2.1 Complicated (presence of malperfusion syndrome or rupture) hyperacute (less than 24 hours), acute (1 to 14 days), or subacute (15 to 90 days); OR 2.2 Uncomplicated with high-risk features (refractory pain, refractory hypertension, bloody pleural effusion, aortic diameter of more than 40 mm, imaging evidence of malperfusion, entry tear on lesser curvature, or false lumen of more than 22 mm). 3 Patients with traumatic aortic injury who do not have contraindications to endovascular repair.
Vascular | Endovascular aortic repair | Aortic stent graft package | TEVAR package | Terumo Aortic | RelayPro Thoracic Stent-Graft System (Non-Bare Stent Configuration) | 28-N4-28-104-28S | Standalone | DE0503702 | 1 Patients with thoracic aortic aneurysm (TAA; ruptured or unruptured) who are not suitable for OSR and are: 1.1 symptomatic; OR 1.2 asymptomatic and with an aneurysm of 5.5 cm or larger (measured outer-to-outer maximum anterior-posterior aortic diameter); OR 1.3 asymptomatic and with an aneurysm that has grown by more than 1 cm in one year (measured outer-to-outer maximum anterior-posterior aortic diameter). 2 Patients with type B aortic dissection (TBAD) with suitable anatomy for TEVAR and the TBAD is: 2.1 Complicated (presence of malperfusion syndrome or rupture) hyperacute (less than 24 hours), acute (1 to 14 days), or subacute (15 to 90 days); OR 2.2 Uncomplicated with high-risk features (refractory pain, refractory hypertension, bloody pleural effusion, aortic diameter of more than 40 mm, imaging evidence of malperfusion, entry tear on lesser curvature, or false lumen of more than 22 mm). 3 Patients with traumatic aortic injury who do not have contraindications to endovascular repair.
Vascular | Endovascular aortic repair | Aortic stent graft package | TEVAR package | Terumo Aortic | RelayPro Thoracic Stent-Graft System (Non-Bare Stent Configuration) | 28-N4-28-130-28S | Standalone | DE0503702 | 1 Patients with thoracic aortic aneurysm (TAA; ruptured or unruptured) who are not suitable for OSR and are: 1.1 symptomatic; OR 1.2 asymptomatic and with an aneurysm of 5.5 cm or larger (measured outer-to-outer maximum anterior-posterior aortic diameter); OR 1.3 asymptomatic and with an aneurysm that has grown by more than 1 cm in one year (measured outer-to-outer maximum anterior-posterior aortic diameter). 2 Patients with type B aortic dissection (TBAD) with suitable anatomy for TEVAR and the TBAD is: 2.1 Complicated (presence of malperfusion syndrome or rupture) hyperacute (less than 24 hours), acute (1 to 14 days), or subacute (15 to 90 days); OR 2.2 Uncomplicated with high-risk features (refractory pain, refractory hypertension, bloody pleural effusion, aortic diameter of more than 40 mm, imaging evidence of malperfusion, entry tear on lesser curvature, or false lumen of more than 22 mm). 3 Patients with traumatic aortic injury who do not have contraindications to endovascular repair.
Vascular | Endovascular aortic repair | Aortic stent graft package | TEVAR package | Terumo Aortic | RelayPro Thoracic Stent-Graft System (Non-Bare Stent Configuration) | 28-N4-28-150-28S | Standalone | DE0503702 | 1 Patients with thoracic aortic aneurysm (TAA; ruptured or unruptured) who are not suitable for OSR and are: 1.1 symptomatic; OR 1.2 asymptomatic and with an aneurysm of 5.5 cm or larger (measured outer-to-outer maximum anterior-posterior aortic diameter); OR 1.3 asymptomatic and with an aneurysm that has grown by more than 1 cm in one year (measured outer-to-outer maximum anterior-posterior aortic diameter). 2 Patients with type B aortic dissection (TBAD) with suitable anatomy for TEVAR and the TBAD is: 2.1 Complicated (presence of malperfusion syndrome or rupture) hyperacute (less than 24 hours), acute (1 to 14 days), or subacute (15 to 90 days); OR 2.2 Uncomplicated with high-risk features (refractory pain, refractory hypertension, bloody pleural effusion, aortic diameter of more than 40 mm, imaging evidence of malperfusion, entry tear on lesser curvature, or false lumen of more than 22 mm). 3 Patients with traumatic aortic injury who do not have contraindications to endovascular repair.
Vascular | Endovascular aortic repair | Aortic stent graft package | TEVAR package | Terumo Aortic | RelayPro Thoracic Stent-Graft System (Non-Bare Stent Configuration) | 28-N4-28-164-28S | Standalone | DE0503702 | 1 Patients with thoracic aortic aneurysm (TAA; ruptured or unruptured) who are not suitable for OSR and are: 1.1 symptomatic; OR 1.2 asymptomatic and with an aneurysm of 5.5 cm or larger (measured outer-to-outer maximum anterior-posterior aortic diameter); OR 1.3 asymptomatic and with an aneurysm that has grown by more than 1 cm in one year (measured outer-to-outer maximum anterior-posterior aortic diameter). 2 Patients with type B aortic dissection (TBAD) with suitable anatomy for TEVAR and the TBAD is: 2.1 Complicated (presence of malperfusion syndrome or rupture) hyperacute (less than 24 hours), acute (1 to 14 days), or subacute (15 to 90 days); OR 2.2 Uncomplicated with high-risk features (refractory pain, refractory hypertension, bloody pleural effusion, aortic diameter of more than 40 mm, imaging evidence of malperfusion, entry tear on lesser curvature, or false lumen of more than 22 mm). 3 Patients with traumatic aortic injury who do not have contraindications to endovascular repair.
Vascular | Endovascular aortic repair | Aortic stent graft package | TEVAR package | Terumo Aortic | RelayPro Thoracic Stent-Graft System (Non-Bare Stent Configuration) | 28-N4-28-190-28S | Standalone | DE0503702 | 1 Patients with thoracic aortic aneurysm (TAA; ruptured or unruptured) who are not suitable for OSR and are: 1.1 symptomatic; OR 1.2 asymptomatic and with an aneurysm of 5.5 cm or larger (measured outer-to-outer maximum anterior-posterior aortic diameter); OR 1.3 asymptomatic and with an aneurysm that has grown by more than 1 cm in one year (measured outer-to-outer maximum anterior-posterior aortic diameter). 2 Patients with type B aortic dissection (TBAD) with suitable anatomy for TEVAR and the TBAD is: 2.1 Complicated (presence of malperfusion syndrome or rupture) hyperacute (less than 24 hours), acute (1 to 14 days), or subacute (15 to 90 days); OR 2.2 Uncomplicated with high-risk features (refractory pain, refractory hypertension, bloody pleural effusion, aortic diameter of more than 40 mm, imaging evidence of malperfusion, entry tear on lesser curvature, or false lumen of more than 22 mm). 3 Patients with traumatic aortic injury who do not have contraindications to endovascular repair.
Vascular | Endovascular aortic repair | Aortic stent graft package | TEVAR package | Terumo Aortic | RelayPro Thoracic Stent-Graft System (Non-Bare Stent Configuration) | 28-N4-28-204-28S | Standalone | DE0503702 | 1 Patients with thoracic aortic aneurysm (TAA; ruptured or unruptured) who are not suitable for OSR and are: 1.1 symptomatic; OR 1.2 asymptomatic and with an aneurysm of 5.5 cm or larger (measured outer-to-outer maximum anterior-posterior aortic diameter); OR 1.3 asymptomatic and with an aneurysm that has grown by more than 1 cm in one year (measured outer-to-outer maximum anterior-posterior aortic diameter). 2 Patients with type B aortic dissection (TBAD) with suitable anatomy for TEVAR and the TBAD is: 2.1 Complicated (presence of malperfusion syndrome or rupture) hyperacute (less than 24 hours), acute (1 to 14 days), or subacute (15 to 90 days); OR 2.2 Uncomplicated with high-risk features (refractory pain, refractory hypertension, bloody pleural effusion, aortic diameter of more than 40 mm, imaging evidence of malperfusion, entry tear on lesser curvature, or false lumen of more than 22 mm). 3 Patients with traumatic aortic injury who do not have contraindications to endovascular repair.
Vascular | Endovascular aortic repair | Aortic stent graft package | TEVAR package | Terumo Aortic | RelayPro Thoracic Stent-Graft System (Non-Bare Stent Configuration) | 28-N4-28-230-28S | Standalone | DE0503702 | 1 Patients with thoracic aortic aneurysm (TAA; ruptured or unruptured) who are not suitable for OSR and are: 1.1 symptomatic; OR 1.2 asymptomatic and with an aneurysm of 5.5 cm or larger (measured outer-to-outer maximum anterior-posterior aortic diameter); OR 1.3 asymptomatic and with an aneurysm that has grown by more than 1 cm in one year (measured outer-to-outer maximum anterior-posterior aortic diameter). 2 Patients with type B aortic dissection (TBAD) with suitable anatomy for TEVAR and the TBAD is: 2.1 Complicated (presence of malperfusion syndrome or rupture) hyperacute (less than 24 hours), acute (1 to 14 days), or subacute (15 to 90 days); OR 2.2 Uncomplicated with high-risk features (refractory pain, refractory hypertension, bloody pleural effusion, aortic diameter of more than 40 mm, imaging evidence of malperfusion, entry tear on lesser curvature, or false lumen of more than 22 mm). 3 Patients with traumatic aortic injury who do not have contraindications to endovascular repair.
Vascular | Endovascular aortic repair | Aortic stent graft package | TEVAR package | Terumo Aortic | RelayPro Thoracic Stent-Graft System (Non-Bare Stent Configuration) | 28-N4-28-259-28S | Standalone | DE0503702 | 1 Patients with thoracic aortic aneurysm (TAA; ruptured or unruptured) who are not suitable for OSR and are: 1.1 symptomatic; OR 1.2 asymptomatic and with an aneurysm of 5.5 cm or larger (measured outer-to-outer maximum anterior-posterior aortic diameter); OR 1.3 asymptomatic and with an aneurysm that has grown by more than 1 cm in one year (measured outer-to-outer maximum anterior-posterior aortic diameter). 2 Patients with type B aortic dissection (TBAD) with suitable anatomy for TEVAR and the TBAD is: 2.1 Complicated (presence of malperfusion syndrome or rupture) hyperacute (less than 24 hours), acute (1 to 14 days), or subacute (15 to 90 days); OR 2.2 Uncomplicated with high-risk features (refractory pain, refractory hypertension, bloody pleural effusion, aortic diameter of more than 40 mm, imaging evidence of malperfusion, entry tear on lesser curvature, or false lumen of more than 22 mm). 3 Patients with traumatic aortic injury who do not have contraindications to endovascular repair.
Vascular | Endovascular aortic repair | Aortic stent graft package | TEVAR package | Terumo Aortic | RelayPro Thoracic Stent-Graft System (Non-Bare Stent Configuration) | 28-N4-30-090-28S | Standalone | DE0503702 | 1 Patients with thoracic aortic aneurysm (TAA; ruptured or unruptured) who are not suitable for OSR and are: 1.1 symptomatic; OR 1.2 asymptomatic and with an aneurysm of 5.5 cm or larger (measured outer-to-outer maximum anterior-posterior aortic diameter); OR 1.3 asymptomatic and with an aneurysm that has grown by more than 1 cm in one year (measured outer-to-outer maximum anterior-posterior aortic diameter). 2 Patients with type B aortic dissection (TBAD) with suitable anatomy for TEVAR and the TBAD is: 2.1 Complicated (presence of malperfusion syndrome or rupture) hyperacute (less than 24 hours), acute (1 to 14 days), or subacute (15 to 90 days); OR 2.2 Uncomplicated with high-risk features (refractory pain, refractory hypertension, bloody pleural effusion, aortic diameter of more than 40 mm, imaging evidence of malperfusion, entry tear on lesser curvature, or false lumen of more than 22 mm). 3 Patients with traumatic aortic injury who do not have contraindications to endovascular repair.
Vascular | Endovascular aortic repair | Aortic stent graft package | TEVAR package | Terumo Aortic | RelayPro Thoracic Stent-Graft System (Non-Bare Stent Configuration) | 28-N4-30-110-28S | Standalone | DE0503702 | 1 Patients with thoracic aortic aneurysm (TAA; ruptured or unruptured) who are not suitable for OSR and are: 1.1 symptomatic; OR 1.2 asymptomatic and with an aneurysm of 5.5 cm or larger (measured outer-to-outer maximum anterior-posterior aortic diameter); OR 1.3 asymptomatic and with an aneurysm that has grown by more than 1 cm in one year (measured outer-to-outer maximum anterior-posterior aortic diameter). 2 Patients with type B aortic dissection (TBAD) with suitable anatomy for TEVAR and the TBAD is: 2.1 Complicated (presence of malperfusion syndrome or rupture) hyperacute (less than 24 hours), acute (1 to 14 days), or subacute (15 to 90 days); OR 2.2 Uncomplicated with high-risk features (refractory pain, refractory hypertension, bloody pleural effusion, aortic diameter of more than 40 mm, imaging evidence of malperfusion, entry tear on lesser curvature, or false lumen of more than 22 mm). 3 Patients with traumatic aortic injury who do not have contraindications to endovascular repair.
Vascular | Endovascular aortic repair | Aortic stent graft package | TEVAR package | Terumo Aortic | RelayPro Thoracic Stent-Graft System (Non-Bare Stent Configuration) | 28-N4-30-130-28S | Standalone | DE0503702 | 1 Patients with thoracic aortic aneurysm (TAA; ruptured or unruptured) who are not suitable for OSR and are: 1.1 symptomatic; OR 1.2 asymptomatic and with an aneurysm of 5.5 cm or larger (measured outer-to-outer maximum anterior-posterior aortic diameter); OR 1.3 asymptomatic and with an aneurysm that has grown by more than 1 cm in one year (measured outer-to-outer maximum anterior-posterior aortic diameter). 2 Patients with type B aortic dissection (TBAD) with suitable anatomy for TEVAR and the TBAD is: 2.1 Complicated (presence of malperfusion syndrome or rupture) hyperacute (less than 24 hours), acute (1 to 14 days), or subacute (15 to 90 days); OR 2.2 Uncomplicated with high-risk features (refractory pain, refractory hypertension, bloody pleural effusion, aortic diameter of more than 40 mm, imaging evidence of malperfusion, entry tear on lesser curvature, or false lumen of more than 22 mm). 3 Patients with traumatic aortic injury who do not have contraindications to endovascular repair.
Vascular | Endovascular aortic repair | Aortic stent graft package | TEVAR package | Terumo Aortic | RelayPro Thoracic Stent-Graft System (Non-Bare Stent Configuration) | 28-N4-30-150-28S | Standalone | DE0503702 | 1 Patients with thoracic aortic aneurysm (TAA; ruptured or unruptured) who are not suitable for OSR and are: 1.1 symptomatic; OR 1.2 asymptomatic and with an aneurysm of 5.5 cm or larger (measured outer-to-outer maximum anterior-posterior aortic diameter); OR 1.3 asymptomatic and with an aneurysm that has grown by more than 1 cm in one year (measured outer-to-outer maximum anterior-posterior aortic diameter). 2 Patients with type B aortic dissection (TBAD) with suitable anatomy for TEVAR and the TBAD is: 2.1 Complicated (presence of malperfusion syndrome or rupture) hyperacute (less than 24 hours), acute (1 to 14 days), or subacute (15 to 90 days); OR 2.2 Uncomplicated with high-risk features (refractory pain, refractory hypertension, bloody pleural effusion, aortic diameter of more than 40 mm, imaging evidence of malperfusion, entry tear on lesser curvature, or false lumen of more than 22 mm). 3 Patients with traumatic aortic injury who do not have contraindications to endovascular repair.
Vascular | Endovascular aortic repair | Aortic stent graft package | TEVAR package | Terumo Aortic | RelayPro Thoracic Stent-Graft System (Non-Bare Stent Configuration) | 28-N4-30-170-28S | Standalone | DE0503702 | 1 Patients with thoracic aortic aneurysm (TAA; ruptured or unruptured) who are not suitable for OSR and are: 1.1 symptomatic; OR 1.2 asymptomatic and with an aneurysm of 5.5 cm or larger (measured outer-to-outer maximum anterior-posterior aortic diameter); OR 1.3 asymptomatic and with an aneurysm that has grown by more than 1 cm in one year (measured outer-to-outer maximum anterior-posterior aortic diameter). 2 Patients with type B aortic dissection (TBAD) with suitable anatomy for TEVAR and the TBAD is: 2.1 Complicated (presence of malperfusion syndrome or rupture) hyperacute (less than 24 hours), acute (1 to 14 days), or subacute (15 to 90 days); OR 2.2 Uncomplicated with high-risk features (refractory pain, refractory hypertension, bloody pleural effusion, aortic diameter of more than 40 mm, imaging evidence of malperfusion, entry tear on lesser curvature, or false lumen of more than 22 mm). 3 Patients with traumatic aortic injury who do not have contraindications to endovascular repair.
Vascular | Endovascular aortic repair | Aortic stent graft package | TEVAR package | Terumo Aortic | RelayPro Thoracic Stent-Graft System (Non-Bare Stent Configuration) | 28-N4-30-190-28S | Standalone | DE0503702 | 1 Patients with thoracic aortic aneurysm (TAA; ruptured or unruptured) who are not suitable for OSR and are: 1.1 symptomatic; OR 1.2 asymptomatic and with an aneurysm of 5.5 cm or larger (measured outer-to-outer maximum anterior-posterior aortic diameter); OR 1.3 asymptomatic and with an aneurysm that has grown by more than 1 cm in one year (measured outer-to-outer maximum anterior-posterior aortic diameter). 2 Patients with type B aortic dissection (TBAD) with suitable anatomy for TEVAR and the TBAD is: 2.1 Complicated (presence of malperfusion syndrome or rupture) hyperacute (less than 24 hours), acute (1 to 14 days), or subacute (15 to 90 days); OR 2.2 Uncomplicated with high-risk features (refractory pain, refractory hypertension, bloody pleural effusion, aortic diameter of more than 40 mm, imaging evidence of malperfusion, entry tear on lesser curvature, or false lumen of more than 22 mm). 3 Patients with traumatic aortic injury who do not have contraindications to endovascular repair.
Vascular | Endovascular aortic repair | Aortic stent graft package | TEVAR package | Terumo Aortic | RelayPro Thoracic Stent-Graft System (Non-Bare Stent Configuration) | 28-N4-30-210-28S | Standalone | DE0503702 | 1 Patients with thoracic aortic aneurysm (TAA; ruptured or unruptured) who are not suitable for OSR and are: 1.1 symptomatic; OR 1.2 asymptomatic and with an aneurysm of 5.5 cm or larger (measured outer-to-outer maximum anterior-posterior aortic diameter); OR 1.3 asymptomatic and with an aneurysm that has grown by more than 1 cm in one year (measured outer-to-outer maximum anterior-posterior aortic diameter). 2 Patients with type B aortic dissection (TBAD) with suitable anatomy for TEVAR and the TBAD is: 2.1 Complicated (presence of malperfusion syndrome or rupture) hyperacute (less than 24 hours), acute (1 to 14 days), or subacute (15 to 90 days); OR 2.2 Uncomplicated with high-risk features (refractory pain, refractory hypertension, bloody pleural effusion, aortic diameter of more than 40 mm, imaging evidence of malperfusion, entry tear on lesser curvature, or false lumen of more than 22 mm). 3 Patients with traumatic aortic injury who do not have contraindications to endovascular repair.
Vascular | Endovascular aortic repair | Aortic stent graft package | TEVAR package | Terumo Aortic | RelayPro Thoracic Stent-Graft System (Non-Bare Stent Configuration) | 28-N4-30-230-28S | Standalone | DE0503702 | 1 Patients with thoracic aortic aneurysm (TAA; ruptured or unruptured) who are not suitable for OSR and are: 1.1 symptomatic; OR 1.2 asymptomatic and with an aneurysm of 5.5 cm or larger (measured outer-to-outer maximum anterior-posterior aortic diameter); OR 1.3 asymptomatic and with an aneurysm that has grown by more than 1 cm in one year (measured outer-to-outer maximum anterior-posterior aortic diameter). 2 Patients with type B aortic dissection (TBAD) with suitable anatomy for TEVAR and the TBAD is: 2.1 Complicated (presence of malperfusion syndrome or rupture) hyperacute (less than 24 hours), acute (1 to 14 days), or subacute (15 to 90 days); OR 2.2 Uncomplicated with high-risk features (refractory pain, refractory hypertension, bloody pleural effusion, aortic diameter of more than 40 mm, imaging evidence of malperfusion, entry tear on lesser curvature, or false lumen of more than 22 mm). 3 Patients with traumatic aortic injury who do not have contraindications to endovascular repair.
Vascular | Endovascular aortic repair | Aortic stent graft package | TEVAR package | Terumo Aortic | RelayPro Thoracic Stent-Graft System (Non-Bare Stent Configuration) | 28-N4-30-250-28S | Standalone | DE0503702 | 1 Patients with thoracic aortic aneurysm (TAA; ruptured or unruptured) who are not suitable for OSR and are: 1.1 symptomatic; OR 1.2 asymptomatic and with an aneurysm of 5.5 cm or larger (measured outer-to-outer maximum anterior-posterior aortic diameter); OR 1.3 asymptomatic and with an aneurysm that has grown by more than 1 cm in one year (measured outer-to-outer maximum anterior-posterior aortic diameter). 2 Patients with type B aortic dissection (TBAD) with suitable anatomy for TEVAR and the TBAD is: 2.1 Complicated (presence of malperfusion syndrome or rupture) hyperacute (less than 24 hours), acute (1 to 14 days), or subacute (15 to 90 days); OR 2.2 Uncomplicated with high-risk features (refractory pain, refractory hypertension, bloody pleural effusion, aortic diameter of more than 40 mm, imaging evidence of malperfusion, entry tear on lesser curvature, or false lumen of more than 22 mm). 3 Patients with traumatic aortic injury who do not have contraindications to endovascular repair.
Vascular | Endovascular aortic repair | Aortic stent graft package | TEVAR package | Terumo Aortic | RelayPro Thoracic Stent-Graft System (Non-Bare Stent Configuration) | 28-N4-32-090-28S | Standalone | DE0503702 | 1 Patients with thoracic aortic aneurysm (TAA; ruptured or unruptured) who are not suitable for OSR and are: 1.1 symptomatic; OR 1.2 asymptomatic and with an aneurysm of 5.5 cm or larger (measured outer-to-outer maximum anterior-posterior aortic diameter); OR 1.3 asymptomatic and with an aneurysm that has grown by more than 1 cm in one year (measured outer-to-outer maximum anterior-posterior aortic diameter). 2 Patients with type B aortic dissection (TBAD) with suitable anatomy for TEVAR and the TBAD is: 2.1 Complicated (presence of malperfusion syndrome or rupture) hyperacute (less than 24 hours), acute (1 to 14 days), or subacute (15 to 90 days); OR 2.2 Uncomplicated with high-risk features (refractory pain, refractory hypertension, bloody pleural effusion, aortic diameter of more than 40 mm, imaging evidence of malperfusion, entry tear on lesser curvature, or false lumen of more than 22 mm). 3 Patients with traumatic aortic injury who do not have contraindications to endovascular repair.
Vascular | Endovascular aortic repair | Aortic stent graft package | TEVAR package | Terumo Aortic | RelayPro Thoracic Stent-Graft System (Non-Bare Stent Configuration) | 28-N4-32-110-28S | Standalone | DE0503702 | 1 Patients with thoracic aortic aneurysm (TAA; ruptured or unruptured) who are not suitable for OSR and are: 1.1 symptomatic; OR 1.2 asymptomatic and with an aneurysm of 5.5 cm or larger (measured outer-to-outer maximum anterior-posterior aortic diameter); OR 1.3 asymptomatic and with an aneurysm that has grown by more than 1 cm in one year (measured outer-to-outer maximum anterior-posterior aortic diameter). 2 Patients with type B aortic dissection (TBAD) with suitable anatomy for TEVAR and the TBAD is: 2.1 Complicated (presence of malperfusion syndrome or rupture) hyperacute (less than 24 hours), acute (1 to 14 days), or subacute (15 to 90 days); OR 2.2 Uncomplicated with high-risk features (refractory pain, refractory hypertension, bloody pleural effusion, aortic diameter of more than 40 mm, imaging evidence of malperfusion, entry tear on lesser curvature, or false lumen of more than 22 mm). 3 Patients with traumatic aortic injury who do not have contraindications to endovascular repair.
Vascular | Endovascular aortic repair | Aortic stent graft package | TEVAR package | Terumo Aortic | RelayPro Thoracic Stent-Graft System (Non-Bare Stent Configuration) | 28-N4-32-130-28S | Standalone | DE0503702 | 1 Patients with thoracic aortic aneurysm (TAA; ruptured or unruptured) who are not suitable for OSR and are: 1.1 symptomatic; OR 1.2 asymptomatic and with an aneurysm of 5.5 cm or larger (measured outer-to-outer maximum anterior-posterior aortic diameter); OR 1.3 asymptomatic and with an aneurysm that has grown by more than 1 cm in one year (measured outer-to-outer maximum anterior-posterior aortic diameter). 2 Patients with type B aortic dissection (TBAD) with suitable anatomy for TEVAR and the TBAD is: 2.1 Complicated (presence of malperfusion syndrome or rupture) hyperacute (less than 24 hours), acute (1 to 14 days), or subacute (15 to 90 days); OR 2.2 Uncomplicated with high-risk features (refractory pain, refractory hypertension, bloody pleural effusion, aortic diameter of more than 40 mm, imaging evidence of malperfusion, entry tear on lesser curvature, or false lumen of more than 22 mm). 3 Patients with traumatic aortic injury who do not have contraindications to endovascular repair.
Vascular | Endovascular aortic repair | Aortic stent graft package | TEVAR package | Terumo Aortic | RelayPro Thoracic Stent-Graft System (Non-Bare Stent Configuration) | 28-N4-32-150-28S | Standalone | DE0503702 | 1 Patients with thoracic aortic aneurysm (TAA; ruptured or unruptured) who are not suitable for OSR and are: 1.1 symptomatic; OR 1.2 asymptomatic and with an aneurysm of 5.5 cm or larger (measured outer-to-outer maximum anterior-posterior aortic diameter); OR 1.3 asymptomatic and with an aneurysm that has grown by more than 1 cm in one year (measured outer-to-outer maximum anterior-posterior aortic diameter). 2 Patients with type B aortic dissection (TBAD) with suitable anatomy for TEVAR and the TBAD is: 2.1 Complicated (presence of malperfusion syndrome or rupture) hyperacute (less than 24 hours), acute (1 to 14 days), or subacute (15 to 90 days); OR 2.2 Uncomplicated with high-risk features (refractory pain, refractory hypertension, bloody pleural effusion, aortic diameter of more than 40 mm, imaging evidence of malperfusion, entry tear on lesser curvature, or false lumen of more than 22 mm). 3 Patients with traumatic aortic injury who do not have contraindications to endovascular repair.
Vascular | Endovascular aortic repair | Aortic stent graft package | TEVAR package | Terumo Aortic | RelayPro Thoracic Stent-Graft System (Non-Bare Stent Configuration) | 28-N4-32-164-28S | Standalone | DE0503702 | 1 Patients with thoracic aortic aneurysm (TAA; ruptured or unruptured) who are not suitable for OSR and are: 1.1 symptomatic; OR 1.2 asymptomatic and with an aneurysm of 5.5 cm or larger (measured outer-to-outer maximum anterior-posterior aortic diameter); OR 1.3 asymptomatic and with an aneurysm that has grown by more than 1 cm in one year (measured outer-to-outer maximum anterior-posterior aortic diameter). 2 Patients with type B aortic dissection (TBAD) with suitable anatomy for TEVAR and the TBAD is: 2.1 Complicated (presence of malperfusion syndrome or rupture) hyperacute (less than 24 hours), acute (1 to 14 days), or subacute (15 to 90 days); OR 2.2 Uncomplicated with high-risk features (refractory pain, refractory hypertension, bloody pleural effusion, aortic diameter of more than 40 mm, imaging evidence of malperfusion, entry tear on lesser curvature, or false lumen of more than 22 mm). 3 Patients with traumatic aortic injury who do not have contraindications to endovascular repair.
Vascular | Endovascular aortic repair | Aortic stent graft package | TEVAR package | Terumo Aortic | RelayPro Thoracic Stent-Graft System (Non-Bare Stent Configuration) | 28-N4-32-190-28S | Standalone | DE0503702 | 1 Patients with thoracic aortic aneurysm (TAA; ruptured or unruptured) who are not suitable for OSR and are: 1.1 symptomatic; OR 1.2 asymptomatic and with an aneurysm of 5.5 cm or larger (measured outer-to-outer maximum anterior-posterior aortic diameter); OR 1.3 asymptomatic and with an aneurysm that has grown by more than 1 cm in one year (measured outer-to-outer maximum anterior-posterior aortic diameter). 2 Patients with type B aortic dissection (TBAD) with suitable anatomy for TEVAR and the TBAD is: 2.1 Complicated (presence of malperfusion syndrome or rupture) hyperacute (less than 24 hours), acute (1 to 14 days), or subacute (15 to 90 days); OR 2.2 Uncomplicated with high-risk features (refractory pain, refractory hypertension, bloody pleural effusion, aortic diameter of more than 40 mm, imaging evidence of malperfusion, entry tear on lesser curvature, or false lumen of more than 22 mm). 3 Patients with traumatic aortic injury who do not have contraindications to endovascular repair.
Vascular | Endovascular aortic repair | Aortic stent graft package | TEVAR package | Terumo Aortic | RelayPro Thoracic Stent-Graft System (Non-Bare Stent Configuration) | 28-N4-32-209-28S | Standalone | DE0503702 | 1 Patients with thoracic aortic aneurysm (TAA; ruptured or unruptured) who are not suitable for OSR and are: 1.1 symptomatic; OR 1.2 asymptomatic and with an aneurysm of 5.5 cm or larger (measured outer-to-outer maximum anterior-posterior aortic diameter); OR 1.3 asymptomatic and with an aneurysm that has grown by more than 1 cm in one year (measured outer-to-outer maximum anterior-posterior aortic diameter). 2 Patients with type B aortic dissection (TBAD) with suitable anatomy for TEVAR and the TBAD is: 2.1 Complicated (presence of malperfusion syndrome or rupture) hyperacute (less than 24 hours), acute (1 to 14 days), or subacute (15 to 90 days); OR 2.2 Uncomplicated with high-risk features (refractory pain, refractory hypertension, bloody pleural effusion, aortic diameter of more than 40 mm, imaging evidence of malperfusion, entry tear on lesser curvature, or false lumen of more than 22 mm). 3 Patients with traumatic aortic injury who do not have contraindications to endovascular repair.
Vascular | Endovascular aortic repair | Aortic stent graft package | TEVAR package | Terumo Aortic | RelayPro Thoracic Stent-Graft System (Non-Bare Stent Configuration) | 28-N4-32-230-28S | Standalone | DE0503702 | 1 Patients with thoracic aortic aneurysm (TAA; ruptured or unruptured) who are not suitable for OSR and are: 1.1 symptomatic; OR 1.2 asymptomatic and with an aneurysm of 5.5 cm or larger (measured outer-to-outer maximum anterior-posterior aortic diameter); OR 1.3 asymptomatic and with an aneurysm that has grown by more than 1 cm in one year (measured outer-to-outer maximum anterior-posterior aortic diameter). 2 Patients with type B aortic dissection (TBAD) with suitable anatomy for TEVAR and the TBAD is: 2.1 Complicated (presence of malperfusion syndrome or rupture) hyperacute (less than 24 hours), acute (1 to 14 days), or subacute (15 to 90 days); OR 2.2 Uncomplicated with high-risk features (refractory pain, refractory hypertension, bloody pleural effusion, aortic diameter of more than 40 mm, imaging evidence of malperfusion, entry tear on lesser curvature, or false lumen of more than 22 mm). 3 Patients with traumatic aortic injury who do not have contraindications to endovascular repair.
Vascular | Endovascular aortic repair | Aortic stent graft package | TEVAR package | Terumo Aortic | RelayPro Thoracic Stent-Graft System (Non-Bare Stent Configuration) | 28-N4-32-259-28S | Standalone | DE0503702 | 1 Patients with thoracic aortic aneurysm (TAA; ruptured or unruptured) who are not suitable for OSR and are: 1.1 symptomatic; OR 1.2 asymptomatic and with an aneurysm of 5.5 cm or larger (measured outer-to-outer maximum anterior-posterior aortic diameter); OR 1.3 asymptomatic and with an aneurysm that has grown by more than 1 cm in one year (measured outer-to-outer maximum anterior-posterior aortic diameter). 2 Patients with type B aortic dissection (TBAD) with suitable anatomy for TEVAR and the TBAD is: 2.1 Complicated (presence of malperfusion syndrome or rupture) hyperacute (less than 24 hours), acute (1 to 14 days), or subacute (15 to 90 days); OR 2.2 Uncomplicated with high-risk features (refractory pain, refractory hypertension, bloody pleural effusion, aortic diameter of more than 40 mm, imaging evidence of malperfusion, entry tear on lesser curvature, or false lumen of more than 22 mm). 3 Patients with traumatic aortic injury who do not have contraindications to endovascular repair.
Vascular | Endovascular aortic repair | Aortic stent graft package | TEVAR package | Terumo Aortic | RelayPro Thoracic Stent-Graft System (Non-Bare Stent Configuration) | 28-N4-34-110-28S | Standalone | DE0503702 | 1 Patients with thoracic aortic aneurysm (TAA; ruptured or unruptured) who are not suitable for OSR and are: 1.1 symptomatic; OR 1.2 asymptomatic and with an aneurysm of 5.5 cm or larger (measured outer-to-outer maximum anterior-posterior aortic diameter); OR 1.3 asymptomatic and with an aneurysm that has grown by more than 1 cm in one year (measured outer-to-outer maximum anterior-posterior aortic diameter). 2 Patients with type B aortic dissection (TBAD) with suitable anatomy for TEVAR and the TBAD is: 2.1 Complicated (presence of malperfusion syndrome or rupture) hyperacute (less than 24 hours), acute (1 to 14 days), or subacute (15 to 90 days); OR 2.2 Uncomplicated with high-risk features (refractory pain, refractory hypertension, bloody pleural effusion, aortic diameter of more than 40 mm, imaging evidence of malperfusion, entry tear on lesser curvature, or false lumen of more than 22 mm). 3 Patients with traumatic aortic injury who do not have contraindications to endovascular repair.
Vascular | Endovascular aortic repair | Aortic stent graft package | TEVAR package | Terumo Aortic | RelayPro Thoracic Stent-Graft System (Non-Bare Stent Configuration) | 28-N4-34-130-28S | Standalone | DE0503702 | 1 Patients with thoracic aortic aneurysm (TAA; ruptured or unruptured) who are not suitable for OSR and are: 1.1 symptomatic; OR 1.2 asymptomatic and with an aneurysm of 5.5 cm or larger (measured outer-to-outer maximum anterior-posterior aortic diameter); OR 1.3 asymptomatic and with an aneurysm that has grown by more than 1 cm in one year (measured outer-to-outer maximum anterior-posterior aortic diameter). 2 Patients with type B aortic dissection (TBAD) with suitable anatomy for TEVAR and the TBAD is: 2.1 Complicated (presence of malperfusion syndrome or rupture) hyperacute (less than 24 hours), acute (1 to 14 days), or subacute (15 to 90 days); OR 2.2 Uncomplicated with high-risk features (refractory pain, refractory hypertension, bloody pleural effusion, aortic diameter of more than 40 mm, imaging evidence of malperfusion, entry tear on lesser curvature, or false lumen of more than 22 mm). 3 Patients with traumatic aortic injury who do not have contraindications to endovascular repair.
Vascular | Endovascular aortic repair | Aortic stent graft package | TEVAR package | Terumo Aortic | RelayPro Thoracic Stent-Graft System (Non-Bare Stent Configuration) | 28-N4-34-150-28S | Standalone | DE0503702 | 1 Patients with thoracic aortic aneurysm (TAA; ruptured or unruptured) who are not suitable for OSR and are: 1.1 symptomatic; OR 1.2 asymptomatic and with an aneurysm of 5.5 cm or larger (measured outer-to-outer maximum anterior-posterior aortic diameter); OR 1.3 asymptomatic and with an aneurysm that has grown by more than 1 cm in one year (measured outer-to-outer maximum anterior-posterior aortic diameter). 2 Patients with type B aortic dissection (TBAD) with suitable anatomy for TEVAR and the TBAD is: 2.1 Complicated (presence of malperfusion syndrome or rupture) hyperacute (less than 24 hours), acute (1 to 14 days), or subacute (15 to 90 days); OR 2.2 Uncomplicated with high-risk features (refractory pain, refractory hypertension, bloody pleural effusion, aortic diameter of more than 40 mm, imaging evidence of malperfusion, entry tear on lesser curvature, or false lumen of more than 22 mm). 3 Patients with traumatic aortic injury who do not have contraindications to endovascular repair.
Vascular | Endovascular aortic repair | Aortic stent graft package | TEVAR package | Terumo Aortic | RelayPro Thoracic Stent-Graft System (Non-Bare Stent Configuration) | 28-N4-34-170-28S | Standalone | DE0503702 | 1 Patients with thoracic aortic aneurysm (TAA; ruptured or unruptured) who are not suitable for OSR and are: 1.1 symptomatic; OR 1.2 asymptomatic and with an aneurysm of 5.5 cm or larger (measured outer-to-outer maximum anterior-posterior aortic diameter); OR 1.3 asymptomatic and with an aneurysm that has grown by more than 1 cm in one year (measured outer-to-outer maximum anterior-posterior aortic diameter). 2 Patients with type B aortic dissection (TBAD) with suitable anatomy for TEVAR and the TBAD is: 2.1 Complicated (presence of malperfusion syndrome or rupture) hyperacute (less than 24 hours), acute (1 to 14 days), or subacute (15 to 90 days); OR 2.2 Uncomplicated with high-risk features (refractory pain, refractory hypertension, bloody pleural effusion, aortic diameter of more than 40 mm, imaging evidence of malperfusion, entry tear on lesser curvature, or false lumen of more than 22 mm). 3 Patients with traumatic aortic injury who do not have contraindications to endovascular repair.
Vascular | Endovascular aortic repair | Aortic stent graft package | TEVAR package | Terumo Aortic | RelayPro Thoracic Stent-Graft System (Non-Bare Stent Configuration) | 28-N4-34-190-28S | Standalone | DE0503702 | 1 Patients with thoracic aortic aneurysm (TAA; ruptured or unruptured) who are not suitable for OSR and are: 1.1 symptomatic; OR 1.2 asymptomatic and with an aneurysm of 5.5 cm or larger (measured outer-to-outer maximum anterior-posterior aortic diameter); OR 1.3 asymptomatic and with an aneurysm that has grown by more than 1 cm in one year (measured outer-to-outer maximum anterior-posterior aortic diameter). 2 Patients with type B aortic dissection (TBAD) with suitable anatomy for TEVAR and the TBAD is: 2.1 Complicated (presence of malperfusion syndrome or rupture) hyperacute (less than 24 hours), acute (1 to 14 days), or subacute (15 to 90 days); OR 2.2 Uncomplicated with high-risk features (refractory pain, refractory hypertension, bloody pleural effusion, aortic diameter of more than 40 mm, imaging evidence of malperfusion, entry tear on lesser curvature, or false lumen of more than 22 mm). 3 Patients with traumatic aortic injury who do not have contraindications to endovascular repair.
Vascular | Endovascular aortic repair | Aortic stent graft package | TEVAR package | Terumo Aortic | RelayPro Thoracic Stent-Graft System (Non-Bare Stent Configuration) | 28-N4-34-210-28S | Standalone | DE0503702 | 1 Patients with thoracic aortic aneurysm (TAA; ruptured or unruptured) who are not suitable for OSR and are: 1.1 symptomatic; OR 1.2 asymptomatic and with an aneurysm of 5.5 cm or larger (measured outer-to-outer maximum anterior-posterior aortic diameter); OR 1.3 asymptomatic and with an aneurysm that has grown by more than 1 cm in one year (measured outer-to-outer maximum anterior-posterior aortic diameter). 2 Patients with type B aortic dissection (TBAD) with suitable anatomy for TEVAR and the TBAD is: 2.1 Complicated (presence of malperfusion syndrome or rupture) hyperacute (less than 24 hours), acute (1 to 14 days), or subacute (15 to 90 days); OR 2.2 Uncomplicated with high-risk features (refractory pain, refractory hypertension, bloody pleural effusion, aortic diameter of more than 40 mm, imaging evidence of malperfusion, entry tear on lesser curvature, or false lumen of more than 22 mm). 3 Patients with traumatic aortic injury who do not have contraindications to endovascular repair.
Vascular | Endovascular aortic repair | Aortic stent graft package | TEVAR package | Terumo Aortic | RelayPro Thoracic Stent-Graft System (Non-Bare Stent Configuration) | 28-N4-34-230-28S | Standalone | DE0503702 | 1 Patients with thoracic aortic aneurysm (TAA; ruptured or unruptured) who are not suitable for OSR and are: 1.1 symptomatic; OR 1.2 asymptomatic and with an aneurysm of 5.5 cm or larger (measured outer-to-outer maximum anterior-posterior aortic diameter); OR 1.3 asymptomatic and with an aneurysm that has grown by more than 1 cm in one year (measured outer-to-outer maximum anterior-posterior aortic diameter). 2 Patients with type B aortic dissection (TBAD) with suitable anatomy for TEVAR and the TBAD is: 2.1 Complicated (presence of malperfusion syndrome or rupture) hyperacute (less than 24 hours), acute (1 to 14 days), or subacute (15 to 90 days); OR 2.2 Uncomplicated with high-risk features (refractory pain, refractory hypertension, bloody pleural effusion, aortic diameter of more than 40 mm, imaging evidence of malperfusion, entry tear on lesser curvature, or false lumen of more than 22 mm). 3 Patients with traumatic aortic injury who do not have contraindications to endovascular repair.
Vascular | Endovascular aortic repair | Aortic stent graft package | TEVAR package | Terumo Aortic | RelayPro Thoracic Stent-Graft System (Non-Bare Stent Configuration) | 28-N4-34-250-28S | Standalone | DE0503702 | 1 Patients with thoracic aortic aneurysm (TAA; ruptured or unruptured) who are not suitable for OSR and are: 1.1 symptomatic; OR 1.2 asymptomatic and with an aneurysm of 5.5 cm or larger (measured outer-to-outer maximum anterior-posterior aortic diameter); OR 1.3 asymptomatic and with an aneurysm that has grown by more than 1 cm in one year (measured outer-to-outer maximum anterior-posterior aortic diameter). 2 Patients with type B aortic dissection (TBAD) with suitable anatomy for TEVAR and the TBAD is: 2.1 Complicated (presence of malperfusion syndrome or rupture) hyperacute (less than 24 hours), acute (1 to 14 days), or subacute (15 to 90 days); OR 2.2 Uncomplicated with high-risk features (refractory pain, refractory hypertension, bloody pleural effusion, aortic diameter of more than 40 mm, imaging evidence of malperfusion, entry tear on lesser curvature, or false lumen of more than 22 mm). 3 Patients with traumatic aortic injury who do not have contraindications to endovascular repair.
Vascular | Endovascular aortic repair | Aortic stent graft package | TEVAR package | Terumo Aortic | RelayPro Thoracic Stent-Graft System (Non-Bare Stent Configuration) | 28-N4-36-110-28S | Standalone | DE0503702 | 1 Patients with thoracic aortic aneurysm (TAA; ruptured or unruptured) who are not suitable for OSR and are: 1.1 symptomatic; OR 1.2 asymptomatic and with an aneurysm of 5.5 cm or larger (measured outer-to-outer maximum anterior-posterior aortic diameter); OR 1.3 asymptomatic and with an aneurysm that has grown by more than 1 cm in one year (measured outer-to-outer maximum anterior-posterior aortic diameter). 2 Patients with type B aortic dissection (TBAD) with suitable anatomy for TEVAR and the TBAD is: 2.1 Complicated (presence of malperfusion syndrome or rupture) hyperacute (less than 24 hours), acute (1 to 14 days), or subacute (15 to 90 days); OR 2.2 Uncomplicated with high-risk features (refractory pain, refractory hypertension, bloody pleural effusion, aortic diameter of more than 40 mm, imaging evidence of malperfusion, entry tear on lesser curvature, or false lumen of more than 22 mm). 3 Patients with traumatic aortic injury who do not have contraindications to endovascular repair.
Vascular | Endovascular aortic repair | Aortic stent graft package | TEVAR package | Terumo Aortic | RelayPro Thoracic Stent-Graft System (Non-Bare Stent Configuration) | 28-N4-36-130-28S | Standalone | DE0503702 | 1 Patients with thoracic aortic aneurysm (TAA; ruptured or unruptured) who are not suitable for OSR and are: 1.1 symptomatic; OR 1.2 asymptomatic and with an aneurysm of 5.5 cm or larger (measured outer-to-outer maximum anterior-posterior aortic diameter); OR 1.3 asymptomatic and with an aneurysm that has grown by more than 1 cm in one year (measured outer-to-outer maximum anterior-posterior aortic diameter). 2 Patients with type B aortic dissection (TBAD) with suitable anatomy for TEVAR and the TBAD is: 2.1 Complicated (presence of malperfusion syndrome or rupture) hyperacute (less than 24 hours), acute (1 to 14 days), or subacute (15 to 90 days); OR 2.2 Uncomplicated with high-risk features (refractory pain, refractory hypertension, bloody pleural effusion, aortic diameter of more than 40 mm, imaging evidence of malperfusion, entry tear on lesser curvature, or false lumen of more than 22 mm). 3 Patients with traumatic aortic injury who do not have contraindications to endovascular repair.
Vascular | Endovascular aortic repair | Aortic stent graft package | TEVAR package | Terumo Aortic | RelayPro Thoracic Stent-Graft System (Non-Bare Stent Configuration) | 28-N4-36-150-28S | Standalone | DE0503702 | 1 Patients with thoracic aortic aneurysm (TAA; ruptured or unruptured) who are not suitable for OSR and are: 1.1 symptomatic; OR 1.2 asymptomatic and with an aneurysm of 5.5 cm or larger (measured outer-to-outer maximum anterior-posterior aortic diameter); OR 1.3 asymptomatic and with an aneurysm that has grown by more than 1 cm in one year (measured outer-to-outer maximum anterior-posterior aortic diameter). 2 Patients with type B aortic dissection (TBAD) with suitable anatomy for TEVAR and the TBAD is: 2.1 Complicated (presence of malperfusion syndrome or rupture) hyperacute (less than 24 hours), acute (1 to 14 days), or subacute (15 to 90 days); OR 2.2 Uncomplicated with high-risk features (refractory pain, refractory hypertension, bloody pleural effusion, aortic diameter of more than 40 mm, imaging evidence of malperfusion, entry tear on lesser curvature, or false lumen of more than 22 mm). 3 Patients with traumatic aortic injury who do not have contraindications to endovascular repair.
Vascular | Endovascular aortic repair | Aortic stent graft package | TEVAR package | Terumo Aortic | RelayPro Thoracic Stent-Graft System (Non-Bare Stent Configuration) | 28-N4-36-170-28S | Standalone | DE0503702 | 1 Patients with thoracic aortic aneurysm (TAA; ruptured or unruptured) who are not suitable for OSR and are: 1.1 symptomatic; OR 1.2 asymptomatic and with an aneurysm of 5.5 cm or larger (measured outer-to-outer maximum anterior-posterior aortic diameter); OR 1.3 asymptomatic and with an aneurysm that has grown by more than 1 cm in one year (measured outer-to-outer maximum anterior-posterior aortic diameter). 2 Patients with type B aortic dissection (TBAD) with suitable anatomy for TEVAR and the TBAD is: 2.1 Complicated (presence of malperfusion syndrome or rupture) hyperacute (less than 24 hours), acute (1 to 14 days), or subacute (15 to 90 days); OR 2.2 Uncomplicated with high-risk features (refractory pain, refractory hypertension, bloody pleural effusion, aortic diameter of more than 40 mm, imaging evidence of malperfusion, entry tear on lesser curvature, or false lumen of more than 22 mm). 3 Patients with traumatic aortic injury who do not have contraindications to endovascular repair.
Vascular | Endovascular aortic repair | Aortic stent graft package | TEVAR package | Terumo Aortic | RelayPro Thoracic Stent-Graft System (Non-Bare Stent Configuration) | 28-N4-36-190-28S | Standalone | DE0503702 | 1 Patients with thoracic aortic aneurysm (TAA; ruptured or unruptured) who are not suitable for OSR and are: 1.1 symptomatic; OR 1.2 asymptomatic and with an aneurysm of 5.5 cm or larger (measured outer-to-outer maximum anterior-posterior aortic diameter); OR 1.3 asymptomatic and with an aneurysm that has grown by more than 1 cm in one year (measured outer-to-outer maximum anterior-posterior aortic diameter). 2 Patients with type B aortic dissection (TBAD) with suitable anatomy for TEVAR and the TBAD is: 2.1 Complicated (presence of malperfusion syndrome or rupture) hyperacute (less than 24 hours), acute (1 to 14 days), or subacute (15 to 90 days); OR 2.2 Uncomplicated with high-risk features (refractory pain, refractory hypertension, bloody pleural effusion, aortic diameter of more than 40 mm, imaging evidence of malperfusion, entry tear on lesser curvature, or false lumen of more than 22 mm). 3 Patients with traumatic aortic injury who do not have contraindications to endovascular repair.
Vascular | Endovascular aortic repair | Aortic stent graft package | TEVAR package | Terumo Aortic | RelayPro Thoracic Stent-Graft System (Non-Bare Stent Configuration) | 28-N4-36-210-28S | Standalone | DE0503702 | 1 Patients with thoracic aortic aneurysm (TAA; ruptured or unruptured) who are not suitable for OSR and are: 1.1 symptomatic; OR 1.2 asymptomatic and with an aneurysm of 5.5 cm or larger (measured outer-to-outer maximum anterior-posterior aortic diameter); OR 1.3 asymptomatic and with an aneurysm that has grown by more than 1 cm in one year (measured outer-to-outer maximum anterior-posterior aortic diameter). 2 Patients with type B aortic dissection (TBAD) with suitable anatomy for TEVAR and the TBAD is: 2.1 Complicated (presence of malperfusion syndrome or rupture) hyperacute (less than 24 hours), acute (1 to 14 days), or subacute (15 to 90 days); OR 2.2 Uncomplicated with high-risk features (refractory pain, refractory hypertension, bloody pleural effusion, aortic diameter of more than 40 mm, imaging evidence of malperfusion, entry tear on lesser curvature, or false lumen of more than 22 mm). 3 Patients with traumatic aortic injury who do not have contraindications to endovascular repair.
Vascular | Endovascular aortic repair | Aortic stent graft package | TEVAR package | Terumo Aortic | RelayPro Thoracic Stent-Graft System (Non-Bare Stent Configuration) | 28-N4-36-230-28S | Standalone | DE0503702 | 1 Patients with thoracic aortic aneurysm (TAA; ruptured or unruptured) who are not suitable for OSR and are: 1.1 symptomatic; OR 1.2 asymptomatic and with an aneurysm of 5.5 cm or larger (measured outer-to-outer maximum anterior-posterior aortic diameter); OR 1.3 asymptomatic and with an aneurysm that has grown by more than 1 cm in one year (measured outer-to-outer maximum anterior-posterior aortic diameter). 2 Patients with type B aortic dissection (TBAD) with suitable anatomy for TEVAR and the TBAD is: 2.1 Complicated (presence of malperfusion syndrome or rupture) hyperacute (less than 24 hours), acute (1 to 14 days), or subacute (15 to 90 days); OR 2.2 Uncomplicated with high-risk features (refractory pain, refractory hypertension, bloody pleural effusion, aortic diameter of more than 40 mm, imaging evidence of malperfusion, entry tear on lesser curvature, or false lumen of more than 22 mm). 3 Patients with traumatic aortic injury who do not have contraindications to endovascular repair.
Vascular | Endovascular aortic repair | Aortic stent graft package | TEVAR package | Terumo Aortic | RelayPro Thoracic Stent-Graft System (Non-Bare Stent Configuration) | 28-N4-36-250-28S | Standalone | DE0503702 | 1 Patients with thoracic aortic aneurysm (TAA; ruptured or unruptured) who are not suitable for OSR and are: 1.1 symptomatic; OR 1.2 asymptomatic and with an aneurysm of 5.5 cm or larger (measured outer-to-outer maximum anterior-posterior aortic diameter); OR 1.3 asymptomatic and with an aneurysm that has grown by more than 1 cm in one year (measured outer-to-outer maximum anterior-posterior aortic diameter). 2 Patients with type B aortic dissection (TBAD) with suitable anatomy for TEVAR and the TBAD is: 2.1 Complicated (presence of malperfusion syndrome or rupture) hyperacute (less than 24 hours), acute (1 to 14 days), or subacute (15 to 90 days); OR 2.2 Uncomplicated with high-risk features (refractory pain, refractory hypertension, bloody pleural effusion, aortic diameter of more than 40 mm, imaging evidence of malperfusion, entry tear on lesser curvature, or false lumen of more than 22 mm). 3 Patients with traumatic aortic injury who do not have contraindications to endovascular repair.
Vascular | Endovascular aortic repair | Aortic stent graft package | TEVAR package | Terumo Aortic | RelayPro Thoracic Stent-Graft System (Non-Bare Stent Configuration) | 28-N4-38-110-28S | Standalone | DE0503702 | 1 Patients with thoracic aortic aneurysm (TAA; ruptured or unruptured) who are not suitable for OSR and are: 1.1 symptomatic; OR 1.2 asymptomatic and with an aneurysm of 5.5 cm or larger (measured outer-to-outer maximum anterior-posterior aortic diameter); OR 1.3 asymptomatic and with an aneurysm that has grown by more than 1 cm in one year (measured outer-to-outer maximum anterior-posterior aortic diameter). 2 Patients with type B aortic dissection (TBAD) with suitable anatomy for TEVAR and the TBAD is: 2.1 Complicated (presence of malperfusion syndrome or rupture) hyperacute (less than 24 hours), acute (1 to 14 days), or subacute (15 to 90 days); OR 2.2 Uncomplicated with high-risk features (refractory pain, refractory hypertension, bloody pleural effusion, aortic diameter of more than 40 mm, imaging evidence of malperfusion, entry tear on lesser curvature, or false lumen of more than 22 mm). 3 Patients with traumatic aortic injury who do not have contraindications to endovascular repair.
Vascular | Endovascular aortic repair | Aortic stent graft package | TEVAR package | Terumo Aortic | RelayPro Thoracic Stent-Graft System (Non-Bare Stent Configuration) | 28-N4-38-130-28S | Standalone | DE0503702 | 1 Patients with thoracic aortic aneurysm (TAA; ruptured or unruptured) who are not suitable for OSR and are: 1.1 symptomatic; OR 1.2 asymptomatic and with an aneurysm of 5.5 cm or larger (measured outer-to-outer maximum anterior-posterior aortic diameter); OR 1.3 asymptomatic and with an aneurysm that has grown by more than 1 cm in one year (measured outer-to-outer maximum anterior-posterior aortic diameter). 2 Patients with type B aortic dissection (TBAD) with suitable anatomy for TEVAR and the TBAD is: 2.1 Complicated (presence of malperfusion syndrome or rupture) hyperacute (less than 24 hours), acute (1 to 14 days), or subacute (15 to 90 days); OR 2.2 Uncomplicated with high-risk features (refractory pain, refractory hypertension, bloody pleural effusion, aortic diameter of more than 40 mm, imaging evidence of malperfusion, entry tear on lesser curvature, or false lumen of more than 22 mm). 3 Patients with traumatic aortic injury who do not have contraindications to endovascular repair.
Vascular | Endovascular aortic repair | Aortic stent graft package | TEVAR package | Terumo Aortic | RelayPro Thoracic Stent-Graft System (Non-Bare Stent Configuration) | 28-N4-38-150-28S | Standalone | DE0503702 | 1 Patients with thoracic aortic aneurysm (TAA; ruptured or unruptured) who are not suitable for OSR and are: 1.1 symptomatic; OR 1.2 asymptomatic and with an aneurysm of 5.5 cm or larger (measured outer-to-outer maximum anterior-posterior aortic diameter); OR 1.3 asymptomatic and with an aneurysm that has grown by more than 1 cm in one year (measured outer-to-outer maximum anterior-posterior aortic diameter). 2 Patients with type B aortic dissection (TBAD) with suitable anatomy for TEVAR and the TBAD is: 2.1 Complicated (presence of malperfusion syndrome or rupture) hyperacute (less than 24 hours), acute (1 to 14 days), or subacute (15 to 90 days); OR 2.2 Uncomplicated with high-risk features (refractory pain, refractory hypertension, bloody pleural effusion, aortic diameter of more than 40 mm, imaging evidence of malperfusion, entry tear on lesser curvature, or false lumen of more than 22 mm). 3 Patients with traumatic aortic injury who do not have contraindications to endovascular repair.
Vascular | Endovascular aortic repair | Aortic stent graft package | TEVAR package | Terumo Aortic | RelayPro Thoracic Stent-Graft System (Non-Bare Stent Configuration) | 28-N4-38-170-28S | Standalone | DE0503702 | 1 Patients with thoracic aortic aneurysm (TAA; ruptured or unruptured) who are not suitable for OSR and are: 1.1 symptomatic; OR 1.2 asymptomatic and with an aneurysm of 5.5 cm or larger (measured outer-to-outer maximum anterior-posterior aortic diameter); OR 1.3 asymptomatic and with an aneurysm that has grown by more than 1 cm in one year (measured outer-to-outer maximum anterior-posterior aortic diameter). 2 Patients with type B aortic dissection (TBAD) with suitable anatomy for TEVAR and the TBAD is: 2.1 Complicated (presence of malperfusion syndrome or rupture) hyperacute (less than 24 hours), acute (1 to 14 days), or subacute (15 to 90 days); OR 2.2 Uncomplicated with high-risk features (refractory pain, refractory hypertension, bloody pleural effusion, aortic diameter of more than 40 mm, imaging evidence of malperfusion, entry tear on lesser curvature, or false lumen of more than 22 mm). 3 Patients with traumatic aortic injury who do not have contraindications to endovascular repair.
Vascular | Endovascular aortic repair | Aortic stent graft package | TEVAR package | Terumo Aortic | RelayPro Thoracic Stent-Graft System (Non-Bare Stent Configuration) | 28-N4-38-190-28S | Standalone | DE0503702 | 1 Patients with thoracic aortic aneurysm (TAA; ruptured or unruptured) who are not suitable for OSR and are: 1.1 symptomatic; OR 1.2 asymptomatic and with an aneurysm of 5.5 cm or larger (measured outer-to-outer maximum anterior-posterior aortic diameter); OR 1.3 asymptomatic and with an aneurysm that has grown by more than 1 cm in one year (measured outer-to-outer maximum anterior-posterior aortic diameter). 2 Patients with type B aortic dissection (TBAD) with suitable anatomy for TEVAR and the TBAD is: 2.1 Complicated (presence of malperfusion syndrome or rupture) hyperacute (less than 24 hours), acute (1 to 14 days), or subacute (15 to 90 days); OR 2.2 Uncomplicated with high-risk features (refractory pain, refractory hypertension, bloody pleural effusion, aortic diameter of more than 40 mm, imaging evidence of malperfusion, entry tear on lesser curvature, or false lumen of more than 22 mm). 3 Patients with traumatic aortic injury who do not have contraindications to endovascular repair.
Vascular | Endovascular aortic repair | Aortic stent graft package | TEVAR package | Terumo Aortic | RelayPro Thoracic Stent-Graft System (Non-Bare Stent Configuration) | 28-N4-38-210-28S | Standalone | DE0503702 | 1 Patients with thoracic aortic aneurysm (TAA; ruptured or unruptured) who are not suitable for OSR and are: 1.1 symptomatic; OR 1.2 asymptomatic and with an aneurysm of 5.5 cm or larger (measured outer-to-outer maximum anterior-posterior aortic diameter); OR 1.3 asymptomatic and with an aneurysm that has grown by more than 1 cm in one year (measured outer-to-outer maximum anterior-posterior aortic diameter). 2 Patients with type B aortic dissection (TBAD) with suitable anatomy for TEVAR and the TBAD is: 2.1 Complicated (presence of malperfusion syndrome or rupture) hyperacute (less than 24 hours), acute (1 to 14 days), or subacute (15 to 90 days); OR 2.2 Uncomplicated with high-risk features (refractory pain, refractory hypertension, bloody pleural effusion, aortic diameter of more than 40 mm, imaging evidence of malperfusion, entry tear on lesser curvature, or false lumen of more than 22 mm). 3 Patients with traumatic aortic injury who do not have contraindications to endovascular repair.
Vascular | Endovascular aortic repair | Aortic stent graft package | TEVAR package | Terumo Aortic | RelayPro Thoracic Stent-Graft System (Non-Bare Stent Configuration) | 28-N4-38-230-28S | Standalone | DE0503702 | 1 Patients with thoracic aortic aneurysm (TAA; ruptured or unruptured) who are not suitable for OSR and are: 1.1 symptomatic; OR 1.2 asymptomatic and with an aneurysm of 5.5 cm or larger (measured outer-to-outer maximum anterior-posterior aortic diameter); OR 1.3 asymptomatic and with an aneurysm that has grown by more than 1 cm in one year (measured outer-to-outer maximum anterior-posterior aortic diameter). 2 Patients with type B aortic dissection (TBAD) with suitable anatomy for TEVAR and the TBAD is: 2.1 Complicated (presence of malperfusion syndrome or rupture) hyperacute (less than 24 hours), acute (1 to 14 days), or subacute (15 to 90 days); OR 2.2 Uncomplicated with high-risk features (refractory pain, refractory hypertension, bloody pleural effusion, aortic diameter of more than 40 mm, imaging evidence of malperfusion, entry tear on lesser curvature, or false lumen of more than 22 mm). 3 Patients with traumatic aortic injury who do not have contraindications to endovascular repair.
Vascular | Endovascular aortic repair | Aortic stent graft package | TEVAR package | Terumo Aortic | RelayPro Thoracic Stent-Graft System (Non-Bare Stent Configuration) | 28-N4-38-250-28S | Standalone | DE0503702 | 1 Patients with thoracic aortic aneurysm (TAA; ruptured or unruptured) who are not suitable for OSR and are: 1.1 symptomatic; OR 1.2 asymptomatic and with an aneurysm of 5.5 cm or larger (measured outer-to-outer maximum anterior-posterior aortic diameter); OR 1.3 asymptomatic and with an aneurysm that has grown by more than 1 cm in one year (measured outer-to-outer maximum anterior-posterior aortic diameter). 2 Patients with type B aortic dissection (TBAD) with suitable anatomy for TEVAR and the TBAD is: 2.1 Complicated (presence of malperfusion syndrome or rupture) hyperacute (less than 24 hours), acute (1 to 14 days), or subacute (15 to 90 days); OR 2.2 Uncomplicated with high-risk features (refractory pain, refractory hypertension, bloody pleural effusion, aortic diameter of more than 40 mm, imaging evidence of malperfusion, entry tear on lesser curvature, or false lumen of more than 22 mm). 3 Patients with traumatic aortic injury who do not have contraindications to endovascular repair.
Vascular | Endovascular aortic repair | Aortic stent graft package | TEVAR package | Terumo Aortic | RelayPro Thoracic Stent-Graft System (Non-Bare Stent Configuration) | 28-N4-40-150-28S | Standalone | DE0503702 | 1 Patients with thoracic aortic aneurysm (TAA; ruptured or unruptured) who are not suitable for OSR and are: 1.1 symptomatic; OR 1.2 asymptomatic and with an aneurysm of 5.5 cm or larger (measured outer-to-outer maximum anterior-posterior aortic diameter); OR 1.3 asymptomatic and with an aneurysm that has grown by more than 1 cm in one year (measured outer-to-outer maximum anterior-posterior aortic diameter). 2 Patients with type B aortic dissection (TBAD) with suitable anatomy for TEVAR and the TBAD is: 2.1 Complicated (presence of malperfusion syndrome or rupture) hyperacute (less than 24 hours), acute (1 to 14 days), or subacute (15 to 90 days); OR 2.2 Uncomplicated with high-risk features (refractory pain, refractory hypertension, bloody pleural effusion, aortic diameter of more than 40 mm, imaging evidence of malperfusion, entry tear on lesser curvature, or false lumen of more than 22 mm). 3 Patients with traumatic aortic injury who do not have contraindications to endovascular repair.
Vascular | Endovascular aortic repair | Aortic stent graft package | TEVAR package | Terumo Aortic | RelayPro Thoracic Stent-Graft System (Non-Bare Stent Configuration) | 28-N4-40-170-28S | Standalone | DE0503702 | 1 Patients with thoracic aortic aneurysm (TAA; ruptured or unruptured) who are not suitable for OSR and are: 1.1 symptomatic; OR 1.2 asymptomatic and with an aneurysm of 5.5 cm or larger (measured outer-to-outer maximum anterior-posterior aortic diameter); OR 1.3 asymptomatic and with an aneurysm that has grown by more than 1 cm in one year (measured outer-to-outer maximum anterior-posterior aortic diameter). 2 Patients with type B aortic dissection (TBAD) with suitable anatomy for TEVAR and the TBAD is: 2.1 Complicated (presence of malperfusion syndrome or rupture) hyperacute (less than 24 hours), acute (1 to 14 days), or subacute (15 to 90 days); OR 2.2 Uncomplicated with high-risk features (refractory pain, refractory hypertension, bloody pleural effusion, aortic diameter of more than 40 mm, imaging evidence of malperfusion, entry tear on lesser curvature, or false lumen of more than 22 mm). 3 Patients with traumatic aortic injury who do not have contraindications to endovascular repair.
Vascular | Endovascular aortic repair | Aortic stent graft package | TEVAR package | Terumo Aortic | RelayPro Thoracic Stent-Graft System (Non-Bare Stent Configuration) | 28-N4-40-190-28S | Standalone | DE0503702 | 1 Patients with thoracic aortic aneurysm (TAA; ruptured or unruptured) who are not suitable for OSR and are: 1.1 symptomatic; OR 1.2 asymptomatic and with an aneurysm of 5.5 cm or larger (measured outer-to-outer maximum anterior-posterior aortic diameter); OR 1.3 asymptomatic and with an aneurysm that has grown by more than 1 cm in one year (measured outer-to-outer maximum anterior-posterior aortic diameter). 2 Patients with type B aortic dissection (TBAD) with suitable anatomy for TEVAR and the TBAD is: 2.1 Complicated (presence of malperfusion syndrome or rupture) hyperacute (less than 24 hours), acute (1 to 14 days), or subacute (15 to 90 days); OR 2.2 Uncomplicated with high-risk features (refractory pain, refractory hypertension, bloody pleural effusion, aortic diameter of more than 40 mm, imaging evidence of malperfusion, entry tear on lesser curvature, or false lumen of more than 22 mm). 3 Patients with traumatic aortic injury who do not have contraindications to endovascular repair.
Vascular | Endovascular aortic repair | Aortic stent graft package | TEVAR package | Terumo Aortic | RelayPro Thoracic Stent-Graft System (Non-Bare Stent Configuration) | 28-N4-40-210-28S | Standalone | DE0503702 | 1 Patients with thoracic aortic aneurysm (TAA; ruptured or unruptured) who are not suitable for OSR and are: 1.1 symptomatic; OR 1.2 asymptomatic and with an aneurysm of 5.5 cm or larger (measured outer-to-outer maximum anterior-posterior aortic diameter); OR 1.3 asymptomatic and with an aneurysm that has grown by more than 1 cm in one year (measured outer-to-outer maximum anterior-posterior aortic diameter). 2 Patients with type B aortic dissection (TBAD) with suitable anatomy for TEVAR and the TBAD is: 2.1 Complicated (presence of malperfusion syndrome or rupture) hyperacute (less than 24 hours), acute (1 to 14 days), or subacute (15 to 90 days); OR 2.2 Uncomplicated with high-risk features (refractory pain, refractory hypertension, bloody pleural effusion, aortic diameter of more than 40 mm, imaging evidence of malperfusion, entry tear on lesser curvature, or false lumen of more than 22 mm). 3 Patients with traumatic aortic injury who do not have contraindications to endovascular repair.
Vascular | Endovascular aortic repair | Aortic stent graft package | TEVAR package | Terumo Aortic | RelayPro Thoracic Stent-Graft System (Non-Bare Stent Configuration) | 28-N4-40-230-28S | Standalone | DE0503702 | 1 Patients with thoracic aortic aneurysm (TAA; ruptured or unruptured) who are not suitable for OSR and are: 1.1 symptomatic; OR 1.2 asymptomatic and with an aneurysm of 5.5 cm or larger (measured outer-to-outer maximum anterior-posterior aortic diameter); OR 1.3 asymptomatic and with an aneurysm that has grown by more than 1 cm in one year (measured outer-to-outer maximum anterior-posterior aortic diameter). 2 Patients with type B aortic dissection (TBAD) with suitable anatomy for TEVAR and the TBAD is: 2.1 Complicated (presence of malperfusion syndrome or rupture) hyperacute (less than 24 hours), acute (1 to 14 days), or subacute (15 to 90 days); OR 2.2 Uncomplicated with high-risk features (refractory pain, refractory hypertension, bloody pleural effusion, aortic diameter of more than 40 mm, imaging evidence of malperfusion, entry tear on lesser curvature, or false lumen of more than 22 mm). 3 Patients with traumatic aortic injury who do not have contraindications to endovascular repair.
Vascular | Endovascular aortic repair | Aortic stent graft package | TEVAR package | Terumo Aortic | RelayPro Thoracic Stent-Graft System (Non-Bare Stent Configuration) | 28-N4-40-250-28S | Standalone | DE0503702 | 1 Patients with thoracic aortic aneurysm (TAA; ruptured or unruptured) who are not suitable for OSR and are: 1.1 symptomatic; OR 1.2 asymptomatic and with an aneurysm of 5.5 cm or larger (measured outer-to-outer maximum anterior-posterior aortic diameter); OR 1.3 asymptomatic and with an aneurysm that has grown by more than 1 cm in one year (measured outer-to-outer maximum anterior-posterior aortic diameter). 2 Patients with type B aortic dissection (TBAD) with suitable anatomy for TEVAR and the TBAD is: 2.1 Complicated (presence of malperfusion syndrome or rupture) hyperacute (less than 24 hours), acute (1 to 14 days), or subacute (15 to 90 days); OR 2.2 Uncomplicated with high-risk features (refractory pain, refractory hypertension, bloody pleural effusion, aortic diameter of more than 40 mm, imaging evidence of malperfusion, entry tear on lesser curvature, or false lumen of more than 22 mm). 3 Patients with traumatic aortic injury who do not have contraindications to endovascular repair.
Vascular | Endovascular aortic repair | Aortic stent graft package | TEVAR package | Terumo Aortic | RelayPro Thoracic Stent-Graft System (Non-Bare Stent Configuration) | 28-N4-42-150-28S | Standalone | DE0503702 | 1 Patients with thoracic aortic aneurysm (TAA; ruptured or unruptured) who are not suitable for OSR and are: 1.1 symptomatic; OR 1.2 asymptomatic and with an aneurysm of 5.5 cm or larger (measured outer-to-outer maximum anterior-posterior aortic diameter); OR 1.3 asymptomatic and with an aneurysm that has grown by more than 1 cm in one year (measured outer-to-outer maximum anterior-posterior aortic diameter). 2 Patients with type B aortic dissection (TBAD) with suitable anatomy for TEVAR and the TBAD is: 2.1 Complicated (presence of malperfusion syndrome or rupture) hyperacute (less than 24 hours), acute (1 to 14 days), or subacute (15 to 90 days); OR 2.2 Uncomplicated with high-risk features (refractory pain, refractory hypertension, bloody pleural effusion, aortic diameter of more than 40 mm, imaging evidence of malperfusion, entry tear on lesser curvature, or false lumen of more than 22 mm). 3 Patients with traumatic aortic injury who do not have contraindications to endovascular repair.
Vascular | Endovascular aortic repair | Aortic stent graft package | TEVAR package | Terumo Aortic | RelayPro Thoracic Stent-Graft System (Non-Bare Stent Configuration) | 28-N4-42-170-28S | Standalone | DE0503702 | 1 Patients with thoracic aortic aneurysm (TAA; ruptured or unruptured) who are not suitable for OSR and are: 1.1 symptomatic; OR 1.2 asymptomatic and with an aneurysm of 5.5 cm or larger (measured outer-to-outer maximum anterior-posterior aortic diameter); OR 1.3 asymptomatic and with an aneurysm that has grown by more than 1 cm in one year (measured outer-to-outer maximum anterior-posterior aortic diameter). 2 Patients with type B aortic dissection (TBAD) with suitable anatomy for TEVAR and the TBAD is: 2.1 Complicated (presence of malperfusion syndrome or rupture) hyperacute (less than 24 hours), acute (1 to 14 days), or subacute (15 to 90 days); OR 2.2 Uncomplicated with high-risk features (refractory pain, refractory hypertension, bloody pleural effusion, aortic diameter of more than 40 mm, imaging evidence of malperfusion, entry tear on lesser curvature, or false lumen of more than 22 mm). 3 Patients with traumatic aortic injury who do not have contraindications to endovascular repair.
Vascular | Endovascular aortic repair | Aortic stent graft package | TEVAR package | Terumo Aortic | RelayPro Thoracic Stent-Graft System (Non-Bare Stent Configuration) | 28-N4-42-190-28S | Standalone | DE0503702 | 1 Patients with thoracic aortic aneurysm (TAA; ruptured or unruptured) who are not suitable for OSR and are: 1.1 symptomatic; OR 1.2 asymptomatic and with an aneurysm of 5.5 cm or larger (measured outer-to-outer maximum anterior-posterior aortic diameter); OR 1.3 asymptomatic and with an aneurysm that has grown by more than 1 cm in one year (measured outer-to-outer maximum anterior-posterior aortic diameter). 2 Patients with type B aortic dissection (TBAD) with suitable anatomy for TEVAR and the TBAD is: 2.1 Complicated (presence of malperfusion syndrome or rupture) hyperacute (less than 24 hours), acute (1 to 14 days), or subacute (15 to 90 days); OR 2.2 Uncomplicated with high-risk features (refractory pain, refractory hypertension, bloody pleural effusion, aortic diameter of more than 40 mm, imaging evidence of malperfusion, entry tear on lesser curvature, or false lumen of more than 22 mm). 3 Patients with traumatic aortic injury who do not have contraindications to endovascular repair.
Vascular | Endovascular aortic repair | Aortic stent graft package | TEVAR package | Terumo Aortic | RelayPro Thoracic Stent-Graft System (Non-Bare Stent Configuration) | 28-N4-42-210-28S | Standalone | DE0503702 | 1 Patients with thoracic aortic aneurysm (TAA; ruptured or unruptured) who are not suitable for OSR and are: 1.1 symptomatic; OR 1.2 asymptomatic and with an aneurysm of 5.5 cm or larger (measured outer-to-outer maximum anterior-posterior aortic diameter); OR 1.3 asymptomatic and with an aneurysm that has grown by more than 1 cm in one year (measured outer-to-outer maximum anterior-posterior aortic diameter). 2 Patients with type B aortic dissection (TBAD) with suitable anatomy for TEVAR and the TBAD is: 2.1 Complicated (presence of malperfusion syndrome or rupture) hyperacute (less than 24 hours), acute (1 to 14 days), or subacute (15 to 90 days); OR 2.2 Uncomplicated with high-risk features (refractory pain, refractory hypertension, bloody pleural effusion, aortic diameter of more than 40 mm, imaging evidence of malperfusion, entry tear on lesser curvature, or false lumen of more than 22 mm). 3 Patients with traumatic aortic injury who do not have contraindications to endovascular repair.
Vascular | Endovascular aortic repair | Aortic stent graft package | TEVAR package | Terumo Aortic | RelayPro Thoracic Stent-Graft System (Non-Bare Stent Configuration) | 28-N4-42-230-28S | Standalone | DE0503702 | 1 Patients with thoracic aortic aneurysm (TAA; ruptured or unruptured) who are not suitable for OSR and are: 1.1 symptomatic; OR 1.2 asymptomatic and with an aneurysm of 5.5 cm or larger (measured outer-to-outer maximum anterior-posterior aortic diameter); OR 1.3 asymptomatic and with an aneurysm that has grown by more than 1 cm in one year (measured outer-to-outer maximum anterior-posterior aortic diameter). 2 Patients with type B aortic dissection (TBAD) with suitable anatomy for TEVAR and the TBAD is: 2.1 Complicated (presence of malperfusion syndrome or rupture) hyperacute (less than 24 hours), acute (1 to 14 days), or subacute (15 to 90 days); OR 2.2 Uncomplicated with high-risk features (refractory pain, refractory hypertension, bloody pleural effusion, aortic diameter of more than 40 mm, imaging evidence of malperfusion, entry tear on lesser curvature, or false lumen of more than 22 mm). 3 Patients with traumatic aortic injury who do not have contraindications to endovascular repair.
Vascular | Endovascular aortic repair | Aortic stent graft package | TEVAR package | Terumo Aortic | RelayPro Thoracic Stent-Graft System (Non-Bare Stent Configuration) | 28-N4-42-250-28S | Standalone | DE0503702 | 1 Patients with thoracic aortic aneurysm (TAA; ruptured or unruptured) who are not suitable for OSR and are: 1.1 symptomatic; OR 1.2 asymptomatic and with an aneurysm of 5.5 cm or larger (measured outer-to-outer maximum anterior-posterior aortic diameter); OR 1.3 asymptomatic and with an aneurysm that has grown by more than 1 cm in one year (measured outer-to-outer maximum anterior-posterior aortic diameter). 2 Patients with type B aortic dissection (TBAD) with suitable anatomy for TEVAR and the TBAD is: 2.1 Complicated (presence of malperfusion syndrome or rupture) hyperacute (less than 24 hours), acute (1 to 14 days), or subacute (15 to 90 days); OR 2.2 Uncomplicated with high-risk features (refractory pain, refractory hypertension, bloody pleural effusion, aortic diameter of more than 40 mm, imaging evidence of malperfusion, entry tear on lesser curvature, or false lumen of more than 22 mm). 3 Patients with traumatic aortic injury who do not have contraindications to endovascular repair.
Vascular | Endovascular aortic repair | Aortic stent graft package | TEVAR package | Terumo Aortic | RelayPro Thoracic Stent-Graft System (Non-Bare Stent Configuration) | 28-N4-44-170-28S | Standalone | DE0503702 | 1 Patients with thoracic aortic aneurysm (TAA; ruptured or unruptured) who are not suitable for OSR and are: 1.1 symptomatic; OR 1.2 asymptomatic and with an aneurysm of 5.5 cm or larger (measured outer-to-outer maximum anterior-posterior aortic diameter); OR 1.3 asymptomatic and with an aneurysm that has grown by more than 1 cm in one year (measured outer-to-outer maximum anterior-posterior aortic diameter). 2 Patients with type B aortic dissection (TBAD) with suitable anatomy for TEVAR and the TBAD is: 2.1 Complicated (presence of malperfusion syndrome or rupture) hyperacute (less than 24 hours), acute (1 to 14 days), or subacute (15 to 90 days); OR 2.2 Uncomplicated with high-risk features (refractory pain, refractory hypertension, bloody pleural effusion, aortic diameter of more than 40 mm, imaging evidence of malperfusion, entry tear on lesser curvature, or false lumen of more than 22 mm). 3 Patients with traumatic aortic injury who do not have contraindications to endovascular repair.
Vascular | Endovascular aortic repair | Aortic stent graft package | TEVAR package | Terumo Aortic | RelayPro Thoracic Stent-Graft System (Non-Bare Stent Configuration) | 28-N4-44-190-28S | Standalone | DE0503702 | 1 Patients with thoracic aortic aneurysm (TAA; ruptured or unruptured) who are not suitable for OSR and are: 1.1 symptomatic; OR 1.2 asymptomatic and with an aneurysm of 5.5 cm or larger (measured outer-to-outer maximum anterior-posterior aortic diameter); OR 1.3 asymptomatic and with an aneurysm that has grown by more than 1 cm in one year (measured outer-to-outer maximum anterior-posterior aortic diameter). 2 Patients with type B aortic dissection (TBAD) with suitable anatomy for TEVAR and the TBAD is: 2.1 Complicated (presence of malperfusion syndrome or rupture) hyperacute (less than 24 hours), acute (1 to 14 days), or subacute (15 to 90 days); OR 2.2 Uncomplicated with high-risk features (refractory pain, refractory hypertension, bloody pleural effusion, aortic diameter of more than 40 mm, imaging evidence of malperfusion, entry tear on lesser curvature, or false lumen of more than 22 mm). 3 Patients with traumatic aortic injury who do not have contraindications to endovascular repair.
Vascular | Endovascular aortic repair | Aortic stent graft package | TEVAR package | Terumo Aortic | RelayPro Thoracic Stent-Graft System (Non-Bare Stent Configuration) | 28-N4-44-210-28S | Standalone | DE0503702 | 1 Patients with thoracic aortic aneurysm (TAA; ruptured or unruptured) who are not suitable for OSR and are: 1.1 symptomatic; OR 1.2 asymptomatic and with an aneurysm of 5.5 cm or larger (measured outer-to-outer maximum anterior-posterior aortic diameter); OR 1.3 asymptomatic and with an aneurysm that has grown by more than 1 cm in one year (measured outer-to-outer maximum anterior-posterior aortic diameter). 2 Patients with type B aortic dissection (TBAD) with suitable anatomy for TEVAR and the TBAD is: 2.1 Complicated (presence of malperfusion syndrome or rupture) hyperacute (less than 24 hours), acute (1 to 14 days), or subacute (15 to 90 days); OR 2.2 Uncomplicated with high-risk features (refractory pain, refractory hypertension, bloody pleural effusion, aortic diameter of more than 40 mm, imaging evidence of malperfusion, entry tear on lesser curvature, or false lumen of more than 22 mm). 3 Patients with traumatic aortic injury who do not have contraindications to endovascular repair.
Vascular | Endovascular aortic repair | Aortic stent graft package | TEVAR package | Terumo Aortic | RelayPro Thoracic Stent-Graft System (Non-Bare Stent Configuration) | 28-N4-44-230-28S | Standalone | DE0503702 | 1 Patients with thoracic aortic aneurysm (TAA; ruptured or unruptured) who are not suitable for OSR and are: 1.1 symptomatic; OR 1.2 asymptomatic and with an aneurysm of 5.5 cm or larger (measured outer-to-outer maximum anterior-posterior aortic diameter); OR 1.3 asymptomatic and with an aneurysm that has grown by more than 1 cm in one year (measured outer-to-outer maximum anterior-posterior aortic diameter). 2 Patients with type B aortic dissection (TBAD) with suitable anatomy for TEVAR and the TBAD is: 2.1 Complicated (presence of malperfusion syndrome or rupture) hyperacute (less than 24 hours), acute (1 to 14 days), or subacute (15 to 90 days); OR 2.2 Uncomplicated with high-risk features (refractory pain, refractory hypertension, bloody pleural effusion, aortic diameter of more than 40 mm, imaging evidence of malperfusion, entry tear on lesser curvature, or false lumen of more than 22 mm). 3 Patients with traumatic aortic injury who do not have contraindications to endovascular repair.
Vascular | Endovascular aortic repair | Aortic stent graft package | TEVAR package | Terumo Aortic | RelayPro Thoracic Stent-Graft System (Non-Bare Stent Configuration) | 28-N4-44-250-28S | Standalone | DE0503702 | 1 Patients with thoracic aortic aneurysm (TAA; ruptured or unruptured) who are not suitable for OSR and are: 1.1 symptomatic; OR 1.2 asymptomatic and with an aneurysm of 5.5 cm or larger (measured outer-to-outer maximum anterior-posterior aortic diameter); OR 1.3 asymptomatic and with an aneurysm that has grown by more than 1 cm in one year (measured outer-to-outer maximum anterior-posterior aortic diameter). 2 Patients with type B aortic dissection (TBAD) with suitable anatomy for TEVAR and the TBAD is: 2.1 Complicated (presence of malperfusion syndrome or rupture) hyperacute (less than 24 hours), acute (1 to 14 days), or subacute (15 to 90 days); OR 2.2 Uncomplicated with high-risk features (refractory pain, refractory hypertension, bloody pleural effusion, aortic diameter of more than 40 mm, imaging evidence of malperfusion, entry tear on lesser curvature, or false lumen of more than 22 mm). 3 Patients with traumatic aortic injury who do not have contraindications to endovascular repair.
Vascular | Endovascular aortic repair | Aortic stent graft package | TEVAR package | Terumo Aortic | RelayPro Thoracic Stent-Graft System (Non-Bare Stent Configuration) | 28-N4-46-190-28S | Standalone | DE0503702 | 1 Patients with thoracic aortic aneurysm (TAA; ruptured or unruptured) who are not suitable for OSR and are: 1.1 symptomatic; OR 1.2 asymptomatic and with an aneurysm of 5.5 cm or larger (measured outer-to-outer maximum anterior-posterior aortic diameter); OR 1.3 asymptomatic and with an aneurysm that has grown by more than 1 cm in one year (measured outer-to-outer maximum anterior-posterior aortic diameter). 2 Patients with type B aortic dissection (TBAD) with suitable anatomy for TEVAR and the TBAD is: 2.1 Complicated (presence of malperfusion syndrome or rupture) hyperacute (less than 24 hours), acute (1 to 14 days), or subacute (15 to 90 days); OR 2.2 Uncomplicated with high-risk features (refractory pain, refractory hypertension, bloody pleural effusion, aortic diameter of more than 40 mm, imaging evidence of malperfusion, entry tear on lesser curvature, or false lumen of more than 22 mm). 3 Patients with traumatic aortic injury who do not have contraindications to endovascular repair.
Vascular | Endovascular aortic repair | Aortic stent graft package | TEVAR package | Terumo Aortic | RelayPro Thoracic Stent-Graft System (Non-Bare Stent Configuration) | 28-N4-46-210-28S | Standalone | DE0503702 | 1 Patients with thoracic aortic aneurysm (TAA; ruptured or unruptured) who are not suitable for OSR and are: 1.1 symptomatic; OR 1.2 asymptomatic and with an aneurysm of 5.5 cm or larger (measured outer-to-outer maximum anterior-posterior aortic diameter); OR 1.3 asymptomatic and with an aneurysm that has grown by more than 1 cm in one year (measured outer-to-outer maximum anterior-posterior aortic diameter). 2 Patients with type B aortic dissection (TBAD) with suitable anatomy for TEVAR and the TBAD is: 2.1 Complicated (presence of malperfusion syndrome or rupture) hyperacute (less than 24 hours), acute (1 to 14 days), or subacute (15 to 90 days); OR 2.2 Uncomplicated with high-risk features (refractory pain, refractory hypertension, bloody pleural effusion, aortic diameter of more than 40 mm, imaging evidence of malperfusion, entry tear on lesser curvature, or false lumen of more than 22 mm). 3 Patients with traumatic aortic injury who do not have contraindications to endovascular repair.
Vascular | Endovascular aortic repair | Aortic stent graft package | TEVAR package | Terumo Aortic | RelayPro Thoracic Stent-Graft System (Non-Bare Stent Configuration) | 28-N4-46-230-28S | Standalone | DE0503702 | 1 Patients with thoracic aortic aneurysm (TAA; ruptured or unruptured) who are not suitable for OSR and are: 1.1 symptomatic; OR 1.2 asymptomatic and with an aneurysm of 5.5 cm or larger (measured outer-to-outer maximum anterior-posterior aortic diameter); OR 1.3 asymptomatic and with an aneurysm that has grown by more than 1 cm in one year (measured outer-to-outer maximum anterior-posterior aortic diameter). 2 Patients with type B aortic dissection (TBAD) with suitable anatomy for TEVAR and the TBAD is: 2.1 Complicated (presence of malperfusion syndrome or rupture) hyperacute (less than 24 hours), acute (1 to 14 days), or subacute (15 to 90 days); OR 2.2 Uncomplicated with high-risk features (refractory pain, refractory hypertension, bloody pleural effusion, aortic diameter of more than 40 mm, imaging evidence of malperfusion, entry tear on lesser curvature, or false lumen of more than 22 mm). 3 Patients with traumatic aortic injury who do not have contraindications to endovascular repair.
Vascular | Endovascular aortic repair | Aortic stent graft package | TEVAR package | Terumo Aortic | RelayPro Thoracic Stent-Graft System (Non-Bare Stent Configuration) | 28-N4-46-250-28S | Standalone | DE0503702 | 1 Patients with thoracic aortic aneurysm (TAA; ruptured or unruptured) who are not suitable for OSR and are: 1.1 symptomatic; OR 1.2 asymptomatic and with an aneurysm of 5.5 cm or larger (measured outer-to-outer maximum anterior-posterior aortic diameter); OR 1.3 asymptomatic and with an aneurysm that has grown by more than 1 cm in one year (measured outer-to-outer maximum anterior-posterior aortic diameter). 2 Patients with type B aortic dissection (TBAD) with suitable anatomy for TEVAR and the TBAD is: 2.1 Complicated (presence of malperfusion syndrome or rupture) hyperacute (less than 24 hours), acute (1 to 14 days), or subacute (15 to 90 days); OR 2.2 Uncomplicated with high-risk features (refractory pain, refractory hypertension, bloody pleural effusion, aortic diameter of more than 40 mm, imaging evidence of malperfusion, entry tear on lesser curvature, or false lumen of more than 22 mm). 3 Patients with traumatic aortic injury who do not have contraindications to endovascular repair.
Vascular | Endovascular aortic repair | Aortic stent graft package | TEVAR package | Terumo Aortic | RelayPro Thoracic Stent-Graft System (Non-Bare Stent Configuration) | 28-N4-22-090-30S | Standalone | DE0503702 | 1 Patients with thoracic aortic aneurysm (TAA; ruptured or unruptured) who are not suitable for OSR and are: 1.1 symptomatic; OR 1.2 asymptomatic and with an aneurysm of 5.5 cm or larger (measured outer-to-outer maximum anterior-posterior aortic diameter); OR 1.3 asymptomatic and with an aneurysm that has grown by more than 1 cm in one year (measured outer-to-outer maximum anterior-posterior aortic diameter). 2 Patients with type B aortic dissection (TBAD) with suitable anatomy for TEVAR and the TBAD is: 2.1 Complicated (presence of malperfusion syndrome or rupture) hyperacute (less than 24 hours), acute (1 to 14 days), or subacute (15 to 90 days); OR 2.2 Uncomplicated with high-risk features (refractory pain, refractory hypertension, bloody pleural effusion, aortic diameter of more than 40 mm, imaging evidence of malperfusion, entry tear on lesser curvature, or false lumen of more than 22 mm). 3 Patients with traumatic aortic injury who do not have contraindications to endovascular repair.
Vascular | Endovascular aortic repair | Aortic stent graft package | TEVAR package | Terumo Aortic | RelayPro Thoracic Stent-Graft System (Non-Bare Stent Configuration) | 28-N4-22-110-30S | Standalone | DE0503702 | 1 Patients with thoracic aortic aneurysm (TAA; ruptured or unruptured) who are not suitable for OSR and are: 1.1 symptomatic; OR 1.2 asymptomatic and with an aneurysm of 5.5 cm or larger (measured outer-to-outer maximum anterior-posterior aortic diameter); OR 1.3 asymptomatic and with an aneurysm that has grown by more than 1 cm in one year (measured outer-to-outer maximum anterior-posterior aortic diameter). 2 Patients with type B aortic dissection (TBAD) with suitable anatomy for TEVAR and the TBAD is: 2.1 Complicated (presence of malperfusion syndrome or rupture) hyperacute (less than 24 hours), acute (1 to 14 days), or subacute (15 to 90 days); OR 2.2 Uncomplicated with high-risk features (refractory pain, refractory hypertension, bloody pleural effusion, aortic diameter of more than 40 mm, imaging evidence of malperfusion, entry tear on lesser curvature, or false lumen of more than 22 mm). 3 Patients with traumatic aortic injury who do not have contraindications to endovascular repair.
Vascular | Endovascular aortic repair | Aortic stent graft package | TEVAR package | Terumo Aortic | RelayPro Thoracic Stent-Graft System (Non-Bare Stent Configuration) | 28-N4-22-130-30S | Standalone | DE0503702 | 1 Patients with thoracic aortic aneurysm (TAA; ruptured or unruptured) who are not suitable for OSR and are: 1.1 symptomatic; OR 1.2 asymptomatic and with an aneurysm of 5.5 cm or larger (measured outer-to-outer maximum anterior-posterior aortic diameter); OR 1.3 asymptomatic and with an aneurysm that has grown by more than 1 cm in one year (measured outer-to-outer maximum anterior-posterior aortic diameter). 2 Patients with type B aortic dissection (TBAD) with suitable anatomy for TEVAR and the TBAD is: 2.1 Complicated (presence of malperfusion syndrome or rupture) hyperacute (less than 24 hours), acute (1 to 14 days), or subacute (15 to 90 days); OR 2.2 Uncomplicated with high-risk features (refractory pain, refractory hypertension, bloody pleural effusion, aortic diameter of more than 40 mm, imaging evidence of malperfusion, entry tear on lesser curvature, or false lumen of more than 22 mm). 3 Patients with traumatic aortic injury who do not have contraindications to endovascular repair.
Vascular | Endovascular aortic repair | Aortic stent graft package | TEVAR package | Terumo Aortic | RelayPro Thoracic Stent-Graft System (Non-Bare Stent Configuration) | 28-N4-22-150-30S | Standalone | DE0503702 | 1 Patients with thoracic aortic aneurysm (TAA; ruptured or unruptured) who are not suitable for OSR and are: 1.1 symptomatic; OR 1.2 asymptomatic and with an aneurysm of 5.5 cm or larger (measured outer-to-outer maximum anterior-posterior aortic diameter); OR 1.3 asymptomatic and with an aneurysm that has grown by more than 1 cm in one year (measured outer-to-outer maximum anterior-posterior aortic diameter). 2 Patients with type B aortic dissection (TBAD) with suitable anatomy for TEVAR and the TBAD is: 2.1 Complicated (presence of malperfusion syndrome or rupture) hyperacute (less than 24 hours), acute (1 to 14 days), or subacute (15 to 90 days); OR 2.2 Uncomplicated with high-risk features (refractory pain, refractory hypertension, bloody pleural effusion, aortic diameter of more than 40 mm, imaging evidence of malperfusion, entry tear on lesser curvature, or false lumen of more than 22 mm). 3 Patients with traumatic aortic injury who do not have contraindications to endovascular repair.
Vascular | Endovascular aortic repair | Aortic stent graft package | TEVAR package | Terumo Aortic | RelayPro Thoracic Stent-Graft System (Non-Bare Stent Configuration) | 28-N4-22-170-30S | Standalone | DE0503702 | 1 Patients with thoracic aortic aneurysm (TAA; ruptured or unruptured) who are not suitable for OSR and are: 1.1 symptomatic; OR 1.2 asymptomatic and with an aneurysm of 5.5 cm or larger (measured outer-to-outer maximum anterior-posterior aortic diameter); OR 1.3 asymptomatic and with an aneurysm that has grown by more than 1 cm in one year (measured outer-to-outer maximum anterior-posterior aortic diameter). 2 Patients with type B aortic dissection (TBAD) with suitable anatomy for TEVAR and the TBAD is: 2.1 Complicated (presence of malperfusion syndrome or rupture) hyperacute (less than 24 hours), acute (1 to 14 days), or subacute (15 to 90 days); OR 2.2 Uncomplicated with high-risk features (refractory pain, refractory hypertension, bloody pleural effusion, aortic diameter of more than 40 mm, imaging evidence of malperfusion, entry tear on lesser curvature, or false lumen of more than 22 mm). 3 Patients with traumatic aortic injury who do not have contraindications to endovascular repair.
Vascular | Endovascular aortic repair | Aortic stent graft package | TEVAR package | Terumo Aortic | RelayPro Thoracic Stent-Graft System (Non-Bare Stent Configuration) | 28-N4-22-190-30S | Standalone | DE0503702 | 1 Patients with thoracic aortic aneurysm (TAA; ruptured or unruptured) who are not suitable for OSR and are: 1.1 symptomatic; OR 1.2 asymptomatic and with an aneurysm of 5.5 cm or larger (measured outer-to-outer maximum anterior-posterior aortic diameter); OR 1.3 asymptomatic and with an aneurysm that has grown by more than 1 cm in one year (measured outer-to-outer maximum anterior-posterior aortic diameter). 2 Patients with type B aortic dissection (TBAD) with suitable anatomy for TEVAR and the TBAD is: 2.1 Complicated (presence of malperfusion syndrome or rupture) hyperacute (less than 24 hours), acute (1 to 14 days), or subacute (15 to 90 days); OR 2.2 Uncomplicated with high-risk features (refractory pain, refractory hypertension, bloody pleural effusion, aortic diameter of more than 40 mm, imaging evidence of malperfusion, entry tear on lesser curvature, or false lumen of more than 22 mm). 3 Patients with traumatic aortic injury who do not have contraindications to endovascular repair.
Vascular | Endovascular aortic repair | Aortic stent graft package | TEVAR package | Terumo Aortic | RelayPro Thoracic Stent-Graft System (Non-Bare Stent Configuration) | 28-N4-22-210-30S | Standalone | DE0503702 | 1 Patients with thoracic aortic aneurysm (TAA; ruptured or unruptured) who are not suitable for OSR and are: 1.1 symptomatic; OR 1.2 asymptomatic and with an aneurysm of 5.5 cm or larger (measured outer-to-outer maximum anterior-posterior aortic diameter); OR 1.3 asymptomatic and with an aneurysm that has grown by more than 1 cm in one year (measured outer-to-outer maximum anterior-posterior aortic diameter). 2 Patients with type B aortic dissection (TBAD) with suitable anatomy for TEVAR and the TBAD is: 2.1 Complicated (presence of malperfusion syndrome or rupture) hyperacute (less than 24 hours), acute (1 to 14 days), or subacute (15 to 90 days); OR 2.2 Uncomplicated with high-risk features (refractory pain, refractory hypertension, bloody pleural effusion, aortic diameter of more than 40 mm, imaging evidence of malperfusion, entry tear on lesser curvature, or false lumen of more than 22 mm). 3 Patients with traumatic aortic injury who do not have contraindications to endovascular repair.
Vascular | Endovascular aortic repair | Aortic stent graft package | TEVAR package | Terumo Aortic | RelayPro Thoracic Stent-Graft System (Non-Bare Stent Configuration) | 28-N4-22-230-30S | Standalone | DE0503702 | 1 Patients with thoracic aortic aneurysm (TAA; ruptured or unruptured) who are not suitable for OSR and are: 1.1 symptomatic; OR 1.2 asymptomatic and with an aneurysm of 5.5 cm or larger (measured outer-to-outer maximum anterior-posterior aortic diameter); OR 1.3 asymptomatic and with an aneurysm that has grown by more than 1 cm in one year (measured outer-to-outer maximum anterior-posterior aortic diameter). 2 Patients with type B aortic dissection (TBAD) with suitable anatomy for TEVAR and the TBAD is: 2.1 Complicated (presence of malperfusion syndrome or rupture) hyperacute (less than 24 hours), acute (1 to 14 days), or subacute (15 to 90 days); OR 2.2 Uncomplicated with high-risk features (refractory pain, refractory hypertension, bloody pleural effusion, aortic diameter of more than 40 mm, imaging evidence of malperfusion, entry tear on lesser curvature, or false lumen of more than 22 mm). 3 Patients with traumatic aortic injury who do not have contraindications to endovascular repair.
Vascular | Endovascular aortic repair | Aortic stent graft package | TEVAR package | Terumo Aortic | RelayPro Thoracic Stent-Graft System (Non-Bare Stent Configuration) | 28-N4-22-250-30S | Standalone | DE0503702 | 1 Patients with thoracic aortic aneurysm (TAA; ruptured or unruptured) who are not suitable for OSR and are: 1.1 symptomatic; OR 1.2 asymptomatic and with an aneurysm of 5.5 cm or larger (measured outer-to-outer maximum anterior-posterior aortic diameter); OR 1.3 asymptomatic and with an aneurysm that has grown by more than 1 cm in one year (measured outer-to-outer maximum anterior-posterior aortic diameter). 2 Patients with type B aortic dissection (TBAD) with suitable anatomy for TEVAR and the TBAD is: 2.1 Complicated (presence of malperfusion syndrome or rupture) hyperacute (less than 24 hours), acute (1 to 14 days), or subacute (15 to 90 days); OR 2.2 Uncomplicated with high-risk features (refractory pain, refractory hypertension, bloody pleural effusion, aortic diameter of more than 40 mm, imaging evidence of malperfusion, entry tear on lesser curvature, or false lumen of more than 22 mm). 3 Patients with traumatic aortic injury who do not have contraindications to endovascular repair.
Vascular | Endovascular aortic repair | Aortic stent graft package | TEVAR package | Terumo Aortic | RelayPro Thoracic Stent-Graft System (Non-Bare Stent Configuration) | 28-N4-24-090-30S | Standalone | DE0503702 | 1 Patients with thoracic aortic aneurysm (TAA; ruptured or unruptured) who are not suitable for OSR and are: 1.1 symptomatic; OR 1.2 asymptomatic and with an aneurysm of 5.5 cm or larger (measured outer-to-outer maximum anterior-posterior aortic diameter); OR 1.3 asymptomatic and with an aneurysm that has grown by more than 1 cm in one year (measured outer-to-outer maximum anterior-posterior aortic diameter). 2 Patients with type B aortic dissection (TBAD) with suitable anatomy for TEVAR and the TBAD is: 2.1 Complicated (presence of malperfusion syndrome or rupture) hyperacute (less than 24 hours), acute (1 to 14 days), or subacute (15 to 90 days); OR 2.2 Uncomplicated with high-risk features (refractory pain, refractory hypertension, bloody pleural effusion, aortic diameter of more than 40 mm, imaging evidence of malperfusion, entry tear on lesser curvature, or false lumen of more than 22 mm). 3 Patients with traumatic aortic injury who do not have contraindications to endovascular repair.
Vascular | Endovascular aortic repair | Aortic stent graft package | TEVAR package | Terumo Aortic | RelayPro Thoracic Stent-Graft System (Non-Bare Stent Configuration) | 28-N4-24-110-30S | Standalone | DE0503702 | 1 Patients with thoracic aortic aneurysm (TAA; ruptured or unruptured) who are not suitable for OSR and are: 1.1 symptomatic; OR 1.2 asymptomatic and with an aneurysm of 5.5 cm or larger (measured outer-to-outer maximum anterior-posterior aortic diameter); OR 1.3 asymptomatic and with an aneurysm that has grown by more than 1 cm in one year (measured outer-to-outer maximum anterior-posterior aortic diameter). 2 Patients with type B aortic dissection (TBAD) with suitable anatomy for TEVAR and the TBAD is: 2.1 Complicated (presence of malperfusion syndrome or rupture) hyperacute (less than 24 hours), acute (1 to 14 days), or subacute (15 to 90 days); OR 2.2 Uncomplicated with high-risk features (refractory pain, refractory hypertension, bloody pleural effusion, aortic diameter of more than 40 mm, imaging evidence of malperfusion, entry tear on lesser curvature, or false lumen of more than 22 mm). 3 Patients with traumatic aortic injury who do not have contraindications to endovascular repair.
Vascular | Endovascular aortic repair | Aortic stent graft package | TEVAR package | Terumo Aortic | RelayPro Thoracic Stent-Graft System (Non-Bare Stent Configuration) | 28-N4-24-130-30S | Standalone | DE0503702 | 1 Patients with thoracic aortic aneurysm (TAA; ruptured or unruptured) who are not suitable for OSR and are: 1.1 symptomatic; OR 1.2 asymptomatic and with an aneurysm of 5.5 cm or larger (measured outer-to-outer maximum anterior-posterior aortic diameter); OR 1.3 asymptomatic and with an aneurysm that has grown by more than 1 cm in one year (measured outer-to-outer maximum anterior-posterior aortic diameter). 2 Patients with type B aortic dissection (TBAD) with suitable anatomy for TEVAR and the TBAD is: 2.1 Complicated (presence of malperfusion syndrome or rupture) hyperacute (less than 24 hours), acute (1 to 14 days), or subacute (15 to 90 days); OR 2.2 Uncomplicated with high-risk features (refractory pain, refractory hypertension, bloody pleural effusion, aortic diameter of more than 40 mm, imaging evidence of malperfusion, entry tear on lesser curvature, or false lumen of more than 22 mm). 3 Patients with traumatic aortic injury who do not have contraindications to endovascular repair.
Vascular | Endovascular aortic repair | Aortic stent graft package | TEVAR package | Terumo Aortic | RelayPro Thoracic Stent-Graft System (Non-Bare Stent Configuration) | 28-N4-24-150-30S | Standalone | DE0503702 | 1 Patients with thoracic aortic aneurysm (TAA; ruptured or unruptured) who are not suitable for OSR and are: 1.1 symptomatic; OR 1.2 asymptomatic and with an aneurysm of 5.5 cm or larger (measured outer-to-outer maximum anterior-posterior aortic diameter); OR 1.3 asymptomatic and with an aneurysm that has grown by more than 1 cm in one year (measured outer-to-outer maximum anterior-posterior aortic diameter). 2 Patients with type B aortic dissection (TBAD) with suitable anatomy for TEVAR and the TBAD is: 2.1 Complicated (presence of malperfusion syndrome or rupture) hyperacute (less than 24 hours), acute (1 to 14 days), or subacute (15 to 90 days); OR 2.2 Uncomplicated with high-risk features (refractory pain, refractory hypertension, bloody pleural effusion, aortic diameter of more than 40 mm, imaging evidence of malperfusion, entry tear on lesser curvature, or false lumen of more than 22 mm). 3 Patients with traumatic aortic injury who do not have contraindications to endovascular repair.
Vascular | Endovascular aortic repair | Aortic stent graft package | TEVAR package | Terumo Aortic | RelayPro Thoracic Stent-Graft System (Non-Bare Stent Configuration) | 28-N4-24-170-30S | Standalone | DE0503702 | 1 Patients with thoracic aortic aneurysm (TAA; ruptured or unruptured) who are not suitable for OSR and are: 1.1 symptomatic; OR 1.2 asymptomatic and with an aneurysm of 5.5 cm or larger (measured outer-to-outer maximum anterior-posterior aortic diameter); OR 1.3 asymptomatic and with an aneurysm that has grown by more than 1 cm in one year (measured outer-to-outer maximum anterior-posterior aortic diameter). 2 Patients with type B aortic dissection (TBAD) with suitable anatomy for TEVAR and the TBAD is: 2.1 Complicated (presence of malperfusion syndrome or rupture) hyperacute (less than 24 hours), acute (1 to 14 days), or subacute (15 to 90 days); OR 2.2 Uncomplicated with high-risk features (refractory pain, refractory hypertension, bloody pleural effusion, aortic diameter of more than 40 mm, imaging evidence of malperfusion, entry tear on lesser curvature, or false lumen of more than 22 mm). 3 Patients with traumatic aortic injury who do not have contraindications to endovascular repair.
Vascular | Endovascular aortic repair | Aortic stent graft package | TEVAR package | Terumo Aortic | RelayPro Thoracic Stent-Graft System (Non-Bare Stent Configuration) | 28-N4-24-190-30S | Standalone | DE0503702 | 1 Patients with thoracic aortic aneurysm (TAA; ruptured or unruptured) who are not suitable for OSR and are: 1.1 symptomatic; OR 1.2 asymptomatic and with an aneurysm of 5.5 cm or larger (measured outer-to-outer maximum anterior-posterior aortic diameter); OR 1.3 asymptomatic and with an aneurysm that has grown by more than 1 cm in one year (measured outer-to-outer maximum anterior-posterior aortic diameter). 2 Patients with type B aortic dissection (TBAD) with suitable anatomy for TEVAR and the TBAD is: 2.1 Complicated (presence of malperfusion syndrome or rupture) hyperacute (less than 24 hours), acute (1 to 14 days), or subacute (15 to 90 days); OR 2.2 Uncomplicated with high-risk features (refractory pain, refractory hypertension, bloody pleural effusion, aortic diameter of more than 40 mm, imaging evidence of malperfusion, entry tear on lesser curvature, or false lumen of more than 22 mm). 3 Patients with traumatic aortic injury who do not have contraindications to endovascular repair.
Vascular | Endovascular aortic repair | Aortic stent graft package | TEVAR package | Terumo Aortic | RelayPro Thoracic Stent-Graft System (Non-Bare Stent Configuration) | 28-N4-24-210-30S | Standalone | DE0503702 | 1 Patients with thoracic aortic aneurysm (TAA; ruptured or unruptured) who are not suitable for OSR and are: 1.1 symptomatic; OR 1.2 asymptomatic and with an aneurysm of 5.5 cm or larger (measured outer-to-outer maximum anterior-posterior aortic diameter); OR 1.3 asymptomatic and with an aneurysm that has grown by more than 1 cm in one year (measured outer-to-outer maximum anterior-posterior aortic diameter). 2 Patients with type B aortic dissection (TBAD) with suitable anatomy for TEVAR and the TBAD is: 2.1 Complicated (presence of malperfusion syndrome or rupture) hyperacute (less than 24 hours), acute (1 to 14 days), or subacute (15 to 90 days); OR 2.2 Uncomplicated with high-risk features (refractory pain, refractory hypertension, bloody pleural effusion, aortic diameter of more than 40 mm, imaging evidence of malperfusion, entry tear on lesser curvature, or false lumen of more than 22 mm). 3 Patients with traumatic aortic injury who do not have contraindications to endovascular repair.
Vascular | Endovascular aortic repair | Aortic stent graft package | TEVAR package | Terumo Aortic | RelayPro Thoracic Stent-Graft System (Non-Bare Stent Configuration) | 28-N4-24-230-30S | Standalone | DE0503702 | 1 Patients with thoracic aortic aneurysm (TAA; ruptured or unruptured) who are not suitable for OSR and are: 1.1 symptomatic; OR 1.2 asymptomatic and with an aneurysm of 5.5 cm or larger (measured outer-to-outer maximum anterior-posterior aortic diameter); OR 1.3 asymptomatic and with an aneurysm that has grown by more than 1 cm in one year (measured outer-to-outer maximum anterior-posterior aortic diameter). 2 Patients with type B aortic dissection (TBAD) with suitable anatomy for TEVAR and the TBAD is: 2.1 Complicated (presence of malperfusion syndrome or rupture) hyperacute (less than 24 hours), acute (1 to 14 days), or subacute (15 to 90 days); OR 2.2 Uncomplicated with high-risk features (refractory pain, refractory hypertension, bloody pleural effusion, aortic diameter of more than 40 mm, imaging evidence of malperfusion, entry tear on lesser curvature, or false lumen of more than 22 mm). 3 Patients with traumatic aortic injury who do not have contraindications to endovascular repair.
Vascular | Endovascular aortic repair | Aortic stent graft package | TEVAR package | Terumo Aortic | RelayPro Thoracic Stent-Graft System (Non-Bare Stent Configuration) | 28-N4-24-250-30S | Standalone | DE0503702 | 1 Patients with thoracic aortic aneurysm (TAA; ruptured or unruptured) who are not suitable for OSR and are: 1.1 symptomatic; OR 1.2 asymptomatic and with an aneurysm of 5.5 cm or larger (measured outer-to-outer maximum anterior-posterior aortic diameter); OR 1.3 asymptomatic and with an aneurysm that has grown by more than 1 cm in one year (measured outer-to-outer maximum anterior-posterior aortic diameter). 2 Patients with type B aortic dissection (TBAD) with suitable anatomy for TEVAR and the TBAD is: 2.1 Complicated (presence of malperfusion syndrome or rupture) hyperacute (less than 24 hours), acute (1 to 14 days), or subacute (15 to 90 days); OR 2.2 Uncomplicated with high-risk features (refractory pain, refractory hypertension, bloody pleural effusion, aortic diameter of more than 40 mm, imaging evidence of malperfusion, entry tear on lesser curvature, or false lumen of more than 22 mm). 3 Patients with traumatic aortic injury who do not have contraindications to endovascular repair.
Vascular | Endovascular aortic repair | Aortic stent graft package | TEVAR package | Terumo Aortic | RelayPro Thoracic Stent-Graft System (Non-Bare Stent Configuration) | 28-N4-26-090-30S | Standalone | DE0503702 | 1 Patients with thoracic aortic aneurysm (TAA; ruptured or unruptured) who are not suitable for OSR and are: 1.1 symptomatic; OR 1.2 asymptomatic and with an aneurysm of 5.5 cm or larger (measured outer-to-outer maximum anterior-posterior aortic diameter); OR 1.3 asymptomatic and with an aneurysm that has grown by more than 1 cm in one year (measured outer-to-outer maximum anterior-posterior aortic diameter). 2 Patients with type B aortic dissection (TBAD) with suitable anatomy for TEVAR and the TBAD is: 2.1 Complicated (presence of malperfusion syndrome or rupture) hyperacute (less than 24 hours), acute (1 to 14 days), or subacute (15 to 90 days); OR 2.2 Uncomplicated with high-risk features (refractory pain, refractory hypertension, bloody pleural effusion, aortic diameter of more than 40 mm, imaging evidence of malperfusion, entry tear on lesser curvature, or false lumen of more than 22 mm). 3 Patients with traumatic aortic injury who do not have contraindications to endovascular repair.
Vascular | Endovascular aortic repair | Aortic stent graft package | TEVAR package | Terumo Aortic | RelayPro Thoracic Stent-Graft System (Non-Bare Stent Configuration) | 28-N4-26-110-30S | Standalone | DE0503702 | 1 Patients with thoracic aortic aneurysm (TAA; ruptured or unruptured) who are not suitable for OSR and are: 1.1 symptomatic; OR 1.2 asymptomatic and with an aneurysm of 5.5 cm or larger (measured outer-to-outer maximum anterior-posterior aortic diameter); OR 1.3 asymptomatic and with an aneurysm that has grown by more than 1 cm in one year (measured outer-to-outer maximum anterior-posterior aortic diameter). 2 Patients with type B aortic dissection (TBAD) with suitable anatomy for TEVAR and the TBAD is: 2.1 Complicated (presence of malperfusion syndrome or rupture) hyperacute (less than 24 hours), acute (1 to 14 days), or subacute (15 to 90 days); OR 2.2 Uncomplicated with high-risk features (refractory pain, refractory hypertension, bloody pleural effusion, aortic diameter of more than 40 mm, imaging evidence of malperfusion, entry tear on lesser curvature, or false lumen of more than 22 mm). 3 Patients with traumatic aortic injury who do not have contraindications to endovascular repair.
Vascular | Endovascular aortic repair | Aortic stent graft package | TEVAR package | Terumo Aortic | RelayPro Thoracic Stent-Graft System (Non-Bare Stent Configuration) | 28-N4-26-130-30S | Standalone | DE0503702 | 1 Patients with thoracic aortic aneurysm (TAA; ruptured or unruptured) who are not suitable for OSR and are: 1.1 symptomatic; OR 1.2 asymptomatic and with an aneurysm of 5.5 cm or larger (measured outer-to-outer maximum anterior-posterior aortic diameter); OR 1.3 asymptomatic and with an aneurysm that has grown by more than 1 cm in one year (measured outer-to-outer maximum anterior-posterior aortic diameter). 2 Patients with type B aortic dissection (TBAD) with suitable anatomy for TEVAR and the TBAD is: 2.1 Complicated (presence of malperfusion syndrome or rupture) hyperacute (less than 24 hours), acute (1 to 14 days), or subacute (15 to 90 days); OR 2.2 Uncomplicated with high-risk features (refractory pain, refractory hypertension, bloody pleural effusion, aortic diameter of more than 40 mm, imaging evidence of malperfusion, entry tear on lesser curvature, or false lumen of more than 22 mm). 3 Patients with traumatic aortic injury who do not have contraindications to endovascular repair.
Vascular | Endovascular aortic repair | Aortic stent graft package | TEVAR package | Terumo Aortic | RelayPro Thoracic Stent-Graft System (Non-Bare Stent Configuration) | 28-N4-26-150-30S | Standalone | DE0503702 | 1 Patients with thoracic aortic aneurysm (TAA; ruptured or unruptured) who are not suitable for OSR and are: 1.1 symptomatic; OR 1.2 asymptomatic and with an aneurysm of 5.5 cm or larger (measured outer-to-outer maximum anterior-posterior aortic diameter); OR 1.3 asymptomatic and with an aneurysm that has grown by more than 1 cm in one year (measured outer-to-outer maximum anterior-posterior aortic diameter). 2 Patients with type B aortic dissection (TBAD) with suitable anatomy for TEVAR and the TBAD is: 2.1 Complicated (presence of malperfusion syndrome or rupture) hyperacute (less than 24 hours), acute (1 to 14 days), or subacute (15 to 90 days); OR 2.2 Uncomplicated with high-risk features (refractory pain, refractory hypertension, bloody pleural effusion, aortic diameter of more than 40 mm, imaging evidence of malperfusion, entry tear on lesser curvature, or false lumen of more than 22 mm). 3 Patients with traumatic aortic injury who do not have contraindications to endovascular repair.
Vascular | Endovascular aortic repair | Aortic stent graft package | TEVAR package | Terumo Aortic | RelayPro Thoracic Stent-Graft System (Non-Bare Stent Configuration) | 28-N4-26-170-30S | Standalone | DE0503702 | 1 Patients with thoracic aortic aneurysm (TAA; ruptured or unruptured) who are not suitable for OSR and are: 1.1 symptomatic; OR 1.2 asymptomatic and with an aneurysm of 5.5 cm or larger (measured outer-to-outer maximum anterior-posterior aortic diameter); OR 1.3 asymptomatic and with an aneurysm that has grown by more than 1 cm in one year (measured outer-to-outer maximum anterior-posterior aortic diameter). 2 Patients with type B aortic dissection (TBAD) with suitable anatomy for TEVAR and the TBAD is: 2.1 Complicated (presence of malperfusion syndrome or rupture) hyperacute (less than 24 hours), acute (1 to 14 days), or subacute (15 to 90 days); OR 2.2 Uncomplicated with high-risk features (refractory pain, refractory hypertension, bloody pleural effusion, aortic diameter of more than 40 mm, imaging evidence of malperfusion, entry tear on lesser curvature, or false lumen of more than 22 mm). 3 Patients with traumatic aortic injury who do not have contraindications to endovascular repair.
Vascular | Endovascular aortic repair | Aortic stent graft package | TEVAR package | Terumo Aortic | RelayPro Thoracic Stent-Graft System (Non-Bare Stent Configuration) | 28-N4-26-190-30S | Standalone | DE0503702 | 1 Patients with thoracic aortic aneurysm (TAA; ruptured or unruptured) who are not suitable for OSR and are: 1.1 symptomatic; OR 1.2 asymptomatic and with an aneurysm of 5.5 cm or larger (measured outer-to-outer maximum anterior-posterior aortic diameter); OR 1.3 asymptomatic and with an aneurysm that has grown by more than 1 cm in one year (measured outer-to-outer maximum anterior-posterior aortic diameter). 2 Patients with type B aortic dissection (TBAD) with suitable anatomy for TEVAR and the TBAD is: 2.1 Complicated (presence of malperfusion syndrome or rupture) hyperacute (less than 24 hours), acute (1 to 14 days), or subacute (15 to 90 days); OR 2.2 Uncomplicated with high-risk features (refractory pain, refractory hypertension, bloody pleural effusion, aortic diameter of more than 40 mm, imaging evidence of malperfusion, entry tear on lesser curvature, or false lumen of more than 22 mm). 3 Patients with traumatic aortic injury who do not have contraindications to endovascular repair.
Vascular | Endovascular aortic repair | Aortic stent graft package | TEVAR package | Terumo Aortic | RelayPro Thoracic Stent-Graft System (Non-Bare Stent Configuration) | 28-N4-26-210-30S | Standalone | DE0503702 | 1 Patients with thoracic aortic aneurysm (TAA; ruptured or unruptured) who are not suitable for OSR and are: 1.1 symptomatic; OR 1.2 asymptomatic and with an aneurysm of 5.5 cm or larger (measured outer-to-outer maximum anterior-posterior aortic diameter); OR 1.3 asymptomatic and with an aneurysm that has grown by more than 1 cm in one year (measured outer-to-outer maximum anterior-posterior aortic diameter). 2 Patients with type B aortic dissection (TBAD) with suitable anatomy for TEVAR and the TBAD is: 2.1 Complicated (presence of malperfusion syndrome or rupture) hyperacute (less than 24 hours), acute (1 to 14 days), or subacute (15 to 90 days); OR 2.2 Uncomplicated with high-risk features (refractory pain, refractory hypertension, bloody pleural effusion, aortic diameter of more than 40 mm, imaging evidence of malperfusion, entry tear on lesser curvature, or false lumen of more than 22 mm). 3 Patients with traumatic aortic injury who do not have contraindications to endovascular repair.
Vascular | Endovascular aortic repair | Aortic stent graft package | TEVAR package | Terumo Aortic | RelayPro Thoracic Stent-Graft System (Non-Bare Stent Configuration) | 28-N4-26-230-30S | Standalone | DE0503702 | 1 Patients with thoracic aortic aneurysm (TAA; ruptured or unruptured) who are not suitable for OSR and are: 1.1 symptomatic; OR 1.2 asymptomatic and with an aneurysm of 5.5 cm or larger (measured outer-to-outer maximum anterior-posterior aortic diameter); OR 1.3 asymptomatic and with an aneurysm that has grown by more than 1 cm in one year (measured outer-to-outer maximum anterior-posterior aortic diameter). 2 Patients with type B aortic dissection (TBAD) with suitable anatomy for TEVAR and the TBAD is: 2.1 Complicated (presence of malperfusion syndrome or rupture) hyperacute (less than 24 hours), acute (1 to 14 days), or subacute (15 to 90 days); OR 2.2 Uncomplicated with high-risk features (refractory pain, refractory hypertension, bloody pleural effusion, aortic diameter of more than 40 mm, imaging evidence of malperfusion, entry tear on lesser curvature, or false lumen of more than 22 mm). 3 Patients with traumatic aortic injury who do not have contraindications to endovascular repair.
Vascular | Endovascular aortic repair | Aortic stent graft package | TEVAR package | Terumo Aortic | RelayPro Thoracic Stent-Graft System (Non-Bare Stent Configuration) | 28-N4-26-250-30S | Standalone | DE0503702 | 1 Patients with thoracic aortic aneurysm (TAA; ruptured or unruptured) who are not suitable for OSR and are: 1.1 symptomatic; OR 1.2 asymptomatic and with an aneurysm of 5.5 cm or larger (measured outer-to-outer maximum anterior-posterior aortic diameter); OR 1.3 asymptomatic and with an aneurysm that has grown by more than 1 cm in one year (measured outer-to-outer maximum anterior-posterior aortic diameter). 2 Patients with type B aortic dissection (TBAD) with suitable anatomy for TEVAR and the TBAD is: 2.1 Complicated (presence of malperfusion syndrome or rupture) hyperacute (less than 24 hours), acute (1 to 14 days), or subacute (15 to 90 days); OR 2.2 Uncomplicated with high-risk features (refractory pain, refractory hypertension, bloody pleural effusion, aortic diameter of more than 40 mm, imaging evidence of malperfusion, entry tear on lesser curvature, or false lumen of more than 22 mm). 3 Patients with traumatic aortic injury who do not have contraindications to endovascular repair.
Vascular | Endovascular aortic repair | Aortic stent graft package | TEVAR package | Terumo Aortic | RelayPro Thoracic Stent-Graft System (Non-Bare Stent Configuration) | 28-N4-28-090-30S | Standalone | DE0503702 | 1 Patients with thoracic aortic aneurysm (TAA; ruptured or unruptured) who are not suitable for OSR and are: 1.1 symptomatic; OR 1.2 asymptomatic and with an aneurysm of 5.5 cm or larger (measured outer-to-outer maximum anterior-posterior aortic diameter); OR 1.3 asymptomatic and with an aneurysm that has grown by more than 1 cm in one year (measured outer-to-outer maximum anterior-posterior aortic diameter). 2 Patients with type B aortic dissection (TBAD) with suitable anatomy for TEVAR and the TBAD is: 2.1 Complicated (presence of malperfusion syndrome or rupture) hyperacute (less than 24 hours), acute (1 to 14 days), or subacute (15 to 90 days); OR 2.2 Uncomplicated with high-risk features (refractory pain, refractory hypertension, bloody pleural effusion, aortic diameter of more than 40 mm, imaging evidence of malperfusion, entry tear on lesser curvature, or false lumen of more than 22 mm). 3 Patients with traumatic aortic injury who do not have contraindications to endovascular repair.
Vascular | Endovascular aortic repair | Aortic stent graft package | TEVAR package | Terumo Aortic | RelayPro Thoracic Stent-Graft System (Non-Bare Stent Configuration) | 28-N4-28-110-30S | Standalone | DE0503702 | 1 Patients with thoracic aortic aneurysm (TAA; ruptured or unruptured) who are not suitable for OSR and are: 1.1 symptomatic; OR 1.2 asymptomatic and with an aneurysm of 5.5 cm or larger (measured outer-to-outer maximum anterior-posterior aortic diameter); OR 1.3 asymptomatic and with an aneurysm that has grown by more than 1 cm in one year (measured outer-to-outer maximum anterior-posterior aortic diameter). 2 Patients with type B aortic dissection (TBAD) with suitable anatomy for TEVAR and the TBAD is: 2.1 Complicated (presence of malperfusion syndrome or rupture) hyperacute (less than 24 hours), acute (1 to 14 days), or subacute (15 to 90 days); OR 2.2 Uncomplicated with high-risk features (refractory pain, refractory hypertension, bloody pleural effusion, aortic diameter of more than 40 mm, imaging evidence of malperfusion, entry tear on lesser curvature, or false lumen of more than 22 mm). 3 Patients with traumatic aortic injury who do not have contraindications to endovascular repair.
Vascular | Endovascular aortic repair | Aortic stent graft package | TEVAR package | Terumo Aortic | RelayPro Thoracic Stent-Graft System (Non-Bare Stent Configuration) | 28-N4-28-130-30S | Standalone | DE0503702 | 1 Patients with thoracic aortic aneurysm (TAA; ruptured or unruptured) who are not suitable for OSR and are: 1.1 symptomatic; OR 1.2 asymptomatic and with an aneurysm of 5.5 cm or larger (measured outer-to-outer maximum anterior-posterior aortic diameter); OR 1.3 asymptomatic and with an aneurysm that has grown by more than 1 cm in one year (measured outer-to-outer maximum anterior-posterior aortic diameter). 2 Patients with type B aortic dissection (TBAD) with suitable anatomy for TEVAR and the TBAD is: 2.1 Complicated (presence of malperfusion syndrome or rupture) hyperacute (less than 24 hours), acute (1 to 14 days), or subacute (15 to 90 days); OR 2.2 Uncomplicated with high-risk features (refractory pain, refractory hypertension, bloody pleural effusion, aortic diameter of more than 40 mm, imaging evidence of malperfusion, entry tear on lesser curvature, or false lumen of more than 22 mm). 3 Patients with traumatic aortic injury who do not have contraindications to endovascular repair.
Vascular | Endovascular aortic repair | Aortic stent graft package | TEVAR package | Terumo Aortic | RelayPro Thoracic Stent-Graft System (Non-Bare Stent Configuration) | 28-N4-28-150-30S | Standalone | DE0503702 | 1 Patients with thoracic aortic aneurysm (TAA; ruptured or unruptured) who are not suitable for OSR and are: 1.1 symptomatic; OR 1.2 asymptomatic and with an aneurysm of 5.5 cm or larger (measured outer-to-outer maximum anterior-posterior aortic diameter); OR 1.3 asymptomatic and with an aneurysm that has grown by more than 1 cm in one year (measured outer-to-outer maximum anterior-posterior aortic diameter). 2 Patients with type B aortic dissection (TBAD) with suitable anatomy for TEVAR and the TBAD is: 2.1 Complicated (presence of malperfusion syndrome or rupture) hyperacute (less than 24 hours), acute (1 to 14 days), or subacute (15 to 90 days); OR 2.2 Uncomplicated with high-risk features (refractory pain, refractory hypertension, bloody pleural effusion, aortic diameter of more than 40 mm, imaging evidence of malperfusion, entry tear on lesser curvature, or false lumen of more than 22 mm). 3 Patients with traumatic aortic injury who do not have contraindications to endovascular repair.
Vascular | Endovascular aortic repair | Aortic stent graft package | TEVAR package | Terumo Aortic | RelayPro Thoracic Stent-Graft System (Non-Bare Stent Configuration) | 28-N4-28-170-30S | Standalone | DE0503702 | 1 Patients with thoracic aortic aneurysm (TAA; ruptured or unruptured) who are not suitable for OSR and are: 1.1 symptomatic; OR 1.2 asymptomatic and with an aneurysm of 5.5 cm or larger (measured outer-to-outer maximum anterior-posterior aortic diameter); OR 1.3 asymptomatic and with an aneurysm that has grown by more than 1 cm in one year (measured outer-to-outer maximum anterior-posterior aortic diameter). 2 Patients with type B aortic dissection (TBAD) with suitable anatomy for TEVAR and the TBAD is: 2.1 Complicated (presence of malperfusion syndrome or rupture) hyperacute (less than 24 hours), acute (1 to 14 days), or subacute (15 to 90 days); OR 2.2 Uncomplicated with high-risk features (refractory pain, refractory hypertension, bloody pleural effusion, aortic diameter of more than 40 mm, imaging evidence of malperfusion, entry tear on lesser curvature, or false lumen of more than 22 mm). 3 Patients with traumatic aortic injury who do not have contraindications to endovascular repair.
Vascular | Endovascular aortic repair | Aortic stent graft package | TEVAR package | Terumo Aortic | RelayPro Thoracic Stent-Graft System (Non-Bare Stent Configuration) | 28-N4-28-190-30S | Standalone | DE0503702 | 1 Patients with thoracic aortic aneurysm (TAA; ruptured or unruptured) who are not suitable for OSR and are: 1.1 symptomatic; OR 1.2 asymptomatic and with an aneurysm of 5.5 cm or larger (measured outer-to-outer maximum anterior-posterior aortic diameter); OR 1.3 asymptomatic and with an aneurysm that has grown by more than 1 cm in one year (measured outer-to-outer maximum anterior-posterior aortic diameter). 2 Patients with type B aortic dissection (TBAD) with suitable anatomy for TEVAR and the TBAD is: 2.1 Complicated (presence of malperfusion syndrome or rupture) hyperacute (less than 24 hours), acute (1 to 14 days), or subacute (15 to 90 days); OR 2.2 Uncomplicated with high-risk features (refractory pain, refractory hypertension, bloody pleural effusion, aortic diameter of more than 40 mm, imaging evidence of malperfusion, entry tear on lesser curvature, or false lumen of more than 22 mm). 3 Patients with traumatic aortic injury who do not have contraindications to endovascular repair.
Vascular | Endovascular aortic repair | Aortic stent graft package | TEVAR package | Terumo Aortic | RelayPro Thoracic Stent-Graft System (Non-Bare Stent Configuration) | 28-N4-28-210-30S | Standalone | DE0503702 | 1 Patients with thoracic aortic aneurysm (TAA; ruptured or unruptured) who are not suitable for OSR and are: 1.1 symptomatic; OR 1.2 asymptomatic and with an aneurysm of 5.5 cm or larger (measured outer-to-outer maximum anterior-posterior aortic diameter); OR 1.3 asymptomatic and with an aneurysm that has grown by more than 1 cm in one year (measured outer-to-outer maximum anterior-posterior aortic diameter). 2 Patients with type B aortic dissection (TBAD) with suitable anatomy for TEVAR and the TBAD is: 2.1 Complicated (presence of malperfusion syndrome or rupture) hyperacute (less than 24 hours), acute (1 to 14 days), or subacute (15 to 90 days); OR 2.2 Uncomplicated with high-risk features (refractory pain, refractory hypertension, bloody pleural effusion, aortic diameter of more than 40 mm, imaging evidence of malperfusion, entry tear on lesser curvature, or false lumen of more than 22 mm). 3 Patients with traumatic aortic injury who do not have contraindications to endovascular repair.
Vascular | Endovascular aortic repair | Aortic stent graft package | TEVAR package | Terumo Aortic | RelayPro Thoracic Stent-Graft System (Non-Bare Stent Configuration) | 28-N4-28-230-30S | Standalone | DE0503702 | 1 Patients with thoracic aortic aneurysm (TAA; ruptured or unruptured) who are not suitable for OSR and are: 1.1 symptomatic; OR 1.2 asymptomatic and with an aneurysm of 5.5 cm or larger (measured outer-to-outer maximum anterior-posterior aortic diameter); OR 1.3 asymptomatic and with an aneurysm that has grown by more than 1 cm in one year (measured outer-to-outer maximum anterior-posterior aortic diameter). 2 Patients with type B aortic dissection (TBAD) with suitable anatomy for TEVAR and the TBAD is: 2.1 Complicated (presence of malperfusion syndrome or rupture) hyperacute (less than 24 hours), acute (1 to 14 days), or subacute (15 to 90 days); OR 2.2 Uncomplicated with high-risk features (refractory pain, refractory hypertension, bloody pleural effusion, aortic diameter of more than 40 mm, imaging evidence of malperfusion, entry tear on lesser curvature, or false lumen of more than 22 mm). 3 Patients with traumatic aortic injury who do not have contraindications to endovascular repair.
Vascular | Endovascular aortic repair | Aortic stent graft package | TEVAR package | Terumo Aortic | RelayPro Thoracic Stent-Graft System (Non-Bare Stent Configuration) | 28-N4-28-250-30S | Standalone | DE0503702 | 1 Patients with thoracic aortic aneurysm (TAA; ruptured or unruptured) who are not suitable for OSR and are: 1.1 symptomatic; OR 1.2 asymptomatic and with an aneurysm of 5.5 cm or larger (measured outer-to-outer maximum anterior-posterior aortic diameter); OR 1.3 asymptomatic and with an aneurysm that has grown by more than 1 cm in one year (measured outer-to-outer maximum anterior-posterior aortic diameter). 2 Patients with type B aortic dissection (TBAD) with suitable anatomy for TEVAR and the TBAD is: 2.1 Complicated (presence of malperfusion syndrome or rupture) hyperacute (less than 24 hours), acute (1 to 14 days), or subacute (15 to 90 days); OR 2.2 Uncomplicated with high-risk features (refractory pain, refractory hypertension, bloody pleural effusion, aortic diameter of more than 40 mm, imaging evidence of malperfusion, entry tear on lesser curvature, or false lumen of more than 22 mm). 3 Patients with traumatic aortic injury who do not have contraindications to endovascular repair.
Vascular | Endovascular aortic repair | Aortic stent graft package | TEVAR package | Terumo Aortic | RelayPro Thoracic Stent-Graft System (Non-Bare Stent Configuration) | 28-N4-30-090-30S | Standalone | DE0503702 | 1 Patients with thoracic aortic aneurysm (TAA; ruptured or unruptured) who are not suitable for OSR and are: 1.1 symptomatic; OR 1.2 asymptomatic and with an aneurysm of 5.5 cm or larger (measured outer-to-outer maximum anterior-posterior aortic diameter); OR 1.3 asymptomatic and with an aneurysm that has grown by more than 1 cm in one year (measured outer-to-outer maximum anterior-posterior aortic diameter). 2 Patients with type B aortic dissection (TBAD) with suitable anatomy for TEVAR and the TBAD is: 2.1 Complicated (presence of malperfusion syndrome or rupture) hyperacute (less than 24 hours), acute (1 to 14 days), or subacute (15 to 90 days); OR 2.2 Uncomplicated with high-risk features (refractory pain, refractory hypertension, bloody pleural effusion, aortic diameter of more than 40 mm, imaging evidence of malperfusion, entry tear on lesser curvature, or false lumen of more than 22 mm). 3 Patients with traumatic aortic injury who do not have contraindications to endovascular repair.
Vascular | Endovascular aortic repair | Aortic stent graft package | TEVAR package | Terumo Aortic | RelayPro Thoracic Stent-Graft System (Non-Bare Stent Configuration) | 28-N4-30-104-30S | Standalone | DE0503702 | 1 Patients with thoracic aortic aneurysm (TAA; ruptured or unruptured) who are not suitable for OSR and are: 1.1 symptomatic; OR 1.2 asymptomatic and with an aneurysm of 5.5 cm or larger (measured outer-to-outer maximum anterior-posterior aortic diameter); OR 1.3 asymptomatic and with an aneurysm that has grown by more than 1 cm in one year (measured outer-to-outer maximum anterior-posterior aortic diameter). 2 Patients with type B aortic dissection (TBAD) with suitable anatomy for TEVAR and the TBAD is: 2.1 Complicated (presence of malperfusion syndrome or rupture) hyperacute (less than 24 hours), acute (1 to 14 days), or subacute (15 to 90 days); OR 2.2 Uncomplicated with high-risk features (refractory pain, refractory hypertension, bloody pleural effusion, aortic diameter of more than 40 mm, imaging evidence of malperfusion, entry tear on lesser curvature, or false lumen of more than 22 mm). 3 Patients with traumatic aortic injury who do not have contraindications to endovascular repair.
Vascular | Endovascular aortic repair | Aortic stent graft package | TEVAR package | Terumo Aortic | RelayPro Thoracic Stent-Graft System (Non-Bare Stent Configuration) | 28-N4-30-130-30S | Standalone | DE0503702 | 1 Patients with thoracic aortic aneurysm (TAA; ruptured or unruptured) who are not suitable for OSR and are: 1.1 symptomatic; OR 1.2 asymptomatic and with an aneurysm of 5.5 cm or larger (measured outer-to-outer maximum anterior-posterior aortic diameter); OR 1.3 asymptomatic and with an aneurysm that has grown by more than 1 cm in one year (measured outer-to-outer maximum anterior-posterior aortic diameter). 2 Patients with type B aortic dissection (TBAD) with suitable anatomy for TEVAR and the TBAD is: 2.1 Complicated (presence of malperfusion syndrome or rupture) hyperacute (less than 24 hours), acute (1 to 14 days), or subacute (15 to 90 days); OR 2.2 Uncomplicated with high-risk features (refractory pain, refractory hypertension, bloody pleural effusion, aortic diameter of more than 40 mm, imaging evidence of malperfusion, entry tear on lesser curvature, or false lumen of more than 22 mm). 3 Patients with traumatic aortic injury who do not have contraindications to endovascular repair.
Vascular | Endovascular aortic repair | Aortic stent graft package | TEVAR package | Terumo Aortic | RelayPro Thoracic Stent-Graft System (Non-Bare Stent Configuration) | 28-N4-30-150-30S | Standalone | DE0503702 | 1 Patients with thoracic aortic aneurysm (TAA; ruptured or unruptured) who are not suitable for OSR and are: 1.1 symptomatic; OR 1.2 asymptomatic and with an aneurysm of 5.5 cm or larger (measured outer-to-outer maximum anterior-posterior aortic diameter); OR 1.3 asymptomatic and with an aneurysm that has grown by more than 1 cm in one year (measured outer-to-outer maximum anterior-posterior aortic diameter). 2 Patients with type B aortic dissection (TBAD) with suitable anatomy for TEVAR and the TBAD is: 2.1 Complicated (presence of malperfusion syndrome or rupture) hyperacute (less than 24 hours), acute (1 to 14 days), or subacute (15 to 90 days); OR 2.2 Uncomplicated with high-risk features (refractory pain, refractory hypertension, bloody pleural effusion, aortic diameter of more than 40 mm, imaging evidence of malperfusion, entry tear on lesser curvature, or false lumen of more than 22 mm). 3 Patients with traumatic aortic injury who do not have contraindications to endovascular repair.
Vascular | Endovascular aortic repair | Aortic stent graft package | TEVAR package | Terumo Aortic | RelayPro Thoracic Stent-Graft System (Non-Bare Stent Configuration) | 28-N4-30-164-30S | Standalone | DE0503702 | 1 Patients with thoracic aortic aneurysm (TAA; ruptured or unruptured) who are not suitable for OSR and are: 1.1 symptomatic; OR 1.2 asymptomatic and with an aneurysm of 5.5 cm or larger (measured outer-to-outer maximum anterior-posterior aortic diameter); OR 1.3 asymptomatic and with an aneurysm that has grown by more than 1 cm in one year (measured outer-to-outer maximum anterior-posterior aortic diameter). 2 Patients with type B aortic dissection (TBAD) with suitable anatomy for TEVAR and the TBAD is: 2.1 Complicated (presence of malperfusion syndrome or rupture) hyperacute (less than 24 hours), acute (1 to 14 days), or subacute (15 to 90 days); OR 2.2 Uncomplicated with high-risk features (refractory pain, refractory hypertension, bloody pleural effusion, aortic diameter of more than 40 mm, imaging evidence of malperfusion, entry tear on lesser curvature, or false lumen of more than 22 mm). 3 Patients with traumatic aortic injury who do not have contraindications to endovascular repair.
Vascular | Endovascular aortic repair | Aortic stent graft package | TEVAR package | Terumo Aortic | RelayPro Thoracic Stent-Graft System (Non-Bare Stent Configuration) | 28-N4-30-190-30S | Standalone | DE0503702 | 1 Patients with thoracic aortic aneurysm (TAA; ruptured or unruptured) who are not suitable for OSR and are: 1.1 symptomatic; OR 1.2 asymptomatic and with an aneurysm of 5.5 cm or larger (measured outer-to-outer maximum anterior-posterior aortic diameter); OR 1.3 asymptomatic and with an aneurysm that has grown by more than 1 cm in one year (measured outer-to-outer maximum anterior-posterior aortic diameter). 2 Patients with type B aortic dissection (TBAD) with suitable anatomy for TEVAR and the TBAD is: 2.1 Complicated (presence of malperfusion syndrome or rupture) hyperacute (less than 24 hours), acute (1 to 14 days), or subacute (15 to 90 days); OR 2.2 Uncomplicated with high-risk features (refractory pain, refractory hypertension, bloody pleural effusion, aortic diameter of more than 40 mm, imaging evidence of malperfusion, entry tear on lesser curvature, or false lumen of more than 22 mm). 3 Patients with traumatic aortic injury who do not have contraindications to endovascular repair.
Vascular | Endovascular aortic repair | Aortic stent graft package | TEVAR package | Terumo Aortic | RelayPro Thoracic Stent-Graft System (Non-Bare Stent Configuration) | 28-N4-30-209-30S | Standalone | DE0503702 | 1 Patients with thoracic aortic aneurysm (TAA; ruptured or unruptured) who are not suitable for OSR and are: 1.1 symptomatic; OR 1.2 asymptomatic and with an aneurysm of 5.5 cm or larger (measured outer-to-outer maximum anterior-posterior aortic diameter); OR 1.3 asymptomatic and with an aneurysm that has grown by more than 1 cm in one year (measured outer-to-outer maximum anterior-posterior aortic diameter). 2 Patients with type B aortic dissection (TBAD) with suitable anatomy for TEVAR and the TBAD is: 2.1 Complicated (presence of malperfusion syndrome or rupture) hyperacute (less than 24 hours), acute (1 to 14 days), or subacute (15 to 90 days); OR 2.2 Uncomplicated with high-risk features (refractory pain, refractory hypertension, bloody pleural effusion, aortic diameter of more than 40 mm, imaging evidence of malperfusion, entry tear on lesser curvature, or false lumen of more than 22 mm). 3 Patients with traumatic aortic injury who do not have contraindications to endovascular repair.
Vascular | Endovascular aortic repair | Aortic stent graft package | TEVAR package | Terumo Aortic | RelayPro Thoracic Stent-Graft System (Non-Bare Stent Configuration) | 28-N4-30-230-30S | Standalone | DE0503702 | 1 Patients with thoracic aortic aneurysm (TAA; ruptured or unruptured) who are not suitable for OSR and are: 1.1 symptomatic; OR 1.2 asymptomatic and with an aneurysm of 5.5 cm or larger (measured outer-to-outer maximum anterior-posterior aortic diameter); OR 1.3 asymptomatic and with an aneurysm that has grown by more than 1 cm in one year (measured outer-to-outer maximum anterior-posterior aortic diameter). 2 Patients with type B aortic dissection (TBAD) with suitable anatomy for TEVAR and the TBAD is: 2.1 Complicated (presence of malperfusion syndrome or rupture) hyperacute (less than 24 hours), acute (1 to 14 days), or subacute (15 to 90 days); OR 2.2 Uncomplicated with high-risk features (refractory pain, refractory hypertension, bloody pleural effusion, aortic diameter of more than 40 mm, imaging evidence of malperfusion, entry tear on lesser curvature, or false lumen of more than 22 mm). 3 Patients with traumatic aortic injury who do not have contraindications to endovascular repair.
Vascular | Endovascular aortic repair | Aortic stent graft package | TEVAR package | Terumo Aortic | RelayPro Thoracic Stent-Graft System (Non-Bare Stent Configuration) | 28-N4-30-259-30S | Standalone | DE0503702 | 1 Patients with thoracic aortic aneurysm (TAA; ruptured or unruptured) who are not suitable for OSR and are: 1.1 symptomatic; OR 1.2 asymptomatic and with an aneurysm of 5.5 cm or larger (measured outer-to-outer maximum anterior-posterior aortic diameter); OR 1.3 asymptomatic and with an aneurysm that has grown by more than 1 cm in one year (measured outer-to-outer maximum anterior-posterior aortic diameter). 2 Patients with type B aortic dissection (TBAD) with suitable anatomy for TEVAR and the TBAD is: 2.1 Complicated (presence of malperfusion syndrome or rupture) hyperacute (less than 24 hours), acute (1 to 14 days), or subacute (15 to 90 days); OR 2.2 Uncomplicated with high-risk features (refractory pain, refractory hypertension, bloody pleural effusion, aortic diameter of more than 40 mm, imaging evidence of malperfusion, entry tear on lesser curvature, or false lumen of more than 22 mm). 3 Patients with traumatic aortic injury who do not have contraindications to endovascular repair.
Vascular | Endovascular aortic repair | Aortic stent graft package | TEVAR package | Terumo Aortic | RelayPro Thoracic Stent-Graft System (Non-Bare Stent Configuration) | 28-N4-32-090-30S | Standalone | DE0503702 | 1 Patients with thoracic aortic aneurysm (TAA; ruptured or unruptured) who are not suitable for OSR and are: 1.1 symptomatic; OR 1.2 asymptomatic and with an aneurysm of 5.5 cm or larger (measured outer-to-outer maximum anterior-posterior aortic diameter); OR 1.3 asymptomatic and with an aneurysm that has grown by more than 1 cm in one year (measured outer-to-outer maximum anterior-posterior aortic diameter). 2 Patients with type B aortic dissection (TBAD) with suitable anatomy for TEVAR and the TBAD is: 2.1 Complicated (presence of malperfusion syndrome or rupture) hyperacute (less than 24 hours), acute (1 to 14 days), or subacute (15 to 90 days); OR 2.2 Uncomplicated with high-risk features (refractory pain, refractory hypertension, bloody pleural effusion, aortic diameter of more than 40 mm, imaging evidence of malperfusion, entry tear on lesser curvature, or false lumen of more than 22 mm). 3 Patients with traumatic aortic injury who do not have contraindications to endovascular repair.
Vascular | Endovascular aortic repair | Aortic stent graft package | TEVAR package | Terumo Aortic | RelayPro Thoracic Stent-Graft System (Non-Bare Stent Configuration) | 28-N4-32-110-30S | Standalone | DE0503702 | 1 Patients with thoracic aortic aneurysm (TAA; ruptured or unruptured) who are not suitable for OSR and are: 1.1 symptomatic; OR 1.2 asymptomatic and with an aneurysm of 5.5 cm or larger (measured outer-to-outer maximum anterior-posterior aortic diameter); OR 1.3 asymptomatic and with an aneurysm that has grown by more than 1 cm in one year (measured outer-to-outer maximum anterior-posterior aortic diameter). 2 Patients with type B aortic dissection (TBAD) with suitable anatomy for TEVAR and the TBAD is: 2.1 Complicated (presence of malperfusion syndrome or rupture) hyperacute (less than 24 hours), acute (1 to 14 days), or subacute (15 to 90 days); OR 2.2 Uncomplicated with high-risk features (refractory pain, refractory hypertension, bloody pleural effusion, aortic diameter of more than 40 mm, imaging evidence of malperfusion, entry tear on lesser curvature, or false lumen of more than 22 mm). 3 Patients with traumatic aortic injury who do not have contraindications to endovascular repair.
Vascular | Endovascular aortic repair | Aortic stent graft package | TEVAR package | Terumo Aortic | RelayPro Thoracic Stent-Graft System (Non-Bare Stent Configuration) | 28-N4-32-130-30S | Standalone | DE0503702 | 1 Patients with thoracic aortic aneurysm (TAA; ruptured or unruptured) who are not suitable for OSR and are: 1.1 symptomatic; OR 1.2 asymptomatic and with an aneurysm of 5.5 cm or larger (measured outer-to-outer maximum anterior-posterior aortic diameter); OR 1.3 asymptomatic and with an aneurysm that has grown by more than 1 cm in one year (measured outer-to-outer maximum anterior-posterior aortic diameter). 2 Patients with type B aortic dissection (TBAD) with suitable anatomy for TEVAR and the TBAD is: 2.1 Complicated (presence of malperfusion syndrome or rupture) hyperacute (less than 24 hours), acute (1 to 14 days), or subacute (15 to 90 days); OR 2.2 Uncomplicated with high-risk features (refractory pain, refractory hypertension, bloody pleural effusion, aortic diameter of more than 40 mm, imaging evidence of malperfusion, entry tear on lesser curvature, or false lumen of more than 22 mm). 3 Patients with traumatic aortic injury who do not have contraindications to endovascular repair.
Vascular | Endovascular aortic repair | Aortic stent graft package | TEVAR package | Terumo Aortic | RelayPro Thoracic Stent-Graft System (Non-Bare Stent Configuration) | 28-N4-32-150-30S | Standalone | DE0503702 | 1 Patients with thoracic aortic aneurysm (TAA; ruptured or unruptured) who are not suitable for OSR and are: 1.1 symptomatic; OR 1.2 asymptomatic and with an aneurysm of 5.5 cm or larger (measured outer-to-outer maximum anterior-posterior aortic diameter); OR 1.3 asymptomatic and with an aneurysm that has grown by more than 1 cm in one year (measured outer-to-outer maximum anterior-posterior aortic diameter). 2 Patients with type B aortic dissection (TBAD) with suitable anatomy for TEVAR and the TBAD is: 2.1 Complicated (presence of malperfusion syndrome or rupture) hyperacute (less than 24 hours), acute (1 to 14 days), or subacute (15 to 90 days); OR 2.2 Uncomplicated with high-risk features (refractory pain, refractory hypertension, bloody pleural effusion, aortic diameter of more than 40 mm, imaging evidence of malperfusion, entry tear on lesser curvature, or false lumen of more than 22 mm). 3 Patients with traumatic aortic injury who do not have contraindications to endovascular repair.
Vascular | Endovascular aortic repair | Aortic stent graft package | TEVAR package | Terumo Aortic | RelayPro Thoracic Stent-Graft System (Non-Bare Stent Configuration) | 28-N4-32-170-30S | Standalone | DE0503702 | 1 Patients with thoracic aortic aneurysm (TAA; ruptured or unruptured) who are not suitable for OSR and are: 1.1 symptomatic; OR 1.2 asymptomatic and with an aneurysm of 5.5 cm or larger (measured outer-to-outer maximum anterior-posterior aortic diameter); OR 1.3 asymptomatic and with an aneurysm that has grown by more than 1 cm in one year (measured outer-to-outer maximum anterior-posterior aortic diameter). 2 Patients with type B aortic dissection (TBAD) with suitable anatomy for TEVAR and the TBAD is: 2.1 Complicated (presence of malperfusion syndrome or rupture) hyperacute (less than 24 hours), acute (1 to 14 days), or subacute (15 to 90 days); OR 2.2 Uncomplicated with high-risk features (refractory pain, refractory hypertension, bloody pleural effusion, aortic diameter of more than 40 mm, imaging evidence of malperfusion, entry tear on lesser curvature, or false lumen of more than 22 mm). 3 Patients with traumatic aortic injury who do not have contraindications to endovascular repair.
Vascular | Endovascular aortic repair | Aortic stent graft package | TEVAR package | Terumo Aortic | RelayPro Thoracic Stent-Graft System (Non-Bare Stent Configuration) | 28-N4-32-190-30S | Standalone | DE0503702 | 1 Patients with thoracic aortic aneurysm (TAA; ruptured or unruptured) who are not suitable for OSR and are: 1.1 symptomatic; OR 1.2 asymptomatic and with an aneurysm of 5.5 cm or larger (measured outer-to-outer maximum anterior-posterior aortic diameter); OR 1.3 asymptomatic and with an aneurysm that has grown by more than 1 cm in one year (measured outer-to-outer maximum anterior-posterior aortic diameter). 2 Patients with type B aortic dissection (TBAD) with suitable anatomy for TEVAR and the TBAD is: 2.1 Complicated (presence of malperfusion syndrome or rupture) hyperacute (less than 24 hours), acute (1 to 14 days), or subacute (15 to 90 days); OR 2.2 Uncomplicated with high-risk features (refractory pain, refractory hypertension, bloody pleural effusion, aortic diameter of more than 40 mm, imaging evidence of malperfusion, entry tear on lesser curvature, or false lumen of more than 22 mm). 3 Patients with traumatic aortic injury who do not have contraindications to endovascular repair.
Vascular | Endovascular aortic repair | Aortic stent graft package | TEVAR package | Terumo Aortic | RelayPro Thoracic Stent-Graft System (Non-Bare Stent Configuration) | 28-N4-32-210-30S | Standalone | DE0503702 | 1 Patients with thoracic aortic aneurysm (TAA; ruptured or unruptured) who are not suitable for OSR and are: 1.1 symptomatic; OR 1.2 asymptomatic and with an aneurysm of 5.5 cm or larger (measured outer-to-outer maximum anterior-posterior aortic diameter); OR 1.3 asymptomatic and with an aneurysm that has grown by more than 1 cm in one year (measured outer-to-outer maximum anterior-posterior aortic diameter). 2 Patients with type B aortic dissection (TBAD) with suitable anatomy for TEVAR and the TBAD is: 2.1 Complicated (presence of malperfusion syndrome or rupture) hyperacute (less than 24 hours), acute (1 to 14 days), or subacute (15 to 90 days); OR 2.2 Uncomplicated with high-risk features (refractory pain, refractory hypertension, bloody pleural effusion, aortic diameter of more than 40 mm, imaging evidence of malperfusion, entry tear on lesser curvature, or false lumen of more than 22 mm). 3 Patients with traumatic aortic injury who do not have contraindications to endovascular repair.
Vascular | Endovascular aortic repair | Aortic stent graft package | TEVAR package | Terumo Aortic | RelayPro Thoracic Stent-Graft System (Non-Bare Stent Configuration) | 28-N4-32-230-30S | Standalone | DE0503702 | 1 Patients with thoracic aortic aneurysm (TAA; ruptured or unruptured) who are not suitable for OSR and are: 1.1 symptomatic; OR 1.2 asymptomatic and with an aneurysm of 5.5 cm or larger (measured outer-to-outer maximum anterior-posterior aortic diameter); OR 1.3 asymptomatic and with an aneurysm that has grown by more than 1 cm in one year (measured outer-to-outer maximum anterior-posterior aortic diameter). 2 Patients with type B aortic dissection (TBAD) with suitable anatomy for TEVAR and the TBAD is: 2.1 Complicated (presence of malperfusion syndrome or rupture) hyperacute (less than 24 hours), acute (1 to 14 days), or subacute (15 to 90 days); OR 2.2 Uncomplicated with high-risk features (refractory pain, refractory hypertension, bloody pleural effusion, aortic diameter of more than 40 mm, imaging evidence of malperfusion, entry tear on lesser curvature, or false lumen of more than 22 mm). 3 Patients with traumatic aortic injury who do not have contraindications to endovascular repair.
Vascular | Endovascular aortic repair | Aortic stent graft package | TEVAR package | Terumo Aortic | RelayPro Thoracic Stent-Graft System (Non-Bare Stent Configuration) | 28-N4-32-250-30S | Standalone | DE0503702 | 1 Patients with thoracic aortic aneurysm (TAA; ruptured or unruptured) who are not suitable for OSR and are: 1.1 symptomatic; OR 1.2 asymptomatic and with an aneurysm of 5.5 cm or larger (measured outer-to-outer maximum anterior-posterior aortic diameter); OR 1.3 asymptomatic and with an aneurysm that has grown by more than 1 cm in one year (measured outer-to-outer maximum anterior-posterior aortic diameter). 2 Patients with type B aortic dissection (TBAD) with suitable anatomy for TEVAR and the TBAD is: 2.1 Complicated (presence of malperfusion syndrome or rupture) hyperacute (less than 24 hours), acute (1 to 14 days), or subacute (15 to 90 days); OR 2.2 Uncomplicated with high-risk features (refractory pain, refractory hypertension, bloody pleural effusion, aortic diameter of more than 40 mm, imaging evidence of malperfusion, entry tear on lesser curvature, or false lumen of more than 22 mm). 3 Patients with traumatic aortic injury who do not have contraindications to endovascular repair.
Vascular | Endovascular aortic repair | Aortic stent graft package | TEVAR package | Terumo Aortic | RelayPro Thoracic Stent-Graft System (Non-Bare Stent Configuration) | 28-N4-34-110-30S | Standalone | DE0503702 | 1 Patients with thoracic aortic aneurysm (TAA; ruptured or unruptured) who are not suitable for OSR and are: 1.1 symptomatic; OR 1.2 asymptomatic and with an aneurysm of 5.5 cm or larger (measured outer-to-outer maximum anterior-posterior aortic diameter); OR 1.3 asymptomatic and with an aneurysm that has grown by more than 1 cm in one year (measured outer-to-outer maximum anterior-posterior aortic diameter). 2 Patients with type B aortic dissection (TBAD) with suitable anatomy for TEVAR and the TBAD is: 2.1 Complicated (presence of malperfusion syndrome or rupture) hyperacute (less than 24 hours), acute (1 to 14 days), or subacute (15 to 90 days); OR 2.2 Uncomplicated with high-risk features (refractory pain, refractory hypertension, bloody pleural effusion, aortic diameter of more than 40 mm, imaging evidence of malperfusion, entry tear on lesser curvature, or false lumen of more than 22 mm). 3 Patients with traumatic aortic injury who do not have contraindications to endovascular repair.
Vascular | Endovascular aortic repair | Aortic stent graft package | TEVAR package | Terumo Aortic | RelayPro Thoracic Stent-Graft System (Non-Bare Stent Configuration) | 28-N4-34-130-30S | Standalone | DE0503702 | 1 Patients with thoracic aortic aneurysm (TAA; ruptured or unruptured) who are not suitable for OSR and are: 1.1 symptomatic; OR 1.2 asymptomatic and with an aneurysm of 5.5 cm or larger (measured outer-to-outer maximum anterior-posterior aortic diameter); OR 1.3 asymptomatic and with an aneurysm that has grown by more than 1 cm in one year (measured outer-to-outer maximum anterior-posterior aortic diameter). 2 Patients with type B aortic dissection (TBAD) with suitable anatomy for TEVAR and the TBAD is: 2.1 Complicated (presence of malperfusion syndrome or rupture) hyperacute (less than 24 hours), acute (1 to 14 days), or subacute (15 to 90 days); OR 2.2 Uncomplicated with high-risk features (refractory pain, refractory hypertension, bloody pleural effusion, aortic diameter of more than 40 mm, imaging evidence of malperfusion, entry tear on lesser curvature, or false lumen of more than 22 mm). 3 Patients with traumatic aortic injury who do not have contraindications to endovascular repair.
Vascular | Endovascular aortic repair | Aortic stent graft package | TEVAR package | Terumo Aortic | RelayPro Thoracic Stent-Graft System (Non-Bare Stent Configuration) | 28-N4-34-154-30S | Standalone | DE0503702 | 1 Patients with thoracic aortic aneurysm (TAA; ruptured or unruptured) who are not suitable for OSR and are: 1.1 symptomatic; OR 1.2 asymptomatic and with an aneurysm of 5.5 cm or larger (measured outer-to-outer maximum anterior-posterior aortic diameter); OR 1.3 asymptomatic and with an aneurysm that has grown by more than 1 cm in one year (measured outer-to-outer maximum anterior-posterior aortic diameter). 2 Patients with type B aortic dissection (TBAD) with suitable anatomy for TEVAR and the TBAD is: 2.1 Complicated (presence of malperfusion syndrome or rupture) hyperacute (less than 24 hours), acute (1 to 14 days), or subacute (15 to 90 days); OR 2.2 Uncomplicated with high-risk features (refractory pain, refractory hypertension, bloody pleural effusion, aortic diameter of more than 40 mm, imaging evidence of malperfusion, entry tear on lesser curvature, or false lumen of more than 22 mm). 3 Patients with traumatic aortic injury who do not have contraindications to endovascular repair.
Vascular | Endovascular aortic repair | Aortic stent graft package | TEVAR package | Terumo Aortic | RelayPro Thoracic Stent-Graft System (Non-Bare Stent Configuration) | 28-N4-34-170-30S | Standalone | DE0503702 | 1 Patients with thoracic aortic aneurysm (TAA; ruptured or unruptured) who are not suitable for OSR and are: 1.1 symptomatic; OR 1.2 asymptomatic and with an aneurysm of 5.5 cm or larger (measured outer-to-outer maximum anterior-posterior aortic diameter); OR 1.3 asymptomatic and with an aneurysm that has grown by more than 1 cm in one year (measured outer-to-outer maximum anterior-posterior aortic diameter). 2 Patients with type B aortic dissection (TBAD) with suitable anatomy for TEVAR and the TBAD is: 2.1 Complicated (presence of malperfusion syndrome or rupture) hyperacute (less than 24 hours), acute (1 to 14 days), or subacute (15 to 90 days); OR 2.2 Uncomplicated with high-risk features (refractory pain, refractory hypertension, bloody pleural effusion, aortic diameter of more than 40 mm, imaging evidence of malperfusion, entry tear on lesser curvature, or false lumen of more than 22 mm). 3 Patients with traumatic aortic injury who do not have contraindications to endovascular repair.
Vascular | Endovascular aortic repair | Aortic stent graft package | TEVAR package | Terumo Aortic | RelayPro Thoracic Stent-Graft System (Non-Bare Stent Configuration) | 28-N4-34-190-30S | Standalone | DE0503702 | 1 Patients with thoracic aortic aneurysm (TAA; ruptured or unruptured) who are not suitable for OSR and are: 1.1 symptomatic; OR 1.2 asymptomatic and with an aneurysm of 5.5 cm or larger (measured outer-to-outer maximum anterior-posterior aortic diameter); OR 1.3 asymptomatic and with an aneurysm that has grown by more than 1 cm in one year (measured outer-to-outer maximum anterior-posterior aortic diameter). 2 Patients with type B aortic dissection (TBAD) with suitable anatomy for TEVAR and the TBAD is: 2.1 Complicated (presence of malperfusion syndrome or rupture) hyperacute (less than 24 hours), acute (1 to 14 days), or subacute (15 to 90 days); OR 2.2 Uncomplicated with high-risk features (refractory pain, refractory hypertension, bloody pleural effusion, aortic diameter of more than 40 mm, imaging evidence of malperfusion, entry tear on lesser curvature, or false lumen of more than 22 mm). 3 Patients with traumatic aortic injury who do not have contraindications to endovascular repair.
Vascular | Endovascular aortic repair | Aortic stent graft package | TEVAR package | Terumo Aortic | RelayPro Thoracic Stent-Graft System (Non-Bare Stent Configuration) | 28-N4-34-209-30S | Standalone | DE0503702 | 1 Patients with thoracic aortic aneurysm (TAA; ruptured or unruptured) who are not suitable for OSR and are: 1.1 symptomatic; OR 1.2 asymptomatic and with an aneurysm of 5.5 cm or larger (measured outer-to-outer maximum anterior-posterior aortic diameter); OR 1.3 asymptomatic and with an aneurysm that has grown by more than 1 cm in one year (measured outer-to-outer maximum anterior-posterior aortic diameter). 2 Patients with type B aortic dissection (TBAD) with suitable anatomy for TEVAR and the TBAD is: 2.1 Complicated (presence of malperfusion syndrome or rupture) hyperacute (less than 24 hours), acute (1 to 14 days), or subacute (15 to 90 days); OR 2.2 Uncomplicated with high-risk features (refractory pain, refractory hypertension, bloody pleural effusion, aortic diameter of more than 40 mm, imaging evidence of malperfusion, entry tear on lesser curvature, or false lumen of more than 22 mm). 3 Patients with traumatic aortic injury who do not have contraindications to endovascular repair.
Vascular | Endovascular aortic repair | Aortic stent graft package | TEVAR package | Terumo Aortic | RelayPro Thoracic Stent-Graft System (Non-Bare Stent Configuration) | 28-N4-34-230-30S | Standalone | DE0503702 | 1 Patients with thoracic aortic aneurysm (TAA; ruptured or unruptured) who are not suitable for OSR and are: 1.1 symptomatic; OR 1.2 asymptomatic and with an aneurysm of 5.5 cm or larger (measured outer-to-outer maximum anterior-posterior aortic diameter); OR 1.3 asymptomatic and with an aneurysm that has grown by more than 1 cm in one year (measured outer-to-outer maximum anterior-posterior aortic diameter). 2 Patients with type B aortic dissection (TBAD) with suitable anatomy for TEVAR and the TBAD is: 2.1 Complicated (presence of malperfusion syndrome or rupture) hyperacute (less than 24 hours), acute (1 to 14 days), or subacute (15 to 90 days); OR 2.2 Uncomplicated with high-risk features (refractory pain, refractory hypertension, bloody pleural effusion, aortic diameter of more than 40 mm, imaging evidence of malperfusion, entry tear on lesser curvature, or false lumen of more than 22 mm). 3 Patients with traumatic aortic injury who do not have contraindications to endovascular repair.
Vascular | Endovascular aortic repair | Aortic stent graft package | TEVAR package | Terumo Aortic | RelayPro Thoracic Stent-Graft System (Non-Bare Stent Configuration) | 28-N4-34-259-30S | Standalone | DE0503702 | 1 Patients with thoracic aortic aneurysm (TAA; ruptured or unruptured) who are not suitable for OSR and are: 1.1 symptomatic; OR 1.2 asymptomatic and with an aneurysm of 5.5 cm or larger (measured outer-to-outer maximum anterior-posterior aortic diameter); OR 1.3 asymptomatic and with an aneurysm that has grown by more than 1 cm in one year (measured outer-to-outer maximum anterior-posterior aortic diameter). 2 Patients with type B aortic dissection (TBAD) with suitable anatomy for TEVAR and the TBAD is: 2.1 Complicated (presence of malperfusion syndrome or rupture) hyperacute (less than 24 hours), acute (1 to 14 days), or subacute (15 to 90 days); OR 2.2 Uncomplicated with high-risk features (refractory pain, refractory hypertension, bloody pleural effusion, aortic diameter of more than 40 mm, imaging evidence of malperfusion, entry tear on lesser curvature, or false lumen of more than 22 mm). 3 Patients with traumatic aortic injury who do not have contraindications to endovascular repair.
Vascular | Endovascular aortic repair | Aortic stent graft package | TEVAR package | Terumo Aortic | RelayPro Thoracic Stent-Graft System (Non-Bare Stent Configuration) | 28-N4-36-110-30S | Standalone | DE0503702 | 1 Patients with thoracic aortic aneurysm (TAA; ruptured or unruptured) who are not suitable for OSR and are: 1.1 symptomatic; OR 1.2 asymptomatic and with an aneurysm of 5.5 cm or larger (measured outer-to-outer maximum anterior-posterior aortic diameter); OR 1.3 asymptomatic and with an aneurysm that has grown by more than 1 cm in one year (measured outer-to-outer maximum anterior-posterior aortic diameter). 2 Patients with type B aortic dissection (TBAD) with suitable anatomy for TEVAR and the TBAD is: 2.1 Complicated (presence of malperfusion syndrome or rupture) hyperacute (less than 24 hours), acute (1 to 14 days), or subacute (15 to 90 days); OR 2.2 Uncomplicated with high-risk features (refractory pain, refractory hypertension, bloody pleural effusion, aortic diameter of more than 40 mm, imaging evidence of malperfusion, entry tear on lesser curvature, or false lumen of more than 22 mm). 3 Patients with traumatic aortic injury who do not have contraindications to endovascular repair.
Vascular | Endovascular aortic repair | Aortic stent graft package | TEVAR package | Terumo Aortic | RelayPro Thoracic Stent-Graft System (Non-Bare Stent Configuration) | 28-N4-36-130-30S | Standalone | DE0503702 | 1 Patients with thoracic aortic aneurysm (TAA; ruptured or unruptured) who are not suitable for OSR and are: 1.1 symptomatic; OR 1.2 asymptomatic and with an aneurysm of 5.5 cm or larger (measured outer-to-outer maximum anterior-posterior aortic diameter); OR 1.3 asymptomatic and with an aneurysm that has grown by more than 1 cm in one year (measured outer-to-outer maximum anterior-posterior aortic diameter). 2 Patients with type B aortic dissection (TBAD) with suitable anatomy for TEVAR and the TBAD is: 2.1 Complicated (presence of malperfusion syndrome or rupture) hyperacute (less than 24 hours), acute (1 to 14 days), or subacute (15 to 90 days); OR 2.2 Uncomplicated with high-risk features (refractory pain, refractory hypertension, bloody pleural effusion, aortic diameter of more than 40 mm, imaging evidence of malperfusion, entry tear on lesser curvature, or false lumen of more than 22 mm). 3 Patients with traumatic aortic injury who do not have contraindications to endovascular repair.
Vascular | Endovascular aortic repair | Aortic stent graft package | TEVAR package | Terumo Aortic | RelayPro Thoracic Stent-Graft System (Non-Bare Stent Configuration) | 28-N4-36-150-30S | Standalone | DE0503702 | 1 Patients with thoracic aortic aneurysm (TAA; ruptured or unruptured) who are not suitable for OSR and are: 1.1 symptomatic; OR 1.2 asymptomatic and with an aneurysm of 5.5 cm or larger (measured outer-to-outer maximum anterior-posterior aortic diameter); OR 1.3 asymptomatic and with an aneurysm that has grown by more than 1 cm in one year (measured outer-to-outer maximum anterior-posterior aortic diameter). 2 Patients with type B aortic dissection (TBAD) with suitable anatomy for TEVAR and the TBAD is: 2.1 Complicated (presence of malperfusion syndrome or rupture) hyperacute (less than 24 hours), acute (1 to 14 days), or subacute (15 to 90 days); OR 2.2 Uncomplicated with high-risk features (refractory pain, refractory hypertension, bloody pleural effusion, aortic diameter of more than 40 mm, imaging evidence of malperfusion, entry tear on lesser curvature, or false lumen of more than 22 mm). 3 Patients with traumatic aortic injury who do not have contraindications to endovascular repair.
Vascular | Endovascular aortic repair | Aortic stent graft package | TEVAR package | Terumo Aortic | RelayPro Thoracic Stent-Graft System (Non-Bare Stent Configuration) | 28-N4-36-170-30S | Standalone | DE0503702 | 1 Patients with thoracic aortic aneurysm (TAA; ruptured or unruptured) who are not suitable for OSR and are: 1.1 symptomatic; OR 1.2 asymptomatic and with an aneurysm of 5.5 cm or larger (measured outer-to-outer maximum anterior-posterior aortic diameter); OR 1.3 asymptomatic and with an aneurysm that has grown by more than 1 cm in one year (measured outer-to-outer maximum anterior-posterior aortic diameter). 2 Patients with type B aortic dissection (TBAD) with suitable anatomy for TEVAR and the TBAD is: 2.1 Complicated (presence of malperfusion syndrome or rupture) hyperacute (less than 24 hours), acute (1 to 14 days), or subacute (15 to 90 days); OR 2.2 Uncomplicated with high-risk features (refractory pain, refractory hypertension, bloody pleural effusion, aortic diameter of more than 40 mm, imaging evidence of malperfusion, entry tear on lesser curvature, or false lumen of more than 22 mm). 3 Patients with traumatic aortic injury who do not have contraindications to endovascular repair.
Vascular | Endovascular aortic repair | Aortic stent graft package | TEVAR package | Terumo Aortic | RelayPro Thoracic Stent-Graft System (Non-Bare Stent Configuration) | 28-N4-36-190-30S | Standalone | DE0503702 | 1 Patients with thoracic aortic aneurysm (TAA; ruptured or unruptured) who are not suitable for OSR and are: 1.1 symptomatic; OR 1.2 asymptomatic and with an aneurysm of 5.5 cm or larger (measured outer-to-outer maximum anterior-posterior aortic diameter); OR 1.3 asymptomatic and with an aneurysm that has grown by more than 1 cm in one year (measured outer-to-outer maximum anterior-posterior aortic diameter). 2 Patients with type B aortic dissection (TBAD) with suitable anatomy for TEVAR and the TBAD is: 2.1 Complicated (presence of malperfusion syndrome or rupture) hyperacute (less than 24 hours), acute (1 to 14 days), or subacute (15 to 90 days); OR 2.2 Uncomplicated with high-risk features (refractory pain, refractory hypertension, bloody pleural effusion, aortic diameter of more than 40 mm, imaging evidence of malperfusion, entry tear on lesser curvature, or false lumen of more than 22 mm). 3 Patients with traumatic aortic injury who do not have contraindications to endovascular repair.
Vascular | Endovascular aortic repair | Aortic stent graft package | TEVAR package | Terumo Aortic | RelayPro Thoracic Stent-Graft System (Non-Bare Stent Configuration) | 28-N4-36-210-30S | Standalone | DE0503702 | 1 Patients with thoracic aortic aneurysm (TAA; ruptured or unruptured) who are not suitable for OSR and are: 1.1 symptomatic; OR 1.2 asymptomatic and with an aneurysm of 5.5 cm or larger (measured outer-to-outer maximum anterior-posterior aortic diameter); OR 1.3 asymptomatic and with an aneurysm that has grown by more than 1 cm in one year (measured outer-to-outer maximum anterior-posterior aortic diameter). 2 Patients with type B aortic dissection (TBAD) with suitable anatomy for TEVAR and the TBAD is: 2.1 Complicated (presence of malperfusion syndrome or rupture) hyperacute (less than 24 hours), acute (1 to 14 days), or subacute (15 to 90 days); OR 2.2 Uncomplicated with high-risk features (refractory pain, refractory hypertension, bloody pleural effusion, aortic diameter of more than 40 mm, imaging evidence of malperfusion, entry tear on lesser curvature, or false lumen of more than 22 mm). 3 Patients with traumatic aortic injury who do not have contraindications to endovascular repair.
Vascular | Endovascular aortic repair | Aortic stent graft package | TEVAR package | Terumo Aortic | RelayPro Thoracic Stent-Graft System (Non-Bare Stent Configuration) | 28-N4-36-230-30S | Standalone | DE0503702 | 1 Patients with thoracic aortic aneurysm (TAA; ruptured or unruptured) who are not suitable for OSR and are: 1.1 symptomatic; OR 1.2 asymptomatic and with an aneurysm of 5.5 cm or larger (measured outer-to-outer maximum anterior-posterior aortic diameter); OR 1.3 asymptomatic and with an aneurysm that has grown by more than 1 cm in one year (measured outer-to-outer maximum anterior-posterior aortic diameter). 2 Patients with type B aortic dissection (TBAD) with suitable anatomy for TEVAR and the TBAD is: 2.1 Complicated (presence of malperfusion syndrome or rupture) hyperacute (less than 24 hours), acute (1 to 14 days), or subacute (15 to 90 days); OR 2.2 Uncomplicated with high-risk features (refractory pain, refractory hypertension, bloody pleural effusion, aortic diameter of more than 40 mm, imaging evidence of malperfusion, entry tear on lesser curvature, or false lumen of more than 22 mm). 3 Patients with traumatic aortic injury who do not have contraindications to endovascular repair.
Vascular | Endovascular aortic repair | Aortic stent graft package | TEVAR package | Terumo Aortic | RelayPro Thoracic Stent-Graft System (Non-Bare Stent Configuration) | 28-N4-36-250-30S | Standalone | DE0503702 | 1 Patients with thoracic aortic aneurysm (TAA; ruptured or unruptured) who are not suitable for OSR and are: 1.1 symptomatic; OR 1.2 asymptomatic and with an aneurysm of 5.5 cm or larger (measured outer-to-outer maximum anterior-posterior aortic diameter); OR 1.3 asymptomatic and with an aneurysm that has grown by more than 1 cm in one year (measured outer-to-outer maximum anterior-posterior aortic diameter). 2 Patients with type B aortic dissection (TBAD) with suitable anatomy for TEVAR and the TBAD is: 2.1 Complicated (presence of malperfusion syndrome or rupture) hyperacute (less than 24 hours), acute (1 to 14 days), or subacute (15 to 90 days); OR 2.2 Uncomplicated with high-risk features (refractory pain, refractory hypertension, bloody pleural effusion, aortic diameter of more than 40 mm, imaging evidence of malperfusion, entry tear on lesser curvature, or false lumen of more than 22 mm). 3 Patients with traumatic aortic injury who do not have contraindications to endovascular repair.
Vascular | Endovascular aortic repair | Aortic stent graft package | TEVAR package | Terumo Aortic | RelayPro Thoracic Stent-Graft System (Non-Bare Stent Configuration) | 28-N4-38-110-30S | Standalone | DE0503702 | 1 Patients with thoracic aortic aneurysm (TAA; ruptured or unruptured) who are not suitable for OSR and are: 1.1 symptomatic; OR 1.2 asymptomatic and with an aneurysm of 5.5 cm or larger (measured outer-to-outer maximum anterior-posterior aortic diameter); OR 1.3 asymptomatic and with an aneurysm that has grown by more than 1 cm in one year (measured outer-to-outer maximum anterior-posterior aortic diameter). 2 Patients with type B aortic dissection (TBAD) with suitable anatomy for TEVAR and the TBAD is: 2.1 Complicated (presence of malperfusion syndrome or rupture) hyperacute (less than 24 hours), acute (1 to 14 days), or subacute (15 to 90 days); OR 2.2 Uncomplicated with high-risk features (refractory pain, refractory hypertension, bloody pleural effusion, aortic diameter of more than 40 mm, imaging evidence of malperfusion, entry tear on lesser curvature, or false lumen of more than 22 mm). 3 Patients with traumatic aortic injury who do not have contraindications to endovascular repair.
Vascular | Endovascular aortic repair | Aortic stent graft package | TEVAR package | Terumo Aortic | RelayPro Thoracic Stent-Graft System (Non-Bare Stent Configuration) | 28-N4-38-130-30S | Standalone | DE0503702 | 1 Patients with thoracic aortic aneurysm (TAA; ruptured or unruptured) who are not suitable for OSR and are: 1.1 symptomatic; OR 1.2 asymptomatic and with an aneurysm of 5.5 cm or larger (measured outer-to-outer maximum anterior-posterior aortic diameter); OR 1.3 asymptomatic and with an aneurysm that has grown by more than 1 cm in one year (measured outer-to-outer maximum anterior-posterior aortic diameter). 2 Patients with type B aortic dissection (TBAD) with suitable anatomy for TEVAR and the TBAD is: 2.1 Complicated (presence of malperfusion syndrome or rupture) hyperacute (less than 24 hours), acute (1 to 14 days), or subacute (15 to 90 days); OR 2.2 Uncomplicated with high-risk features (refractory pain, refractory hypertension, bloody pleural effusion, aortic diameter of more than 40 mm, imaging evidence of malperfusion, entry tear on lesser curvature, or false lumen of more than 22 mm). 3 Patients with traumatic aortic injury who do not have contraindications to endovascular repair.
Vascular | Endovascular aortic repair | Aortic stent graft package | TEVAR package | Terumo Aortic | RelayPro Thoracic Stent-Graft System (Non-Bare Stent Configuration) | 28-N4-38-150-30S | Standalone | DE0503702 | 1 Patients with thoracic aortic aneurysm (TAA; ruptured or unruptured) who are not suitable for OSR and are: 1.1 symptomatic; OR 1.2 asymptomatic and with an aneurysm of 5.5 cm or larger (measured outer-to-outer maximum anterior-posterior aortic diameter); OR 1.3 asymptomatic and with an aneurysm that has grown by more than 1 cm in one year (measured outer-to-outer maximum anterior-posterior aortic diameter). 2 Patients with type B aortic dissection (TBAD) with suitable anatomy for TEVAR and the TBAD is: 2.1 Complicated (presence of malperfusion syndrome or rupture) hyperacute (less than 24 hours), acute (1 to 14 days), or subacute (15 to 90 days); OR 2.2 Uncomplicated with high-risk features (refractory pain, refractory hypertension, bloody pleural effusion, aortic diameter of more than 40 mm, imaging evidence of malperfusion, entry tear on lesser curvature, or false lumen of more than 22 mm). 3 Patients with traumatic aortic injury who do not have contraindications to endovascular repair.
Vascular | Endovascular aortic repair | Aortic stent graft package | TEVAR package | Terumo Aortic | RelayPro Thoracic Stent-Graft System (Non-Bare Stent Configuration) | 28-N4-38-170-30S | Standalone | DE0503702 | 1 Patients with thoracic aortic aneurysm (TAA; ruptured or unruptured) who are not suitable for OSR and are: 1.1 symptomatic; OR 1.2 asymptomatic and with an aneurysm of 5.5 cm or larger (measured outer-to-outer maximum anterior-posterior aortic diameter); OR 1.3 asymptomatic and with an aneurysm that has grown by more than 1 cm in one year (measured outer-to-outer maximum anterior-posterior aortic diameter). 2 Patients with type B aortic dissection (TBAD) with suitable anatomy for TEVAR and the TBAD is: 2.1 Complicated (presence of malperfusion syndrome or rupture) hyperacute (less than 24 hours), acute (1 to 14 days), or subacute (15 to 90 days); OR 2.2 Uncomplicated with high-risk features (refractory pain, refractory hypertension, bloody pleural effusion, aortic diameter of more than 40 mm, imaging evidence of malperfusion, entry tear on lesser curvature, or false lumen of more than 22 mm). 3 Patients with traumatic aortic injury who do not have contraindications to endovascular repair.
Vascular | Endovascular aortic repair | Aortic stent graft package | TEVAR package | Terumo Aortic | RelayPro Thoracic Stent-Graft System (Non-Bare Stent Configuration) | 28-N4-38-190-30S | Standalone | DE0503702 | 1 Patients with thoracic aortic aneurysm (TAA; ruptured or unruptured) who are not suitable for OSR and are: 1.1 symptomatic; OR 1.2 asymptomatic and with an aneurysm of 5.5 cm or larger (measured outer-to-outer maximum anterior-posterior aortic diameter); OR 1.3 asymptomatic and with an aneurysm that has grown by more than 1 cm in one year (measured outer-to-outer maximum anterior-posterior aortic diameter). 2 Patients with type B aortic dissection (TBAD) with suitable anatomy for TEVAR and the TBAD is: 2.1 Complicated (presence of malperfusion syndrome or rupture) hyperacute (less than 24 hours), acute (1 to 14 days), or subacute (15 to 90 days); OR 2.2 Uncomplicated with high-risk features (refractory pain, refractory hypertension, bloody pleural effusion, aortic diameter of more than 40 mm, imaging evidence of malperfusion, entry tear on lesser curvature, or false lumen of more than 22 mm). 3 Patients with traumatic aortic injury who do not have contraindications to endovascular repair.
Vascular | Endovascular aortic repair | Aortic stent graft package | TEVAR package | Terumo Aortic | RelayPro Thoracic Stent-Graft System (Non-Bare Stent Configuration) | 28-N4-38-210-30S | Standalone | DE0503702 | 1 Patients with thoracic aortic aneurysm (TAA; ruptured or unruptured) who are not suitable for OSR and are: 1.1 symptomatic; OR 1.2 asymptomatic and with an aneurysm of 5.5 cm or larger (measured outer-to-outer maximum anterior-posterior aortic diameter); OR 1.3 asymptomatic and with an aneurysm that has grown by more than 1 cm in one year (measured outer-to-outer maximum anterior-posterior aortic diameter). 2 Patients with type B aortic dissection (TBAD) with suitable anatomy for TEVAR and the TBAD is: 2.1 Complicated (presence of malperfusion syndrome or rupture) hyperacute (less than 24 hours), acute (1 to 14 days), or subacute (15 to 90 days); OR 2.2 Uncomplicated with high-risk features (refractory pain, refractory hypertension, bloody pleural effusion, aortic diameter of more than 40 mm, imaging evidence of malperfusion, entry tear on lesser curvature, or false lumen of more than 22 mm). 3 Patients with traumatic aortic injury who do not have contraindications to endovascular repair.
Vascular | Endovascular aortic repair | Aortic stent graft package | TEVAR package | Terumo Aortic | RelayPro Thoracic Stent-Graft System (Non-Bare Stent Configuration) | 28-N4-38-230-30S | Standalone | DE0503702 | 1 Patients with thoracic aortic aneurysm (TAA; ruptured or unruptured) who are not suitable for OSR and are: 1.1 symptomatic; OR 1.2 asymptomatic and with an aneurysm of 5.5 cm or larger (measured outer-to-outer maximum anterior-posterior aortic diameter); OR 1.3 asymptomatic and with an aneurysm that has grown by more than 1 cm in one year (measured outer-to-outer maximum anterior-posterior aortic diameter). 2 Patients with type B aortic dissection (TBAD) with suitable anatomy for TEVAR and the TBAD is: 2.1 Complicated (presence of malperfusion syndrome or rupture) hyperacute (less than 24 hours), acute (1 to 14 days), or subacute (15 to 90 days); OR 2.2 Uncomplicated with high-risk features (refractory pain, refractory hypertension, bloody pleural effusion, aortic diameter of more than 40 mm, imaging evidence of malperfusion, entry tear on lesser curvature, or false lumen of more than 22 mm). 3 Patients with traumatic aortic injury who do not have contraindications to endovascular repair.
Vascular | Endovascular aortic repair | Aortic stent graft package | TEVAR package | Terumo Aortic | RelayPro Thoracic Stent-Graft System (Non-Bare Stent Configuration) | 28-N4-38-250-30S | Standalone | DE0503702 | 1 Patients with thoracic aortic aneurysm (TAA; ruptured or unruptured) who are not suitable for OSR and are: 1.1 symptomatic; OR 1.2 asymptomatic and with an aneurysm of 5.5 cm or larger (measured outer-to-outer maximum anterior-posterior aortic diameter); OR 1.3 asymptomatic and with an aneurysm that has grown by more than 1 cm in one year (measured outer-to-outer maximum anterior-posterior aortic diameter). 2 Patients with type B aortic dissection (TBAD) with suitable anatomy for TEVAR and the TBAD is: 2.1 Complicated (presence of malperfusion syndrome or rupture) hyperacute (less than 24 hours), acute (1 to 14 days), or subacute (15 to 90 days); OR 2.2 Uncomplicated with high-risk features (refractory pain, refractory hypertension, bloody pleural effusion, aortic diameter of more than 40 mm, imaging evidence of malperfusion, entry tear on lesser curvature, or false lumen of more than 22 mm). 3 Patients with traumatic aortic injury who do not have contraindications to endovascular repair.
Vascular | Endovascular aortic repair | Aortic stent graft package | TEVAR package | Terumo Aortic | RelayPro Thoracic Stent-Graft System (Non-Bare Stent Configuration) | 28-N4-40-110-30S | Standalone | DE0503702 | 1 Patients with thoracic aortic aneurysm (TAA; ruptured or unruptured) who are not suitable for OSR and are: 1.1 symptomatic; OR 1.2 asymptomatic and with an aneurysm of 5.5 cm or larger (measured outer-to-outer maximum anterior-posterior aortic diameter); OR 1.3 asymptomatic and with an aneurysm that has grown by more than 1 cm in one year (measured outer-to-outer maximum anterior-posterior aortic diameter). 2 Patients with type B aortic dissection (TBAD) with suitable anatomy for TEVAR and the TBAD is: 2.1 Complicated (presence of malperfusion syndrome or rupture) hyperacute (less than 24 hours), acute (1 to 14 days), or subacute (15 to 90 days); OR 2.2 Uncomplicated with high-risk features (refractory pain, refractory hypertension, bloody pleural effusion, aortic diameter of more than 40 mm, imaging evidence of malperfusion, entry tear on lesser curvature, or false lumen of more than 22 mm). 3 Patients with traumatic aortic injury who do not have contraindications to endovascular repair.
Vascular | Endovascular aortic repair | Aortic stent graft package | TEVAR package | Terumo Aortic | RelayPro Thoracic Stent-Graft System (Non-Bare Stent Configuration) | 28-N4-40-130-30S | Standalone | DE0503702 | 1 Patients with thoracic aortic aneurysm (TAA; ruptured or unruptured) who are not suitable for OSR and are: 1.1 symptomatic; OR 1.2 asymptomatic and with an aneurysm of 5.5 cm or larger (measured outer-to-outer maximum anterior-posterior aortic diameter); OR 1.3 asymptomatic and with an aneurysm that has grown by more than 1 cm in one year (measured outer-to-outer maximum anterior-posterior aortic diameter). 2 Patients with type B aortic dissection (TBAD) with suitable anatomy for TEVAR and the TBAD is: 2.1 Complicated (presence of malperfusion syndrome or rupture) hyperacute (less than 24 hours), acute (1 to 14 days), or subacute (15 to 90 days); OR 2.2 Uncomplicated with high-risk features (refractory pain, refractory hypertension, bloody pleural effusion, aortic diameter of more than 40 mm, imaging evidence of malperfusion, entry tear on lesser curvature, or false lumen of more than 22 mm). 3 Patients with traumatic aortic injury who do not have contraindications to endovascular repair.
Vascular | Endovascular aortic repair | Aortic stent graft package | TEVAR package | Terumo Aortic | RelayPro Thoracic Stent-Graft System (Non-Bare Stent Configuration) | 28-N4-40-150-30S | Standalone | DE0503702 | 1 Patients with thoracic aortic aneurysm (TAA; ruptured or unruptured) who are not suitable for OSR and are: 1.1 symptomatic; OR 1.2 asymptomatic and with an aneurysm of 5.5 cm or larger (measured outer-to-outer maximum anterior-posterior aortic diameter); OR 1.3 asymptomatic and with an aneurysm that has grown by more than 1 cm in one year (measured outer-to-outer maximum anterior-posterior aortic diameter). 2 Patients with type B aortic dissection (TBAD) with suitable anatomy for TEVAR and the TBAD is: 2.1 Complicated (presence of malperfusion syndrome or rupture) hyperacute (less than 24 hours), acute (1 to 14 days), or subacute (15 to 90 days); OR 2.2 Uncomplicated with high-risk features (refractory pain, refractory hypertension, bloody pleural effusion, aortic diameter of more than 40 mm, imaging evidence of malperfusion, entry tear on lesser curvature, or false lumen of more than 22 mm). 3 Patients with traumatic aortic injury who do not have contraindications to endovascular repair.
Vascular | Endovascular aortic repair | Aortic stent graft package | TEVAR package | Terumo Aortic | RelayPro Thoracic Stent-Graft System (Non-Bare Stent Configuration) | 28-N4-40-170-30S | Standalone | DE0503702 | 1 Patients with thoracic aortic aneurysm (TAA; ruptured or unruptured) who are not suitable for OSR and are: 1.1 symptomatic; OR 1.2 asymptomatic and with an aneurysm of 5.5 cm or larger (measured outer-to-outer maximum anterior-posterior aortic diameter); OR 1.3 asymptomatic and with an aneurysm that has grown by more than 1 cm in one year (measured outer-to-outer maximum anterior-posterior aortic diameter). 2 Patients with type B aortic dissection (TBAD) with suitable anatomy for TEVAR and the TBAD is: 2.1 Complicated (presence of malperfusion syndrome or rupture) hyperacute (less than 24 hours), acute (1 to 14 days), or subacute (15 to 90 days); OR 2.2 Uncomplicated with high-risk features (refractory pain, refractory hypertension, bloody pleural effusion, aortic diameter of more than 40 mm, imaging evidence of malperfusion, entry tear on lesser curvature, or false lumen of more than 22 mm). 3 Patients with traumatic aortic injury who do not have contraindications to endovascular repair.
Vascular | Endovascular aortic repair | Aortic stent graft package | TEVAR package | Terumo Aortic | RelayPro Thoracic Stent-Graft System (Non-Bare Stent Configuration) | 28-N4-40-190-30S | Standalone | DE0503702 | 1 Patients with thoracic aortic aneurysm (TAA; ruptured or unruptured) who are not suitable for OSR and are: 1.1 symptomatic; OR 1.2 asymptomatic and with an aneurysm of 5.5 cm or larger (measured outer-to-outer maximum anterior-posterior aortic diameter); OR 1.3 asymptomatic and with an aneurysm that has grown by more than 1 cm in one year (measured outer-to-outer maximum anterior-posterior aortic diameter). 2 Patients with type B aortic dissection (TBAD) with suitable anatomy for TEVAR and the TBAD is: 2.1 Complicated (presence of malperfusion syndrome or rupture) hyperacute (less than 24 hours), acute (1 to 14 days), or subacute (15 to 90 days); OR 2.2 Uncomplicated with high-risk features (refractory pain, refractory hypertension, bloody pleural effusion, aortic diameter of more than 40 mm, imaging evidence of malperfusion, entry tear on lesser curvature, or false lumen of more than 22 mm). 3 Patients with traumatic aortic injury who do not have contraindications to endovascular repair.
Vascular | Endovascular aortic repair | Aortic stent graft package | TEVAR package | Terumo Aortic | RelayPro Thoracic Stent-Graft System (Non-Bare Stent Configuration) | 28-N4-40-210-30S | Standalone | DE0503702 | 1 Patients with thoracic aortic aneurysm (TAA; ruptured or unruptured) who are not suitable for OSR and are: 1.1 symptomatic; OR 1.2 asymptomatic and with an aneurysm of 5.5 cm or larger (measured outer-to-outer maximum anterior-posterior aortic diameter); OR 1.3 asymptomatic and with an aneurysm that has grown by more than 1 cm in one year (measured outer-to-outer maximum anterior-posterior aortic diameter). 2 Patients with type B aortic dissection (TBAD) with suitable anatomy for TEVAR and the TBAD is: 2.1 Complicated (presence of malperfusion syndrome or rupture) hyperacute (less than 24 hours), acute (1 to 14 days), or subacute (15 to 90 days); OR 2.2 Uncomplicated with high-risk features (refractory pain, refractory hypertension, bloody pleural effusion, aortic diameter of more than 40 mm, imaging evidence of malperfusion, entry tear on lesser curvature, or false lumen of more than 22 mm). 3 Patients with traumatic aortic injury who do not have contraindications to endovascular repair.
Vascular | Endovascular aortic repair | Aortic stent graft package | TEVAR package | Terumo Aortic | RelayPro Thoracic Stent-Graft System (Non-Bare Stent Configuration) | 28-N4-40-230-30S | Standalone | DE0503702 | 1 Patients with thoracic aortic aneurysm (TAA; ruptured or unruptured) who are not suitable for OSR and are: 1.1 symptomatic; OR 1.2 asymptomatic and with an aneurysm of 5.5 cm or larger (measured outer-to-outer maximum anterior-posterior aortic diameter); OR 1.3 asymptomatic and with an aneurysm that has grown by more than 1 cm in one year (measured outer-to-outer maximum anterior-posterior aortic diameter). 2 Patients with type B aortic dissection (TBAD) with suitable anatomy for TEVAR and the TBAD is: 2.1 Complicated (presence of malperfusion syndrome or rupture) hyperacute (less than 24 hours), acute (1 to 14 days), or subacute (15 to 90 days); OR 2.2 Uncomplicated with high-risk features (refractory pain, refractory hypertension, bloody pleural effusion, aortic diameter of more than 40 mm, imaging evidence of malperfusion, entry tear on lesser curvature, or false lumen of more than 22 mm). 3 Patients with traumatic aortic injury who do not have contraindications to endovascular repair.
Vascular | Endovascular aortic repair | Aortic stent graft package | TEVAR package | Terumo Aortic | RelayPro Thoracic Stent-Graft System (Non-Bare Stent Configuration) | 28-N4-40-250-30S | Standalone | DE0503702 | 1 Patients with thoracic aortic aneurysm (TAA; ruptured or unruptured) who are not suitable for OSR and are: 1.1 symptomatic; OR 1.2 asymptomatic and with an aneurysm of 5.5 cm or larger (measured outer-to-outer maximum anterior-posterior aortic diameter); OR 1.3 asymptomatic and with an aneurysm that has grown by more than 1 cm in one year (measured outer-to-outer maximum anterior-posterior aortic diameter). 2 Patients with type B aortic dissection (TBAD) with suitable anatomy for TEVAR and the TBAD is: 2.1 Complicated (presence of malperfusion syndrome or rupture) hyperacute (less than 24 hours), acute (1 to 14 days), or subacute (15 to 90 days); OR 2.2 Uncomplicated with high-risk features (refractory pain, refractory hypertension, bloody pleural effusion, aortic diameter of more than 40 mm, imaging evidence of malperfusion, entry tear on lesser curvature, or false lumen of more than 22 mm). 3 Patients with traumatic aortic injury who do not have contraindications to endovascular repair.
Vascular | Endovascular aortic repair | Aortic stent graft package | TEVAR package | Terumo Aortic | RelayPro Thoracic Stent-Graft System (Non-Bare Stent Configuration) | 28-N4-42-150-30S | Standalone | DE0503702 | 1 Patients with thoracic aortic aneurysm (TAA; ruptured or unruptured) who are not suitable for OSR and are: 1.1 symptomatic; OR 1.2 asymptomatic and with an aneurysm of 5.5 cm or larger (measured outer-to-outer maximum anterior-posterior aortic diameter); OR 1.3 asymptomatic and with an aneurysm that has grown by more than 1 cm in one year (measured outer-to-outer maximum anterior-posterior aortic diameter). 2 Patients with type B aortic dissection (TBAD) with suitable anatomy for TEVAR and the TBAD is: 2.1 Complicated (presence of malperfusion syndrome or rupture) hyperacute (less than 24 hours), acute (1 to 14 days), or subacute (15 to 90 days); OR 2.2 Uncomplicated with high-risk features (refractory pain, refractory hypertension, bloody pleural effusion, aortic diameter of more than 40 mm, imaging evidence of malperfusion, entry tear on lesser curvature, or false lumen of more than 22 mm). 3 Patients with traumatic aortic injury who do not have contraindications to endovascular repair.
Vascular | Endovascular aortic repair | Aortic stent graft package | TEVAR package | Terumo Aortic | RelayPro Thoracic Stent-Graft System (Non-Bare Stent Configuration) | 28-N4-42-170-30S | Standalone | DE0503702 | 1 Patients with thoracic aortic aneurysm (TAA; ruptured or unruptured) who are not suitable for OSR and are: 1.1 symptomatic; OR 1.2 asymptomatic and with an aneurysm of 5.5 cm or larger (measured outer-to-outer maximum anterior-posterior aortic diameter); OR 1.3 asymptomatic and with an aneurysm that has grown by more than 1 cm in one year (measured outer-to-outer maximum anterior-posterior aortic diameter). 2 Patients with type B aortic dissection (TBAD) with suitable anatomy for TEVAR and the TBAD is: 2.1 Complicated (presence of malperfusion syndrome or rupture) hyperacute (less than 24 hours), acute (1 to 14 days), or subacute (15 to 90 days); OR 2.2 Uncomplicated with high-risk features (refractory pain, refractory hypertension, bloody pleural effusion, aortic diameter of more than 40 mm, imaging evidence of malperfusion, entry tear on lesser curvature, or false lumen of more than 22 mm). 3 Patients with traumatic aortic injury who do not have contraindications to endovascular repair.
Vascular | Endovascular aortic repair | Aortic stent graft package | TEVAR package | Terumo Aortic | RelayPro Thoracic Stent-Graft System (Non-Bare Stent Configuration) | 28-N4-42-190-30S | Standalone | DE0503702 | 1 Patients with thoracic aortic aneurysm (TAA; ruptured or unruptured) who are not suitable for OSR and are: 1.1 symptomatic; OR 1.2 asymptomatic and with an aneurysm of 5.5 cm or larger (measured outer-to-outer maximum anterior-posterior aortic diameter); OR 1.3 asymptomatic and with an aneurysm that has grown by more than 1 cm in one year (measured outer-to-outer maximum anterior-posterior aortic diameter). 2 Patients with type B aortic dissection (TBAD) with suitable anatomy for TEVAR and the TBAD is: 2.1 Complicated (presence of malperfusion syndrome or rupture) hyperacute (less than 24 hours), acute (1 to 14 days), or subacute (15 to 90 days); OR 2.2 Uncomplicated with high-risk features (refractory pain, refractory hypertension, bloody pleural effusion, aortic diameter of more than 40 mm, imaging evidence of malperfusion, entry tear on lesser curvature, or false lumen of more than 22 mm). 3 Patients with traumatic aortic injury who do not have contraindications to endovascular repair.
Vascular | Endovascular aortic repair | Aortic stent graft package | TEVAR package | Terumo Aortic | RelayPro Thoracic Stent-Graft System (Non-Bare Stent Configuration) | 28-N4-42-210-30S | Standalone | DE0503702 | 1 Patients with thoracic aortic aneurysm (TAA; ruptured or unruptured) who are not suitable for OSR and are: 1.1 symptomatic; OR 1.2 asymptomatic and with an aneurysm of 5.5 cm or larger (measured outer-to-outer maximum anterior-posterior aortic diameter); OR 1.3 asymptomatic and with an aneurysm that has grown by more than 1 cm in one year (measured outer-to-outer maximum anterior-posterior aortic diameter). 2 Patients with type B aortic dissection (TBAD) with suitable anatomy for TEVAR and the TBAD is: 2.1 Complicated (presence of malperfusion syndrome or rupture) hyperacute (less than 24 hours), acute (1 to 14 days), or subacute (15 to 90 days); OR 2.2 Uncomplicated with high-risk features (refractory pain, refractory hypertension, bloody pleural effusion, aortic diameter of more than 40 mm, imaging evidence of malperfusion, entry tear on lesser curvature, or false lumen of more than 22 mm). 3 Patients with traumatic aortic injury who do not have contraindications to endovascular repair.
Vascular | Endovascular aortic repair | Aortic stent graft package | TEVAR package | Terumo Aortic | RelayPro Thoracic Stent-Graft System (Non-Bare Stent Configuration) | 28-N4-42-230-30S | Standalone | DE0503702 | 1 Patients with thoracic aortic aneurysm (TAA; ruptured or unruptured) who are not suitable for OSR and are: 1.1 symptomatic; OR 1.2 asymptomatic and with an aneurysm of 5.5 cm or larger (measured outer-to-outer maximum anterior-posterior aortic diameter); OR 1.3 asymptomatic and with an aneurysm that has grown by more than 1 cm in one year (measured outer-to-outer maximum anterior-posterior aortic diameter). 2 Patients with type B aortic dissection (TBAD) with suitable anatomy for TEVAR and the TBAD is: 2.1 Complicated (presence of malperfusion syndrome or rupture) hyperacute (less than 24 hours), acute (1 to 14 days), or subacute (15 to 90 days); OR 2.2 Uncomplicated with high-risk features (refractory pain, refractory hypertension, bloody pleural effusion, aortic diameter of more than 40 mm, imaging evidence of malperfusion, entry tear on lesser curvature, or false lumen of more than 22 mm). 3 Patients with traumatic aortic injury who do not have contraindications to endovascular repair.
Vascular | Endovascular aortic repair | Aortic stent graft package | TEVAR package | Terumo Aortic | RelayPro Thoracic Stent-Graft System (Non-Bare Stent Configuration) | 28-N4-42-250-30S | Standalone | DE0503702 | 1 Patients with thoracic aortic aneurysm (TAA; ruptured or unruptured) who are not suitable for OSR and are: 1.1 symptomatic; OR 1.2 asymptomatic and with an aneurysm of 5.5 cm or larger (measured outer-to-outer maximum anterior-posterior aortic diameter); OR 1.3 asymptomatic and with an aneurysm that has grown by more than 1 cm in one year (measured outer-to-outer maximum anterior-posterior aortic diameter). 2 Patients with type B aortic dissection (TBAD) with suitable anatomy for TEVAR and the TBAD is: 2.1 Complicated (presence of malperfusion syndrome or rupture) hyperacute (less than 24 hours), acute (1 to 14 days), or subacute (15 to 90 days); OR 2.2 Uncomplicated with high-risk features (refractory pain, refractory hypertension, bloody pleural effusion, aortic diameter of more than 40 mm, imaging evidence of malperfusion, entry tear on lesser curvature, or false lumen of more than 22 mm). 3 Patients with traumatic aortic injury who do not have contraindications to endovascular repair.
Vascular | Endovascular aortic repair | Aortic stent graft package | TEVAR package | Terumo Aortic | RelayPro Thoracic Stent-Graft System (Non-Bare Stent Configuration) | 28-N4-44-150-30S | Standalone | DE0503702 | 1 Patients with thoracic aortic aneurysm (TAA; ruptured or unruptured) who are not suitable for OSR and are: 1.1 symptomatic; OR 1.2 asymptomatic and with an aneurysm of 5.5 cm or larger (measured outer-to-outer maximum anterior-posterior aortic diameter); OR 1.3 asymptomatic and with an aneurysm that has grown by more than 1 cm in one year (measured outer-to-outer maximum anterior-posterior aortic diameter). 2 Patients with type B aortic dissection (TBAD) with suitable anatomy for TEVAR and the TBAD is: 2.1 Complicated (presence of malperfusion syndrome or rupture) hyperacute (less than 24 hours), acute (1 to 14 days), or subacute (15 to 90 days); OR 2.2 Uncomplicated with high-risk features (refractory pain, refractory hypertension, bloody pleural effusion, aortic diameter of more than 40 mm, imaging evidence of malperfusion, entry tear on lesser curvature, or false lumen of more than 22 mm). 3 Patients with traumatic aortic injury who do not have contraindications to endovascular repair.
Vascular | Endovascular aortic repair | Aortic stent graft package | TEVAR package | Terumo Aortic | RelayPro Thoracic Stent-Graft System (Non-Bare Stent Configuration) | 28-N4-44-170-30S | Standalone | DE0503702 | 1 Patients with thoracic aortic aneurysm (TAA; ruptured or unruptured) who are not suitable for OSR and are: 1.1 symptomatic; OR 1.2 asymptomatic and with an aneurysm of 5.5 cm or larger (measured outer-to-outer maximum anterior-posterior aortic diameter); OR 1.3 asymptomatic and with an aneurysm that has grown by more than 1 cm in one year (measured outer-to-outer maximum anterior-posterior aortic diameter). 2 Patients with type B aortic dissection (TBAD) with suitable anatomy for TEVAR and the TBAD is: 2.1 Complicated (presence of malperfusion syndrome or rupture) hyperacute (less than 24 hours), acute (1 to 14 days), or subacute (15 to 90 days); OR 2.2 Uncomplicated with high-risk features (refractory pain, refractory hypertension, bloody pleural effusion, aortic diameter of more than 40 mm, imaging evidence of malperfusion, entry tear on lesser curvature, or false lumen of more than 22 mm). 3 Patients with traumatic aortic injury who do not have contraindications to endovascular repair.
Vascular | Endovascular aortic repair | Aortic stent graft package | TEVAR package | Terumo Aortic | RelayPro Thoracic Stent-Graft System (Non-Bare Stent Configuration) | 28-N4-44-190-30S | Standalone | DE0503702 | 1 Patients with thoracic aortic aneurysm (TAA; ruptured or unruptured) who are not suitable for OSR and are: 1.1 symptomatic; OR 1.2 asymptomatic and with an aneurysm of 5.5 cm or larger (measured outer-to-outer maximum anterior-posterior aortic diameter); OR 1.3 asymptomatic and with an aneurysm that has grown by more than 1 cm in one year (measured outer-to-outer maximum anterior-posterior aortic diameter). 2 Patients with type B aortic dissection (TBAD) with suitable anatomy for TEVAR and the TBAD is: 2.1 Complicated (presence of malperfusion syndrome or rupture) hyperacute (less than 24 hours), acute (1 to 14 days), or subacute (15 to 90 days); OR 2.2 Uncomplicated with high-risk features (refractory pain, refractory hypertension, bloody pleural effusion, aortic diameter of more than 40 mm, imaging evidence of malperfusion, entry tear on lesser curvature, or false lumen of more than 22 mm). 3 Patients with traumatic aortic injury who do not have contraindications to endovascular repair.
Vascular | Endovascular aortic repair | Aortic stent graft package | TEVAR package | Terumo Aortic | RelayPro Thoracic Stent-Graft System (Non-Bare Stent Configuration) | 28-N4-44-210-30S | Standalone | DE0503702 | 1 Patients with thoracic aortic aneurysm (TAA; ruptured or unruptured) who are not suitable for OSR and are: 1.1 symptomatic; OR 1.2 asymptomatic and with an aneurysm of 5.5 cm or larger (measured outer-to-outer maximum anterior-posterior aortic diameter); OR 1.3 asymptomatic and with an aneurysm that has grown by more than 1 cm in one year (measured outer-to-outer maximum anterior-posterior aortic diameter). 2 Patients with type B aortic dissection (TBAD) with suitable anatomy for TEVAR and the TBAD is: 2.1 Complicated (presence of malperfusion syndrome or rupture) hyperacute (less than 24 hours), acute (1 to 14 days), or subacute (15 to 90 days); OR 2.2 Uncomplicated with high-risk features (refractory pain, refractory hypertension, bloody pleural effusion, aortic diameter of more than 40 mm, imaging evidence of malperfusion, entry tear on lesser curvature, or false lumen of more than 22 mm). 3 Patients with traumatic aortic injury who do not have contraindications to endovascular repair.
Vascular | Endovascular aortic repair | Aortic stent graft package | TEVAR package | Terumo Aortic | RelayPro Thoracic Stent-Graft System (Non-Bare Stent Configuration) | 28-N4-44-230-30S | Standalone | DE0503702 | 1 Patients with thoracic aortic aneurysm (TAA; ruptured or unruptured) who are not suitable for OSR and are: 1.1 symptomatic; OR 1.2 asymptomatic and with an aneurysm of 5.5 cm or larger (measured outer-to-outer maximum anterior-posterior aortic diameter); OR 1.3 asymptomatic and with an aneurysm that has grown by more than 1 cm in one year (measured outer-to-outer maximum anterior-posterior aortic diameter). 2 Patients with type B aortic dissection (TBAD) with suitable anatomy for TEVAR and the TBAD is: 2.1 Complicated (presence of malperfusion syndrome or rupture) hyperacute (less than 24 hours), acute (1 to 14 days), or subacute (15 to 90 days); OR 2.2 Uncomplicated with high-risk features (refractory pain, refractory hypertension, bloody pleural effusion, aortic diameter of more than 40 mm, imaging evidence of malperfusion, entry tear on lesser curvature, or false lumen of more than 22 mm). 3 Patients with traumatic aortic injury who do not have contraindications to endovascular repair.
Vascular | Endovascular aortic repair | Aortic stent graft package | TEVAR package | Terumo Aortic | RelayPro Thoracic Stent-Graft System (Non-Bare Stent Configuration) | 28-N4-44-250-30S | Standalone | DE0503702 | 1 Patients with thoracic aortic aneurysm (TAA; ruptured or unruptured) who are not suitable for OSR and are: 1.1 symptomatic; OR 1.2 asymptomatic and with an aneurysm of 5.5 cm or larger (measured outer-to-outer maximum anterior-posterior aortic diameter); OR 1.3 asymptomatic and with an aneurysm that has grown by more than 1 cm in one year (measured outer-to-outer maximum anterior-posterior aortic diameter). 2 Patients with type B aortic dissection (TBAD) with suitable anatomy for TEVAR and the TBAD is: 2.1 Complicated (presence of malperfusion syndrome or rupture) hyperacute (less than 24 hours), acute (1 to 14 days), or subacute (15 to 90 days); OR 2.2 Uncomplicated with high-risk features (refractory pain, refractory hypertension, bloody pleural effusion, aortic diameter of more than 40 mm, imaging evidence of malperfusion, entry tear on lesser curvature, or false lumen of more than 22 mm). 3 Patients with traumatic aortic injury who do not have contraindications to endovascular repair.
Vascular | Endovascular aortic repair | Aortic stent graft package | TEVAR package | Terumo Aortic | RelayPro Thoracic Stent-Graft System (Non-Bare Stent Configuration) | 28-N4-46-170-30S | Standalone | DE0503702 | 1 Patients with thoracic aortic aneurysm (TAA; ruptured or unruptured) who are not suitable for OSR and are: 1.1 symptomatic; OR 1.2 asymptomatic and with an aneurysm of 5.5 cm or larger (measured outer-to-outer maximum anterior-posterior aortic diameter); OR 1.3 asymptomatic and with an aneurysm that has grown by more than 1 cm in one year (measured outer-to-outer maximum anterior-posterior aortic diameter). 2 Patients with type B aortic dissection (TBAD) with suitable anatomy for TEVAR and the TBAD is: 2.1 Complicated (presence of malperfusion syndrome or rupture) hyperacute (less than 24 hours), acute (1 to 14 days), or subacute (15 to 90 days); OR 2.2 Uncomplicated with high-risk features (refractory pain, refractory hypertension, bloody pleural effusion, aortic diameter of more than 40 mm, imaging evidence of malperfusion, entry tear on lesser curvature, or false lumen of more than 22 mm). 3 Patients with traumatic aortic injury who do not have contraindications to endovascular repair.
Vascular | Endovascular aortic repair | Aortic stent graft package | TEVAR package | Terumo Aortic | RelayPro Thoracic Stent-Graft System (Non-Bare Stent Configuration) | 28-N4-46-190-30S | Standalone | DE0503702 | 1 Patients with thoracic aortic aneurysm (TAA; ruptured or unruptured) who are not suitable for OSR and are: 1.1 symptomatic; OR 1.2 asymptomatic and with an aneurysm of 5.5 cm or larger (measured outer-to-outer maximum anterior-posterior aortic diameter); OR 1.3 asymptomatic and with an aneurysm that has grown by more than 1 cm in one year (measured outer-to-outer maximum anterior-posterior aortic diameter). 2 Patients with type B aortic dissection (TBAD) with suitable anatomy for TEVAR and the TBAD is: 2.1 Complicated (presence of malperfusion syndrome or rupture) hyperacute (less than 24 hours), acute (1 to 14 days), or subacute (15 to 90 days); OR 2.2 Uncomplicated with high-risk features (refractory pain, refractory hypertension, bloody pleural effusion, aortic diameter of more than 40 mm, imaging evidence of malperfusion, entry tear on lesser curvature, or false lumen of more than 22 mm). 3 Patients with traumatic aortic injury who do not have contraindications to endovascular repair.
Vascular | Endovascular aortic repair | Aortic stent graft package | TEVAR package | Terumo Aortic | RelayPro Thoracic Stent-Graft System (Non-Bare Stent Configuration) | 28-N4-46-210-30S | Standalone | DE0503702 | 1 Patients with thoracic aortic aneurysm (TAA; ruptured or unruptured) who are not suitable for OSR and are: 1.1 symptomatic; OR 1.2 asymptomatic and with an aneurysm of 5.5 cm or larger (measured outer-to-outer maximum anterior-posterior aortic diameter); OR 1.3 asymptomatic and with an aneurysm that has grown by more than 1 cm in one year (measured outer-to-outer maximum anterior-posterior aortic diameter). 2 Patients with type B aortic dissection (TBAD) with suitable anatomy for TEVAR and the TBAD is: 2.1 Complicated (presence of malperfusion syndrome or rupture) hyperacute (less than 24 hours), acute (1 to 14 days), or subacute (15 to 90 days); OR 2.2 Uncomplicated with high-risk features (refractory pain, refractory hypertension, bloody pleural effusion, aortic diameter of more than 40 mm, imaging evidence of malperfusion, entry tear on lesser curvature, or false lumen of more than 22 mm). 3 Patients with traumatic aortic injury who do not have contraindications to endovascular repair.
Vascular | Endovascular aortic repair | Aortic stent graft package | TEVAR package | Terumo Aortic | RelayPro Thoracic Stent-Graft System (Non-Bare Stent Configuration) | 28-N4-46-230-30S | Standalone | DE0503702 | 1 Patients with thoracic aortic aneurysm (TAA; ruptured or unruptured) who are not suitable for OSR and are: 1.1 symptomatic; OR 1.2 asymptomatic and with an aneurysm of 5.5 cm or larger (measured outer-to-outer maximum anterior-posterior aortic diameter); OR 1.3 asymptomatic and with an aneurysm that has grown by more than 1 cm in one year (measured outer-to-outer maximum anterior-posterior aortic diameter). 2 Patients with type B aortic dissection (TBAD) with suitable anatomy for TEVAR and the TBAD is: 2.1 Complicated (presence of malperfusion syndrome or rupture) hyperacute (less than 24 hours), acute (1 to 14 days), or subacute (15 to 90 days); OR 2.2 Uncomplicated with high-risk features (refractory pain, refractory hypertension, bloody pleural effusion, aortic diameter of more than 40 mm, imaging evidence of malperfusion, entry tear on lesser curvature, or false lumen of more than 22 mm). 3 Patients with traumatic aortic injury who do not have contraindications to endovascular repair.
Vascular | Endovascular aortic repair | Aortic stent graft package | TEVAR package | Terumo Aortic | RelayPro Thoracic Stent-Graft System (Non-Bare Stent Configuration) | 28-N4-46-250-30S | Standalone | DE0503702 | 1 Patients with thoracic aortic aneurysm (TAA; ruptured or unruptured) who are not suitable for OSR and are: 1.1 symptomatic; OR 1.2 asymptomatic and with an aneurysm of 5.5 cm or larger (measured outer-to-outer maximum anterior-posterior aortic diameter); OR 1.3 asymptomatic and with an aneurysm that has grown by more than 1 cm in one year (measured outer-to-outer maximum anterior-posterior aortic diameter). 2 Patients with type B aortic dissection (TBAD) with suitable anatomy for TEVAR and the TBAD is: 2.1 Complicated (presence of malperfusion syndrome or rupture) hyperacute (less than 24 hours), acute (1 to 14 days), or subacute (15 to 90 days); OR 2.2 Uncomplicated with high-risk features (refractory pain, refractory hypertension, bloody pleural effusion, aortic diameter of more than 40 mm, imaging evidence of malperfusion, entry tear on lesser curvature, or false lumen of more than 22 mm). 3 Patients with traumatic aortic injury who do not have contraindications to endovascular repair.
Vascular | Endovascular aortic repair | Aortic stent graft package | TEVAR package | Terumo Aortic | RelayPro Thoracic Stent-Graft System (Non-Bare Stent Configuration) | 28-N4-22-090-32S | Standalone | DE0503702 | 1 Patients with thoracic aortic aneurysm (TAA; ruptured or unruptured) who are not suitable for OSR and are: 1.1 symptomatic; OR 1.2 asymptomatic and with an aneurysm of 5.5 cm or larger (measured outer-to-outer maximum anterior-posterior aortic diameter); OR 1.3 asymptomatic and with an aneurysm that has grown by more than 1 cm in one year (measured outer-to-outer maximum anterior-posterior aortic diameter). 2 Patients with type B aortic dissection (TBAD) with suitable anatomy for TEVAR and the TBAD is: 2.1 Complicated (presence of malperfusion syndrome or rupture) hyperacute (less than 24 hours), acute (1 to 14 days), or subacute (15 to 90 days); OR 2.2 Uncomplicated with high-risk features (refractory pain, refractory hypertension, bloody pleural effusion, aortic diameter of more than 40 mm, imaging evidence of malperfusion, entry tear on lesser curvature, or false lumen of more than 22 mm). 3 Patients with traumatic aortic injury who do not have contraindications to endovascular repair.
Vascular | Endovascular aortic repair | Aortic stent graft package | TEVAR package | Terumo Aortic | RelayPro Thoracic Stent-Graft System (Non-Bare Stent Configuration) | 28-N4-22-110-32S | Standalone | DE0503702 | 1 Patients with thoracic aortic aneurysm (TAA; ruptured or unruptured) who are not suitable for OSR and are: 1.1 symptomatic; OR 1.2 asymptomatic and with an aneurysm of 5.5 cm or larger (measured outer-to-outer maximum anterior-posterior aortic diameter); OR 1.3 asymptomatic and with an aneurysm that has grown by more than 1 cm in one year (measured outer-to-outer maximum anterior-posterior aortic diameter). 2 Patients with type B aortic dissection (TBAD) with suitable anatomy for TEVAR and the TBAD is: 2.1 Complicated (presence of malperfusion syndrome or rupture) hyperacute (less than 24 hours), acute (1 to 14 days), or subacute (15 to 90 days); OR 2.2 Uncomplicated with high-risk features (refractory pain, refractory hypertension, bloody pleural effusion, aortic diameter of more than 40 mm, imaging evidence of malperfusion, entry tear on lesser curvature, or false lumen of more than 22 mm). 3 Patients with traumatic aortic injury who do not have contraindications to endovascular repair.
Vascular | Endovascular aortic repair | Aortic stent graft package | TEVAR package | Terumo Aortic | RelayPro Thoracic Stent-Graft System (Non-Bare Stent Configuration) | 28-N4-22-130-32S | Standalone | DE0503702 | 1 Patients with thoracic aortic aneurysm (TAA; ruptured or unruptured) who are not suitable for OSR and are: 1.1 symptomatic; OR 1.2 asymptomatic and with an aneurysm of 5.5 cm or larger (measured outer-to-outer maximum anterior-posterior aortic diameter); OR 1.3 asymptomatic and with an aneurysm that has grown by more than 1 cm in one year (measured outer-to-outer maximum anterior-posterior aortic diameter). 2 Patients with type B aortic dissection (TBAD) with suitable anatomy for TEVAR and the TBAD is: 2.1 Complicated (presence of malperfusion syndrome or rupture) hyperacute (less than 24 hours), acute (1 to 14 days), or subacute (15 to 90 days); OR 2.2 Uncomplicated with high-risk features (refractory pain, refractory hypertension, bloody pleural effusion, aortic diameter of more than 40 mm, imaging evidence of malperfusion, entry tear on lesser curvature, or false lumen of more than 22 mm). 3 Patients with traumatic aortic injury who do not have contraindications to endovascular repair.
Vascular | Endovascular aortic repair | Aortic stent graft package | TEVAR package | Terumo Aortic | RelayPro Thoracic Stent-Graft System (Non-Bare Stent Configuration) | 28-N4-22-150-32S | Standalone | DE0503702 | 1 Patients with thoracic aortic aneurysm (TAA; ruptured or unruptured) who are not suitable for OSR and are: 1.1 symptomatic; OR 1.2 asymptomatic and with an aneurysm of 5.5 cm or larger (measured outer-to-outer maximum anterior-posterior aortic diameter); OR 1.3 asymptomatic and with an aneurysm that has grown by more than 1 cm in one year (measured outer-to-outer maximum anterior-posterior aortic diameter). 2 Patients with type B aortic dissection (TBAD) with suitable anatomy for TEVAR and the TBAD is: 2.1 Complicated (presence of malperfusion syndrome or rupture) hyperacute (less than 24 hours), acute (1 to 14 days), or subacute (15 to 90 days); OR 2.2 Uncomplicated with high-risk features (refractory pain, refractory hypertension, bloody pleural effusion, aortic diameter of more than 40 mm, imaging evidence of malperfusion, entry tear on lesser curvature, or false lumen of more than 22 mm). 3 Patients with traumatic aortic injury who do not have contraindications to endovascular repair.
Vascular | Endovascular aortic repair | Aortic stent graft package | TEVAR package | Terumo Aortic | RelayPro Thoracic Stent-Graft System (Non-Bare Stent Configuration) | 28-N4-22-170-32S | Standalone | DE0503702 | 1 Patients with thoracic aortic aneurysm (TAA; ruptured or unruptured) who are not suitable for OSR and are: 1.1 symptomatic; OR 1.2 asymptomatic and with an aneurysm of 5.5 cm or larger (measured outer-to-outer maximum anterior-posterior aortic diameter); OR 1.3 asymptomatic and with an aneurysm that has grown by more than 1 cm in one year (measured outer-to-outer maximum anterior-posterior aortic diameter). 2 Patients with type B aortic dissection (TBAD) with suitable anatomy for TEVAR and the TBAD is: 2.1 Complicated (presence of malperfusion syndrome or rupture) hyperacute (less than 24 hours), acute (1 to 14 days), or subacute (15 to 90 days); OR 2.2 Uncomplicated with high-risk features (refractory pain, refractory hypertension, bloody pleural effusion, aortic diameter of more than 40 mm, imaging evidence of malperfusion, entry tear on lesser curvature, or false lumen of more than 22 mm). 3 Patients with traumatic aortic injury who do not have contraindications to endovascular repair.
Vascular | Endovascular aortic repair | Aortic stent graft package | TEVAR package | Terumo Aortic | RelayPro Thoracic Stent-Graft System (Non-Bare Stent Configuration) | 28-N4-22-190-32S | Standalone | DE0503702 | 1 Patients with thoracic aortic aneurysm (TAA; ruptured or unruptured) who are not suitable for OSR and are: 1.1 symptomatic; OR 1.2 asymptomatic and with an aneurysm of 5.5 cm or larger (measured outer-to-outer maximum anterior-posterior aortic diameter); OR 1.3 asymptomatic and with an aneurysm that has grown by more than 1 cm in one year (measured outer-to-outer maximum anterior-posterior aortic diameter). 2 Patients with type B aortic dissection (TBAD) with suitable anatomy for TEVAR and the TBAD is: 2.1 Complicated (presence of malperfusion syndrome or rupture) hyperacute (less than 24 hours), acute (1 to 14 days), or subacute (15 to 90 days); OR 2.2 Uncomplicated with high-risk features (refractory pain, refractory hypertension, bloody pleural effusion, aortic diameter of more than 40 mm, imaging evidence of malperfusion, entry tear on lesser curvature, or false lumen of more than 22 mm). 3 Patients with traumatic aortic injury who do not have contraindications to endovascular repair.
Vascular | Endovascular aortic repair | Aortic stent graft package | TEVAR package | Terumo Aortic | RelayPro Thoracic Stent-Graft System (Non-Bare Stent Configuration) | 28-N4-22-210-32S | Standalone | DE0503702 | 1 Patients with thoracic aortic aneurysm (TAA; ruptured or unruptured) who are not suitable for OSR and are: 1.1 symptomatic; OR 1.2 asymptomatic and with an aneurysm of 5.5 cm or larger (measured outer-to-outer maximum anterior-posterior aortic diameter); OR 1.3 asymptomatic and with an aneurysm that has grown by more than 1 cm in one year (measured outer-to-outer maximum anterior-posterior aortic diameter). 2 Patients with type B aortic dissection (TBAD) with suitable anatomy for TEVAR and the TBAD is: 2.1 Complicated (presence of malperfusion syndrome or rupture) hyperacute (less than 24 hours), acute (1 to 14 days), or subacute (15 to 90 days); OR 2.2 Uncomplicated with high-risk features (refractory pain, refractory hypertension, bloody pleural effusion, aortic diameter of more than 40 mm, imaging evidence of malperfusion, entry tear on lesser curvature, or false lumen of more than 22 mm). 3 Patients with traumatic aortic injury who do not have contraindications to endovascular repair.
Vascular | Endovascular aortic repair | Aortic stent graft package | TEVAR package | Terumo Aortic | RelayPro Thoracic Stent-Graft System (Non-Bare Stent Configuration) | 28-N4-22-230-32S | Standalone | DE0503702 | 1 Patients with thoracic aortic aneurysm (TAA; ruptured or unruptured) who are not suitable for OSR and are: 1.1 symptomatic; OR 1.2 asymptomatic and with an aneurysm of 5.5 cm or larger (measured outer-to-outer maximum anterior-posterior aortic diameter); OR 1.3 asymptomatic and with an aneurysm that has grown by more than 1 cm in one year (measured outer-to-outer maximum anterior-posterior aortic diameter). 2 Patients with type B aortic dissection (TBAD) with suitable anatomy for TEVAR and the TBAD is: 2.1 Complicated (presence of malperfusion syndrome or rupture) hyperacute (less than 24 hours), acute (1 to 14 days), or subacute (15 to 90 days); OR 2.2 Uncomplicated with high-risk features (refractory pain, refractory hypertension, bloody pleural effusion, aortic diameter of more than 40 mm, imaging evidence of malperfusion, entry tear on lesser curvature, or false lumen of more than 22 mm). 3 Patients with traumatic aortic injury who do not have contraindications to endovascular repair.
Vascular | Endovascular aortic repair | Aortic stent graft package | TEVAR package | Terumo Aortic | RelayPro Thoracic Stent-Graft System (Non-Bare Stent Configuration) | 28-N4-22-250-32S | Standalone | DE0503702 | 1 Patients with thoracic aortic aneurysm (TAA; ruptured or unruptured) who are not suitable for OSR and are: 1.1 symptomatic; OR 1.2 asymptomatic and with an aneurysm of 5.5 cm or larger (measured outer-to-outer maximum anterior-posterior aortic diameter); OR 1.3 asymptomatic and with an aneurysm that has grown by more than 1 cm in one year (measured outer-to-outer maximum anterior-posterior aortic diameter). 2 Patients with type B aortic dissection (TBAD) with suitable anatomy for TEVAR and the TBAD is: 2.1 Complicated (presence of malperfusion syndrome or rupture) hyperacute (less than 24 hours), acute (1 to 14 days), or subacute (15 to 90 days); OR 2.2 Uncomplicated with high-risk features (refractory pain, refractory hypertension, bloody pleural effusion, aortic diameter of more than 40 mm, imaging evidence of malperfusion, entry tear on lesser curvature, or false lumen of more than 22 mm). 3 Patients with traumatic aortic injury who do not have contraindications to endovascular repair.
Vascular | Endovascular aortic repair | Aortic stent graft package | TEVAR package | Terumo Aortic | RelayPro Thoracic Stent-Graft System (Non-Bare Stent Configuration) | 28-N4-24-090-32S | Standalone | DE0503702 | 1 Patients with thoracic aortic aneurysm (TAA; ruptured or unruptured) who are not suitable for OSR and are: 1.1 symptomatic; OR 1.2 asymptomatic and with an aneurysm of 5.5 cm or larger (measured outer-to-outer maximum anterior-posterior aortic diameter); OR 1.3 asymptomatic and with an aneurysm that has grown by more than 1 cm in one year (measured outer-to-outer maximum anterior-posterior aortic diameter). 2 Patients with type B aortic dissection (TBAD) with suitable anatomy for TEVAR and the TBAD is: 2.1 Complicated (presence of malperfusion syndrome or rupture) hyperacute (less than 24 hours), acute (1 to 14 days), or subacute (15 to 90 days); OR 2.2 Uncomplicated with high-risk features (refractory pain, refractory hypertension, bloody pleural effusion, aortic diameter of more than 40 mm, imaging evidence of malperfusion, entry tear on lesser curvature, or false lumen of more than 22 mm). 3 Patients with traumatic aortic injury who do not have contraindications to endovascular repair.
Vascular | Endovascular aortic repair | Aortic stent graft package | TEVAR package | Terumo Aortic | RelayPro Thoracic Stent-Graft System (Non-Bare Stent Configuration) | 28-N4-24-110-32S | Standalone | DE0503702 | 1 Patients with thoracic aortic aneurysm (TAA; ruptured or unruptured) who are not suitable for OSR and are: 1.1 symptomatic; OR 1.2 asymptomatic and with an aneurysm of 5.5 cm or larger (measured outer-to-outer maximum anterior-posterior aortic diameter); OR 1.3 asymptomatic and with an aneurysm that has grown by more than 1 cm in one year (measured outer-to-outer maximum anterior-posterior aortic diameter). 2 Patients with type B aortic dissection (TBAD) with suitable anatomy for TEVAR and the TBAD is: 2.1 Complicated (presence of malperfusion syndrome or rupture) hyperacute (less than 24 hours), acute (1 to 14 days), or subacute (15 to 90 days); OR 2.2 Uncomplicated with high-risk features (refractory pain, refractory hypertension, bloody pleural effusion, aortic diameter of more than 40 mm, imaging evidence of malperfusion, entry tear on lesser curvature, or false lumen of more than 22 mm). 3 Patients with traumatic aortic injury who do not have contraindications to endovascular repair.
Vascular | Endovascular aortic repair | Aortic stent graft package | TEVAR package | Terumo Aortic | RelayPro Thoracic Stent-Graft System (Non-Bare Stent Configuration) | 28-N4-24-130-32S | Standalone | DE0503702 | 1 Patients with thoracic aortic aneurysm (TAA; ruptured or unruptured) who are not suitable for OSR and are: 1.1 symptomatic; OR 1.2 asymptomatic and with an aneurysm of 5.5 cm or larger (measured outer-to-outer maximum anterior-posterior aortic diameter); OR 1.3 asymptomatic and with an aneurysm that has grown by more than 1 cm in one year (measured outer-to-outer maximum anterior-posterior aortic diameter). 2 Patients with type B aortic dissection (TBAD) with suitable anatomy for TEVAR and the TBAD is: 2.1 Complicated (presence of malperfusion syndrome or rupture) hyperacute (less than 24 hours), acute (1 to 14 days), or subacute (15 to 90 days); OR 2.2 Uncomplicated with high-risk features (refractory pain, refractory hypertension, bloody pleural effusion, aortic diameter of more than 40 mm, imaging evidence of malperfusion, entry tear on lesser curvature, or false lumen of more than 22 mm). 3 Patients with traumatic aortic injury who do not have contraindications to endovascular repair.
Vascular | Endovascular aortic repair | Aortic stent graft package | TEVAR package | Terumo Aortic | RelayPro Thoracic Stent-Graft System (Non-Bare Stent Configuration) | 28-N4-24-150-32S | Standalone | DE0503702 | 1 Patients with thoracic aortic aneurysm (TAA; ruptured or unruptured) who are not suitable for OSR and are: 1.1 symptomatic; OR 1.2 asymptomatic and with an aneurysm of 5.5 cm or larger (measured outer-to-outer maximum anterior-posterior aortic diameter); OR 1.3 asymptomatic and with an aneurysm that has grown by more than 1 cm in one year (measured outer-to-outer maximum anterior-posterior aortic diameter). 2 Patients with type B aortic dissection (TBAD) with suitable anatomy for TEVAR and the TBAD is: 2.1 Complicated (presence of malperfusion syndrome or rupture) hyperacute (less than 24 hours), acute (1 to 14 days), or subacute (15 to 90 days); OR 2.2 Uncomplicated with high-risk features (refractory pain, refractory hypertension, bloody pleural effusion, aortic diameter of more than 40 mm, imaging evidence of malperfusion, entry tear on lesser curvature, or false lumen of more than 22 mm). 3 Patients with traumatic aortic injury who do not have contraindications to endovascular repair.
Vascular | Endovascular aortic repair | Aortic stent graft package | TEVAR package | Terumo Aortic | RelayPro Thoracic Stent-Graft System (Non-Bare Stent Configuration) | 28-N4-24-170-32S | Standalone | DE0503702 | 1 Patients with thoracic aortic aneurysm (TAA; ruptured or unruptured) who are not suitable for OSR and are: 1.1 symptomatic; OR 1.2 asymptomatic and with an aneurysm of 5.5 cm or larger (measured outer-to-outer maximum anterior-posterior aortic diameter); OR 1.3 asymptomatic and with an aneurysm that has grown by more than 1 cm in one year (measured outer-to-outer maximum anterior-posterior aortic diameter). 2 Patients with type B aortic dissection (TBAD) with suitable anatomy for TEVAR and the TBAD is: 2.1 Complicated (presence of malperfusion syndrome or rupture) hyperacute (less than 24 hours), acute (1 to 14 days), or subacute (15 to 90 days); OR 2.2 Uncomplicated with high-risk features (refractory pain, refractory hypertension, bloody pleural effusion, aortic diameter of more than 40 mm, imaging evidence of malperfusion, entry tear on lesser curvature, or false lumen of more than 22 mm). 3 Patients with traumatic aortic injury who do not have contraindications to endovascular repair.
Vascular | Endovascular aortic repair | Aortic stent graft package | TEVAR package | Terumo Aortic | RelayPro Thoracic Stent-Graft System (Non-Bare Stent Configuration) | 28-N4-24-190-32S | Standalone | DE0503702 | 1 Patients with thoracic aortic aneurysm (TAA; ruptured or unruptured) who are not suitable for OSR and are: 1.1 symptomatic; OR 1.2 asymptomatic and with an aneurysm of 5.5 cm or larger (measured outer-to-outer maximum anterior-posterior aortic diameter); OR 1.3 asymptomatic and with an aneurysm that has grown by more than 1 cm in one year (measured outer-to-outer maximum anterior-posterior aortic diameter). 2 Patients with type B aortic dissection (TBAD) with suitable anatomy for TEVAR and the TBAD is: 2.1 Complicated (presence of malperfusion syndrome or rupture) hyperacute (less than 24 hours), acute (1 to 14 days), or subacute (15 to 90 days); OR 2.2 Uncomplicated with high-risk features (refractory pain, refractory hypertension, bloody pleural effusion, aortic diameter of more than 40 mm, imaging evidence of malperfusion, entry tear on lesser curvature, or false lumen of more than 22 mm). 3 Patients with traumatic aortic injury who do not have contraindications to endovascular repair.
Vascular | Endovascular aortic repair | Aortic stent graft package | TEVAR package | Terumo Aortic | RelayPro Thoracic Stent-Graft System (Non-Bare Stent Configuration) | 28-N4-24-210-32S | Standalone | DE0503702 | 1 Patients with thoracic aortic aneurysm (TAA; ruptured or unruptured) who are not suitable for OSR and are: 1.1 symptomatic; OR 1.2 asymptomatic and with an aneurysm of 5.5 cm or larger (measured outer-to-outer maximum anterior-posterior aortic diameter); OR 1.3 asymptomatic and with an aneurysm that has grown by more than 1 cm in one year (measured outer-to-outer maximum anterior-posterior aortic diameter). 2 Patients with type B aortic dissection (TBAD) with suitable anatomy for TEVAR and the TBAD is: 2.1 Complicated (presence of malperfusion syndrome or rupture) hyperacute (less than 24 hours), acute (1 to 14 days), or subacute (15 to 90 days); OR 2.2 Uncomplicated with high-risk features (refractory pain, refractory hypertension, bloody pleural effusion, aortic diameter of more than 40 mm, imaging evidence of malperfusion, entry tear on lesser curvature, or false lumen of more than 22 mm). 3 Patients with traumatic aortic injury who do not have contraindications to endovascular repair.
Vascular | Endovascular aortic repair | Aortic stent graft package | TEVAR package | Terumo Aortic | RelayPro Thoracic Stent-Graft System (Non-Bare Stent Configuration) | 28-N4-24-230-32S | Standalone | DE0503702 | 1 Patients with thoracic aortic aneurysm (TAA; ruptured or unruptured) who are not suitable for OSR and are: 1.1 symptomatic; OR 1.2 asymptomatic and with an aneurysm of 5.5 cm or larger (measured outer-to-outer maximum anterior-posterior aortic diameter); OR 1.3 asymptomatic and with an aneurysm that has grown by more than 1 cm in one year (measured outer-to-outer maximum anterior-posterior aortic diameter). 2 Patients with type B aortic dissection (TBAD) with suitable anatomy for TEVAR and the TBAD is: 2.1 Complicated (presence of malperfusion syndrome or rupture) hyperacute (less than 24 hours), acute (1 to 14 days), or subacute (15 to 90 days); OR 2.2 Uncomplicated with high-risk features (refractory pain, refractory hypertension, bloody pleural effusion, aortic diameter of more than 40 mm, imaging evidence of malperfusion, entry tear on lesser curvature, or false lumen of more than 22 mm). 3 Patients with traumatic aortic injury who do not have contraindications to endovascular repair.
Vascular | Endovascular aortic repair | Aortic stent graft package | TEVAR package | Terumo Aortic | RelayPro Thoracic Stent-Graft System (Non-Bare Stent Configuration) | 28-N4-24-250-32S | Standalone | DE0503702 | 1 Patients with thoracic aortic aneurysm (TAA; ruptured or unruptured) who are not suitable for OSR and are: 1.1 symptomatic; OR 1.2 asymptomatic and with an aneurysm of 5.5 cm or larger (measured outer-to-outer maximum anterior-posterior aortic diameter); OR 1.3 asymptomatic and with an aneurysm that has grown by more than 1 cm in one year (measured outer-to-outer maximum anterior-posterior aortic diameter). 2 Patients with type B aortic dissection (TBAD) with suitable anatomy for TEVAR and the TBAD is: 2.1 Complicated (presence of malperfusion syndrome or rupture) hyperacute (less than 24 hours), acute (1 to 14 days), or subacute (15 to 90 days); OR 2.2 Uncomplicated with high-risk features (refractory pain, refractory hypertension, bloody pleural effusion, aortic diameter of more than 40 mm, imaging evidence of malperfusion, entry tear on lesser curvature, or false lumen of more than 22 mm). 3 Patients with traumatic aortic injury who do not have contraindications to endovascular repair.
Vascular | Endovascular aortic repair | Aortic stent graft package | TEVAR package | Terumo Aortic | RelayPro Thoracic Stent-Graft System (Non-Bare Stent Configuration) | 28-N4-26-090-32S | Standalone | DE0503702 | 1 Patients with thoracic aortic aneurysm (TAA; ruptured or unruptured) who are not suitable for OSR and are: 1.1 symptomatic; OR 1.2 asymptomatic and with an aneurysm of 5.5 cm or larger (measured outer-to-outer maximum anterior-posterior aortic diameter); OR 1.3 asymptomatic and with an aneurysm that has grown by more than 1 cm in one year (measured outer-to-outer maximum anterior-posterior aortic diameter). 2 Patients with type B aortic dissection (TBAD) with suitable anatomy for TEVAR and the TBAD is: 2.1 Complicated (presence of malperfusion syndrome or rupture) hyperacute (less than 24 hours), acute (1 to 14 days), or subacute (15 to 90 days); OR 2.2 Uncomplicated with high-risk features (refractory pain, refractory hypertension, bloody pleural effusion, aortic diameter of more than 40 mm, imaging evidence of malperfusion, entry tear on lesser curvature, or false lumen of more than 22 mm). 3 Patients with traumatic aortic injury who do not have contraindications to endovascular repair.
Vascular | Endovascular aortic repair | Aortic stent graft package | TEVAR package | Terumo Aortic | RelayPro Thoracic Stent-Graft System (Non-Bare Stent Configuration) | 28-N4-26-110-32S | Standalone | DE0503702 | 1 Patients with thoracic aortic aneurysm (TAA; ruptured or unruptured) who are not suitable for OSR and are: 1.1 symptomatic; OR 1.2 asymptomatic and with an aneurysm of 5.5 cm or larger (measured outer-to-outer maximum anterior-posterior aortic diameter); OR 1.3 asymptomatic and with an aneurysm that has grown by more than 1 cm in one year (measured outer-to-outer maximum anterior-posterior aortic diameter). 2 Patients with type B aortic dissection (TBAD) with suitable anatomy for TEVAR and the TBAD is: 2.1 Complicated (presence of malperfusion syndrome or rupture) hyperacute (less than 24 hours), acute (1 to 14 days), or subacute (15 to 90 days); OR 2.2 Uncomplicated with high-risk features (refractory pain, refractory hypertension, bloody pleural effusion, aortic diameter of more than 40 mm, imaging evidence of malperfusion, entry tear on lesser curvature, or false lumen of more than 22 mm). 3 Patients with traumatic aortic injury who do not have contraindications to endovascular repair.
Vascular | Endovascular aortic repair | Aortic stent graft package | TEVAR package | Terumo Aortic | RelayPro Thoracic Stent-Graft System (Non-Bare Stent Configuration) | 28-N4-26-130-32S | Standalone | DE0503702 | 1 Patients with thoracic aortic aneurysm (TAA; ruptured or unruptured) who are not suitable for OSR and are: 1.1 symptomatic; OR 1.2 asymptomatic and with an aneurysm of 5.5 cm or larger (measured outer-to-outer maximum anterior-posterior aortic diameter); OR 1.3 asymptomatic and with an aneurysm that has grown by more than 1 cm in one year (measured outer-to-outer maximum anterior-posterior aortic diameter). 2 Patients with type B aortic dissection (TBAD) with suitable anatomy for TEVAR and the TBAD is: 2.1 Complicated (presence of malperfusion syndrome or rupture) hyperacute (less than 24 hours), acute (1 to 14 days), or subacute (15 to 90 days); OR 2.2 Uncomplicated with high-risk features (refractory pain, refractory hypertension, bloody pleural effusion, aortic diameter of more than 40 mm, imaging evidence of malperfusion, entry tear on lesser curvature, or false lumen of more than 22 mm). 3 Patients with traumatic aortic injury who do not have contraindications to endovascular repair.
Vascular | Endovascular aortic repair | Aortic stent graft package | TEVAR package | Terumo Aortic | RelayPro Thoracic Stent-Graft System (Non-Bare Stent Configuration) | 28-N4-26-150-32S | Standalone | DE0503702 | 1 Patients with thoracic aortic aneurysm (TAA; ruptured or unruptured) who are not suitable for OSR and are: 1.1 symptomatic; OR 1.2 asymptomatic and with an aneurysm of 5.5 cm or larger (measured outer-to-outer maximum anterior-posterior aortic diameter); OR 1.3 asymptomatic and with an aneurysm that has grown by more than 1 cm in one year (measured outer-to-outer maximum anterior-posterior aortic diameter). 2 Patients with type B aortic dissection (TBAD) with suitable anatomy for TEVAR and the TBAD is: 2.1 Complicated (presence of malperfusion syndrome or rupture) hyperacute (less than 24 hours), acute (1 to 14 days), or subacute (15 to 90 days); OR 2.2 Uncomplicated with high-risk features (refractory pain, refractory hypertension, bloody pleural effusion, aortic diameter of more than 40 mm, imaging evidence of malperfusion, entry tear on lesser curvature, or false lumen of more than 22 mm). 3 Patients with traumatic aortic injury who do not have contraindications to endovascular repair.
Vascular | Endovascular aortic repair | Aortic stent graft package | TEVAR package | Terumo Aortic | RelayPro Thoracic Stent-Graft System (Non-Bare Stent Configuration) | 28-N4-26-170-32S | Standalone | DE0503702 | 1 Patients with thoracic aortic aneurysm (TAA; ruptured or unruptured) who are not suitable for OSR and are: 1.1 symptomatic; OR 1.2 asymptomatic and with an aneurysm of 5.5 cm or larger (measured outer-to-outer maximum anterior-posterior aortic diameter); OR 1.3 asymptomatic and with an aneurysm that has grown by more than 1 cm in one year (measured outer-to-outer maximum anterior-posterior aortic diameter). 2 Patients with type B aortic dissection (TBAD) with suitable anatomy for TEVAR and the TBAD is: 2.1 Complicated (presence of malperfusion syndrome or rupture) hyperacute (less than 24 hours), acute (1 to 14 days), or subacute (15 to 90 days); OR 2.2 Uncomplicated with high-risk features (refractory pain, refractory hypertension, bloody pleural effusion, aortic diameter of more than 40 mm, imaging evidence of malperfusion, entry tear on lesser curvature, or false lumen of more than 22 mm). 3 Patients with traumatic aortic injury who do not have contraindications to endovascular repair.
Vascular | Endovascular aortic repair | Aortic stent graft package | TEVAR package | Terumo Aortic | RelayPro Thoracic Stent-Graft System (Non-Bare Stent Configuration) | 28-N4-26-190-32S | Standalone | DE0503702 | 1 Patients with thoracic aortic aneurysm (TAA; ruptured or unruptured) who are not suitable for OSR and are: 1.1 symptomatic; OR 1.2 asymptomatic and with an aneurysm of 5.5 cm or larger (measured outer-to-outer maximum anterior-posterior aortic diameter); OR 1.3 asymptomatic and with an aneurysm that has grown by more than 1 cm in one year (measured outer-to-outer maximum anterior-posterior aortic diameter). 2 Patients with type B aortic dissection (TBAD) with suitable anatomy for TEVAR and the TBAD is: 2.1 Complicated (presence of malperfusion syndrome or rupture) hyperacute (less than 24 hours), acute (1 to 14 days), or subacute (15 to 90 days); OR 2.2 Uncomplicated with high-risk features (refractory pain, refractory hypertension, bloody pleural effusion, aortic diameter of more than 40 mm, imaging evidence of malperfusion, entry tear on lesser curvature, or false lumen of more than 22 mm). 3 Patients with traumatic aortic injury who do not have contraindications to endovascular repair.
Vascular | Endovascular aortic repair | Aortic stent graft package | TEVAR package | Terumo Aortic | RelayPro Thoracic Stent-Graft System (Non-Bare Stent Configuration) | 28-N4-26-210-32S | Standalone | DE0503702 | 1 Patients with thoracic aortic aneurysm (TAA; ruptured or unruptured) who are not suitable for OSR and are: 1.1 symptomatic; OR 1.2 asymptomatic and with an aneurysm of 5.5 cm or larger (measured outer-to-outer maximum anterior-posterior aortic diameter); OR 1.3 asymptomatic and with an aneurysm that has grown by more than 1 cm in one year (measured outer-to-outer maximum anterior-posterior aortic diameter). 2 Patients with type B aortic dissection (TBAD) with suitable anatomy for TEVAR and the TBAD is: 2.1 Complicated (presence of malperfusion syndrome or rupture) hyperacute (less than 24 hours), acute (1 to 14 days), or subacute (15 to 90 days); OR 2.2 Uncomplicated with high-risk features (refractory pain, refractory hypertension, bloody pleural effusion, aortic diameter of more than 40 mm, imaging evidence of malperfusion, entry tear on lesser curvature, or false lumen of more than 22 mm). 3 Patients with traumatic aortic injury who do not have contraindications to endovascular repair.
Vascular | Endovascular aortic repair | Aortic stent graft package | TEVAR package | Terumo Aortic | RelayPro Thoracic Stent-Graft System (Non-Bare Stent Configuration) | 28-N4-26-230-32S | Standalone | DE0503702 | 1 Patients with thoracic aortic aneurysm (TAA; ruptured or unruptured) who are not suitable for OSR and are: 1.1 symptomatic; OR 1.2 asymptomatic and with an aneurysm of 5.5 cm or larger (measured outer-to-outer maximum anterior-posterior aortic diameter); OR 1.3 asymptomatic and with an aneurysm that has grown by more than 1 cm in one year (measured outer-to-outer maximum anterior-posterior aortic diameter). 2 Patients with type B aortic dissection (TBAD) with suitable anatomy for TEVAR and the TBAD is: 2.1 Complicated (presence of malperfusion syndrome or rupture) hyperacute (less than 24 hours), acute (1 to 14 days), or subacute (15 to 90 days); OR 2.2 Uncomplicated with high-risk features (refractory pain, refractory hypertension, bloody pleural effusion, aortic diameter of more than 40 mm, imaging evidence of malperfusion, entry tear on lesser curvature, or false lumen of more than 22 mm). 3 Patients with traumatic aortic injury who do not have contraindications to endovascular repair.
Vascular | Endovascular aortic repair | Aortic stent graft package | TEVAR package | Terumo Aortic | RelayPro Thoracic Stent-Graft System (Non-Bare Stent Configuration) | 28-N4-26-250-32S | Standalone | DE0503702 | 1 Patients with thoracic aortic aneurysm (TAA; ruptured or unruptured) who are not suitable for OSR and are: 1.1 symptomatic; OR 1.2 asymptomatic and with an aneurysm of 5.5 cm or larger (measured outer-to-outer maximum anterior-posterior aortic diameter); OR 1.3 asymptomatic and with an aneurysm that has grown by more than 1 cm in one year (measured outer-to-outer maximum anterior-posterior aortic diameter). 2 Patients with type B aortic dissection (TBAD) with suitable anatomy for TEVAR and the TBAD is: 2.1 Complicated (presence of malperfusion syndrome or rupture) hyperacute (less than 24 hours), acute (1 to 14 days), or subacute (15 to 90 days); OR 2.2 Uncomplicated with high-risk features (refractory pain, refractory hypertension, bloody pleural effusion, aortic diameter of more than 40 mm, imaging evidence of malperfusion, entry tear on lesser curvature, or false lumen of more than 22 mm). 3 Patients with traumatic aortic injury who do not have contraindications to endovascular repair.
Vascular | Endovascular aortic repair | Aortic stent graft package | TEVAR package | Terumo Aortic | RelayPro Thoracic Stent-Graft System (Non-Bare Stent Configuration) | 28-N4-28-090-32S | Standalone | DE0503702 | 1 Patients with thoracic aortic aneurysm (TAA; ruptured or unruptured) who are not suitable for OSR and are: 1.1 symptomatic; OR 1.2 asymptomatic and with an aneurysm of 5.5 cm or larger (measured outer-to-outer maximum anterior-posterior aortic diameter); OR 1.3 asymptomatic and with an aneurysm that has grown by more than 1 cm in one year (measured outer-to-outer maximum anterior-posterior aortic diameter). 2 Patients with type B aortic dissection (TBAD) with suitable anatomy for TEVAR and the TBAD is: 2.1 Complicated (presence of malperfusion syndrome or rupture) hyperacute (less than 24 hours), acute (1 to 14 days), or subacute (15 to 90 days); OR 2.2 Uncomplicated with high-risk features (refractory pain, refractory hypertension, bloody pleural effusion, aortic diameter of more than 40 mm, imaging evidence of malperfusion, entry tear on lesser curvature, or false lumen of more than 22 mm). 3 Patients with traumatic aortic injury who do not have contraindications to endovascular repair.
Vascular | Endovascular aortic repair | Aortic stent graft package | TEVAR package | Terumo Aortic | RelayPro Thoracic Stent-Graft System (Non-Bare Stent Configuration) | 28-N4-28-110-32S | Standalone | DE0503702 | 1 Patients with thoracic aortic aneurysm (TAA; ruptured or unruptured) who are not suitable for OSR and are: 1.1 symptomatic; OR 1.2 asymptomatic and with an aneurysm of 5.5 cm or larger (measured outer-to-outer maximum anterior-posterior aortic diameter); OR 1.3 asymptomatic and with an aneurysm that has grown by more than 1 cm in one year (measured outer-to-outer maximum anterior-posterior aortic diameter). 2 Patients with type B aortic dissection (TBAD) with suitable anatomy for TEVAR and the TBAD is: 2.1 Complicated (presence of malperfusion syndrome or rupture) hyperacute (less than 24 hours), acute (1 to 14 days), or subacute (15 to 90 days); OR 2.2 Uncomplicated with high-risk features (refractory pain, refractory hypertension, bloody pleural effusion, aortic diameter of more than 40 mm, imaging evidence of malperfusion, entry tear on lesser curvature, or false lumen of more than 22 mm). 3 Patients with traumatic aortic injury who do not have contraindications to endovascular repair.
Vascular | Endovascular aortic repair | Aortic stent graft package | TEVAR package | Terumo Aortic | RelayPro Thoracic Stent-Graft System (Non-Bare Stent Configuration) | 28-N4-28-130-32S | Standalone | DE0503702 | 1 Patients with thoracic aortic aneurysm (TAA; ruptured or unruptured) who are not suitable for OSR and are: 1.1 symptomatic; OR 1.2 asymptomatic and with an aneurysm of 5.5 cm or larger (measured outer-to-outer maximum anterior-posterior aortic diameter); OR 1.3 asymptomatic and with an aneurysm that has grown by more than 1 cm in one year (measured outer-to-outer maximum anterior-posterior aortic diameter). 2 Patients with type B aortic dissection (TBAD) with suitable anatomy for TEVAR and the TBAD is: 2.1 Complicated (presence of malperfusion syndrome or rupture) hyperacute (less than 24 hours), acute (1 to 14 days), or subacute (15 to 90 days); OR 2.2 Uncomplicated with high-risk features (refractory pain, refractory hypertension, bloody pleural effusion, aortic diameter of more than 40 mm, imaging evidence of malperfusion, entry tear on lesser curvature, or false lumen of more than 22 mm). 3 Patients with traumatic aortic injury who do not have contraindications to endovascular repair.
Vascular | Endovascular aortic repair | Aortic stent graft package | TEVAR package | Terumo Aortic | RelayPro Thoracic Stent-Graft System (Non-Bare Stent Configuration) | 28-N4-28-150-32S | Standalone | DE0503702 | 1 Patients with thoracic aortic aneurysm (TAA; ruptured or unruptured) who are not suitable for OSR and are: 1.1 symptomatic; OR 1.2 asymptomatic and with an aneurysm of 5.5 cm or larger (measured outer-to-outer maximum anterior-posterior aortic diameter); OR 1.3 asymptomatic and with an aneurysm that has grown by more than 1 cm in one year (measured outer-to-outer maximum anterior-posterior aortic diameter). 2 Patients with type B aortic dissection (TBAD) with suitable anatomy for TEVAR and the TBAD is: 2.1 Complicated (presence of malperfusion syndrome or rupture) hyperacute (less than 24 hours), acute (1 to 14 days), or subacute (15 to 90 days); OR 2.2 Uncomplicated with high-risk features (refractory pain, refractory hypertension, bloody pleural effusion, aortic diameter of more than 40 mm, imaging evidence of malperfusion, entry tear on lesser curvature, or false lumen of more than 22 mm). 3 Patients with traumatic aortic injury who do not have contraindications to endovascular repair.
Vascular | Endovascular aortic repair | Aortic stent graft package | TEVAR package | Terumo Aortic | RelayPro Thoracic Stent-Graft System (Non-Bare Stent Configuration) | 28-N4-28-170-32S | Standalone | DE0503702 | 1 Patients with thoracic aortic aneurysm (TAA; ruptured or unruptured) who are not suitable for OSR and are: 1.1 symptomatic; OR 1.2 asymptomatic and with an aneurysm of 5.5 cm or larger (measured outer-to-outer maximum anterior-posterior aortic diameter); OR 1.3 asymptomatic and with an aneurysm that has grown by more than 1 cm in one year (measured outer-to-outer maximum anterior-posterior aortic diameter). 2 Patients with type B aortic dissection (TBAD) with suitable anatomy for TEVAR and the TBAD is: 2.1 Complicated (presence of malperfusion syndrome or rupture) hyperacute (less than 24 hours), acute (1 to 14 days), or subacute (15 to 90 days); OR 2.2 Uncomplicated with high-risk features (refractory pain, refractory hypertension, bloody pleural effusion, aortic diameter of more than 40 mm, imaging evidence of malperfusion, entry tear on lesser curvature, or false lumen of more than 22 mm). 3 Patients with traumatic aortic injury who do not have contraindications to endovascular repair.
Vascular | Endovascular aortic repair | Aortic stent graft package | TEVAR package | Terumo Aortic | RelayPro Thoracic Stent-Graft System (Non-Bare Stent Configuration) | 28-N4-28-190-32S | Standalone | DE0503702 | 1 Patients with thoracic aortic aneurysm (TAA; ruptured or unruptured) who are not suitable for OSR and are: 1.1 symptomatic; OR 1.2 asymptomatic and with an aneurysm of 5.5 cm or larger (measured outer-to-outer maximum anterior-posterior aortic diameter); OR 1.3 asymptomatic and with an aneurysm that has grown by more than 1 cm in one year (measured outer-to-outer maximum anterior-posterior aortic diameter). 2 Patients with type B aortic dissection (TBAD) with suitable anatomy for TEVAR and the TBAD is: 2.1 Complicated (presence of malperfusion syndrome or rupture) hyperacute (less than 24 hours), acute (1 to 14 days), or subacute (15 to 90 days); OR 2.2 Uncomplicated with high-risk features (refractory pain, refractory hypertension, bloody pleural effusion, aortic diameter of more than 40 mm, imaging evidence of malperfusion, entry tear on lesser curvature, or false lumen of more than 22 mm). 3 Patients with traumatic aortic injury who do not have contraindications to endovascular repair.
Vascular | Endovascular aortic repair | Aortic stent graft package | TEVAR package | Terumo Aortic | RelayPro Thoracic Stent-Graft System (Non-Bare Stent Configuration) | 28-N4-28-210-32S | Standalone | DE0503702 | 1 Patients with thoracic aortic aneurysm (TAA; ruptured or unruptured) who are not suitable for OSR and are: 1.1 symptomatic; OR 1.2 asymptomatic and with an aneurysm of 5.5 cm or larger (measured outer-to-outer maximum anterior-posterior aortic diameter); OR 1.3 asymptomatic and with an aneurysm that has grown by more than 1 cm in one year (measured outer-to-outer maximum anterior-posterior aortic diameter). 2 Patients with type B aortic dissection (TBAD) with suitable anatomy for TEVAR and the TBAD is: 2.1 Complicated (presence of malperfusion syndrome or rupture) hyperacute (less than 24 hours), acute (1 to 14 days), or subacute (15 to 90 days); OR 2.2 Uncomplicated with high-risk features (refractory pain, refractory hypertension, bloody pleural effusion, aortic diameter of more than 40 mm, imaging evidence of malperfusion, entry tear on lesser curvature, or false lumen of more than 22 mm). 3 Patients with traumatic aortic injury who do not have contraindications to endovascular repair.
Vascular | Endovascular aortic repair | Aortic stent graft package | TEVAR package | Terumo Aortic | RelayPro Thoracic Stent-Graft System (Non-Bare Stent Configuration) | 28-N4-28-230-32S | Standalone | DE0503702 | 1 Patients with thoracic aortic aneurysm (TAA; ruptured or unruptured) who are not suitable for OSR and are: 1.1 symptomatic; OR 1.2 asymptomatic and with an aneurysm of 5.5 cm or larger (measured outer-to-outer maximum anterior-posterior aortic diameter); OR 1.3 asymptomatic and with an aneurysm that has grown by more than 1 cm in one year (measured outer-to-outer maximum anterior-posterior aortic diameter). 2 Patients with type B aortic dissection (TBAD) with suitable anatomy for TEVAR and the TBAD is: 2.1 Complicated (presence of malperfusion syndrome or rupture) hyperacute (less than 24 hours), acute (1 to 14 days), or subacute (15 to 90 days); OR 2.2 Uncomplicated with high-risk features (refractory pain, refractory hypertension, bloody pleural effusion, aortic diameter of more than 40 mm, imaging evidence of malperfusion, entry tear on lesser curvature, or false lumen of more than 22 mm). 3 Patients with traumatic aortic injury who do not have contraindications to endovascular repair.
Vascular | Endovascular aortic repair | Aortic stent graft package | TEVAR package | Terumo Aortic | RelayPro Thoracic Stent-Graft System (Non-Bare Stent Configuration) | 28-N4-28-250-32S | Standalone | DE0503702 | 1 Patients with thoracic aortic aneurysm (TAA; ruptured or unruptured) who are not suitable for OSR and are: 1.1 symptomatic; OR 1.2 asymptomatic and with an aneurysm of 5.5 cm or larger (measured outer-to-outer maximum anterior-posterior aortic diameter); OR 1.3 asymptomatic and with an aneurysm that has grown by more than 1 cm in one year (measured outer-to-outer maximum anterior-posterior aortic diameter). 2 Patients with type B aortic dissection (TBAD) with suitable anatomy for TEVAR and the TBAD is: 2.1 Complicated (presence of malperfusion syndrome or rupture) hyperacute (less than 24 hours), acute (1 to 14 days), or subacute (15 to 90 days); OR 2.2 Uncomplicated with high-risk features (refractory pain, refractory hypertension, bloody pleural effusion, aortic diameter of more than 40 mm, imaging evidence of malperfusion, entry tear on lesser curvature, or false lumen of more than 22 mm). 3 Patients with traumatic aortic injury who do not have contraindications to endovascular repair.
Vascular | Endovascular aortic repair | Aortic stent graft package | TEVAR package | Terumo Aortic | RelayPro Thoracic Stent-Graft System (Non-Bare Stent Configuration) | 28-N4-30-090-32S | Standalone | DE0503702 | 1 Patients with thoracic aortic aneurysm (TAA; ruptured or unruptured) who are not suitable for OSR and are: 1.1 symptomatic; OR 1.2 asymptomatic and with an aneurysm of 5.5 cm or larger (measured outer-to-outer maximum anterior-posterior aortic diameter); OR 1.3 asymptomatic and with an aneurysm that has grown by more than 1 cm in one year (measured outer-to-outer maximum anterior-posterior aortic diameter). 2 Patients with type B aortic dissection (TBAD) with suitable anatomy for TEVAR and the TBAD is: 2.1 Complicated (presence of malperfusion syndrome or rupture) hyperacute (less than 24 hours), acute (1 to 14 days), or subacute (15 to 90 days); OR 2.2 Uncomplicated with high-risk features (refractory pain, refractory hypertension, bloody pleural effusion, aortic diameter of more than 40 mm, imaging evidence of malperfusion, entry tear on lesser curvature, or false lumen of more than 22 mm). 3 Patients with traumatic aortic injury who do not have contraindications to endovascular repair.
Vascular | Endovascular aortic repair | Aortic stent graft package | TEVAR package | Terumo Aortic | RelayPro Thoracic Stent-Graft System (Non-Bare Stent Configuration) | 28-N4-30-110-32S | Standalone | DE0503702 | 1 Patients with thoracic aortic aneurysm (TAA; ruptured or unruptured) who are not suitable for OSR and are: 1.1 symptomatic; OR 1.2 asymptomatic and with an aneurysm of 5.5 cm or larger (measured outer-to-outer maximum anterior-posterior aortic diameter); OR 1.3 asymptomatic and with an aneurysm that has grown by more than 1 cm in one year (measured outer-to-outer maximum anterior-posterior aortic diameter). 2 Patients with type B aortic dissection (TBAD) with suitable anatomy for TEVAR and the TBAD is: 2.1 Complicated (presence of malperfusion syndrome or rupture) hyperacute (less than 24 hours), acute (1 to 14 days), or subacute (15 to 90 days); OR 2.2 Uncomplicated with high-risk features (refractory pain, refractory hypertension, bloody pleural effusion, aortic diameter of more than 40 mm, imaging evidence of malperfusion, entry tear on lesser curvature, or false lumen of more than 22 mm). 3 Patients with traumatic aortic injury who do not have contraindications to endovascular repair.
Vascular | Endovascular aortic repair | Aortic stent graft package | TEVAR package | Terumo Aortic | RelayPro Thoracic Stent-Graft System (Non-Bare Stent Configuration) | 28-N4-30-130-32S | Standalone | DE0503702 | 1 Patients with thoracic aortic aneurysm (TAA; ruptured or unruptured) who are not suitable for OSR and are: 1.1 symptomatic; OR 1.2 asymptomatic and with an aneurysm of 5.5 cm or larger (measured outer-to-outer maximum anterior-posterior aortic diameter); OR 1.3 asymptomatic and with an aneurysm that has grown by more than 1 cm in one year (measured outer-to-outer maximum anterior-posterior aortic diameter). 2 Patients with type B aortic dissection (TBAD) with suitable anatomy for TEVAR and the TBAD is: 2.1 Complicated (presence of malperfusion syndrome or rupture) hyperacute (less than 24 hours), acute (1 to 14 days), or subacute (15 to 90 days); OR 2.2 Uncomplicated with high-risk features (refractory pain, refractory hypertension, bloody pleural effusion, aortic diameter of more than 40 mm, imaging evidence of malperfusion, entry tear on lesser curvature, or false lumen of more than 22 mm). 3 Patients with traumatic aortic injury who do not have contraindications to endovascular repair.
Vascular | Endovascular aortic repair | Aortic stent graft package | TEVAR package | Terumo Aortic | RelayPro Thoracic Stent-Graft System (Non-Bare Stent Configuration) | 28-N4-30-150-32S | Standalone | DE0503702 | 1 Patients with thoracic aortic aneurysm (TAA; ruptured or unruptured) who are not suitable for OSR and are: 1.1 symptomatic; OR 1.2 asymptomatic and with an aneurysm of 5.5 cm or larger (measured outer-to-outer maximum anterior-posterior aortic diameter); OR 1.3 asymptomatic and with an aneurysm that has grown by more than 1 cm in one year (measured outer-to-outer maximum anterior-posterior aortic diameter). 2 Patients with type B aortic dissection (TBAD) with suitable anatomy for TEVAR and the TBAD is: 2.1 Complicated (presence of malperfusion syndrome or rupture) hyperacute (less than 24 hours), acute (1 to 14 days), or subacute (15 to 90 days); OR 2.2 Uncomplicated with high-risk features (refractory pain, refractory hypertension, bloody pleural effusion, aortic diameter of more than 40 mm, imaging evidence of malperfusion, entry tear on lesser curvature, or false lumen of more than 22 mm). 3 Patients with traumatic aortic injury who do not have contraindications to endovascular repair.
Vascular | Endovascular aortic repair | Aortic stent graft package | TEVAR package | Terumo Aortic | RelayPro Thoracic Stent-Graft System (Non-Bare Stent Configuration) | 28-N4-30-170-32S | Standalone | DE0503702 | 1 Patients with thoracic aortic aneurysm (TAA; ruptured or unruptured) who are not suitable for OSR and are: 1.1 symptomatic; OR 1.2 asymptomatic and with an aneurysm of 5.5 cm or larger (measured outer-to-outer maximum anterior-posterior aortic diameter); OR 1.3 asymptomatic and with an aneurysm that has grown by more than 1 cm in one year (measured outer-to-outer maximum anterior-posterior aortic diameter). 2 Patients with type B aortic dissection (TBAD) with suitable anatomy for TEVAR and the TBAD is: 2.1 Complicated (presence of malperfusion syndrome or rupture) hyperacute (less than 24 hours), acute (1 to 14 days), or subacute (15 to 90 days); OR 2.2 Uncomplicated with high-risk features (refractory pain, refractory hypertension, bloody pleural effusion, aortic diameter of more than 40 mm, imaging evidence of malperfusion, entry tear on lesser curvature, or false lumen of more than 22 mm). 3 Patients with traumatic aortic injury who do not have contraindications to endovascular repair.
Vascular | Endovascular aortic repair | Aortic stent graft package | TEVAR package | Terumo Aortic | RelayPro Thoracic Stent-Graft System (Non-Bare Stent Configuration) | 28-N4-30-190-32S | Standalone | DE0503702 | 1 Patients with thoracic aortic aneurysm (TAA; ruptured or unruptured) who are not suitable for OSR and are: 1.1 symptomatic; OR 1.2 asymptomatic and with an aneurysm of 5.5 cm or larger (measured outer-to-outer maximum anterior-posterior aortic diameter); OR 1.3 asymptomatic and with an aneurysm that has grown by more than 1 cm in one year (measured outer-to-outer maximum anterior-posterior aortic diameter). 2 Patients with type B aortic dissection (TBAD) with suitable anatomy for TEVAR and the TBAD is: 2.1 Complicated (presence of malperfusion syndrome or rupture) hyperacute (less than 24 hours), acute (1 to 14 days), or subacute (15 to 90 days); OR 2.2 Uncomplicated with high-risk features (refractory pain, refractory hypertension, bloody pleural effusion, aortic diameter of more than 40 mm, imaging evidence of malperfusion, entry tear on lesser curvature, or false lumen of more than 22 mm). 3 Patients with traumatic aortic injury who do not have contraindications to endovascular repair.
Vascular | Endovascular aortic repair | Aortic stent graft package | TEVAR package | Terumo Aortic | RelayPro Thoracic Stent-Graft System (Non-Bare Stent Configuration) | 28-N4-30-210-32S | Standalone | DE0503702 | 1 Patients with thoracic aortic aneurysm (TAA; ruptured or unruptured) who are not suitable for OSR and are: 1.1 symptomatic; OR 1.2 asymptomatic and with an aneurysm of 5.5 cm or larger (measured outer-to-outer maximum anterior-posterior aortic diameter); OR 1.3 asymptomatic and with an aneurysm that has grown by more than 1 cm in one year (measured outer-to-outer maximum anterior-posterior aortic diameter). 2 Patients with type B aortic dissection (TBAD) with suitable anatomy for TEVAR and the TBAD is: 2.1 Complicated (presence of malperfusion syndrome or rupture) hyperacute (less than 24 hours), acute (1 to 14 days), or subacute (15 to 90 days); OR 2.2 Uncomplicated with high-risk features (refractory pain, refractory hypertension, bloody pleural effusion, aortic diameter of more than 40 mm, imaging evidence of malperfusion, entry tear on lesser curvature, or false lumen of more than 22 mm). 3 Patients with traumatic aortic injury who do not have contraindications to endovascular repair.
Vascular | Endovascular aortic repair | Aortic stent graft package | TEVAR package | Terumo Aortic | RelayPro Thoracic Stent-Graft System (Non-Bare Stent Configuration) | 28-N4-30-230-32S | Standalone | DE0503702 | 1 Patients with thoracic aortic aneurysm (TAA; ruptured or unruptured) who are not suitable for OSR and are: 1.1 symptomatic; OR 1.2 asymptomatic and with an aneurysm of 5.5 cm or larger (measured outer-to-outer maximum anterior-posterior aortic diameter); OR 1.3 asymptomatic and with an aneurysm that has grown by more than 1 cm in one year (measured outer-to-outer maximum anterior-posterior aortic diameter). 2 Patients with type B aortic dissection (TBAD) with suitable anatomy for TEVAR and the TBAD is: 2.1 Complicated (presence of malperfusion syndrome or rupture) hyperacute (less than 24 hours), acute (1 to 14 days), or subacute (15 to 90 days); OR 2.2 Uncomplicated with high-risk features (refractory pain, refractory hypertension, bloody pleural effusion, aortic diameter of more than 40 mm, imaging evidence of malperfusion, entry tear on lesser curvature, or false lumen of more than 22 mm). 3 Patients with traumatic aortic injury who do not have contraindications to endovascular repair.
Vascular | Endovascular aortic repair | Aortic stent graft package | TEVAR package | Terumo Aortic | RelayPro Thoracic Stent-Graft System (Non-Bare Stent Configuration) | 28-N4-30-250-32S | Standalone | DE0503702 | 1 Patients with thoracic aortic aneurysm (TAA; ruptured or unruptured) who are not suitable for OSR and are: 1.1 symptomatic; OR 1.2 asymptomatic and with an aneurysm of 5.5 cm or larger (measured outer-to-outer maximum anterior-posterior aortic diameter); OR 1.3 asymptomatic and with an aneurysm that has grown by more than 1 cm in one year (measured outer-to-outer maximum anterior-posterior aortic diameter). 2 Patients with type B aortic dissection (TBAD) with suitable anatomy for TEVAR and the TBAD is: 2.1 Complicated (presence of malperfusion syndrome or rupture) hyperacute (less than 24 hours), acute (1 to 14 days), or subacute (15 to 90 days); OR 2.2 Uncomplicated with high-risk features (refractory pain, refractory hypertension, bloody pleural effusion, aortic diameter of more than 40 mm, imaging evidence of malperfusion, entry tear on lesser curvature, or false lumen of more than 22 mm). 3 Patients with traumatic aortic injury who do not have contraindications to endovascular repair.
Vascular | Endovascular aortic repair | Aortic stent graft package | TEVAR package | Terumo Aortic | RelayPro Thoracic Stent-Graft System (Non-Bare Stent Configuration) | 28-N4-32-090-32S | Standalone | DE0503702 | 1 Patients with thoracic aortic aneurysm (TAA; ruptured or unruptured) who are not suitable for OSR and are: 1.1 symptomatic; OR 1.2 asymptomatic and with an aneurysm of 5.5 cm or larger (measured outer-to-outer maximum anterior-posterior aortic diameter); OR 1.3 asymptomatic and with an aneurysm that has grown by more than 1 cm in one year (measured outer-to-outer maximum anterior-posterior aortic diameter). 2 Patients with type B aortic dissection (TBAD) with suitable anatomy for TEVAR and the TBAD is: 2.1 Complicated (presence of malperfusion syndrome or rupture) hyperacute (less than 24 hours), acute (1 to 14 days), or subacute (15 to 90 days); OR 2.2 Uncomplicated with high-risk features (refractory pain, refractory hypertension, bloody pleural effusion, aortic diameter of more than 40 mm, imaging evidence of malperfusion, entry tear on lesser curvature, or false lumen of more than 22 mm). 3 Patients with traumatic aortic injury who do not have contraindications to endovascular repair.
Vascular | Endovascular aortic repair | Aortic stent graft package | TEVAR package | Terumo Aortic | RelayPro Thoracic Stent-Graft System (Non-Bare Stent Configuration) | 28-N4-32-104-32S | Standalone | DE0503702 | 1 Patients with thoracic aortic aneurysm (TAA; ruptured or unruptured) who are not suitable for OSR and are: 1.1 symptomatic; OR 1.2 asymptomatic and with an aneurysm of 5.5 cm or larger (measured outer-to-outer maximum anterior-posterior aortic diameter); OR 1.3 asymptomatic and with an aneurysm that has grown by more than 1 cm in one year (measured outer-to-outer maximum anterior-posterior aortic diameter). 2 Patients with type B aortic dissection (TBAD) with suitable anatomy for TEVAR and the TBAD is: 2.1 Complicated (presence of malperfusion syndrome or rupture) hyperacute (less than 24 hours), acute (1 to 14 days), or subacute (15 to 90 days); OR 2.2 Uncomplicated with high-risk features (refractory pain, refractory hypertension, bloody pleural effusion, aortic diameter of more than 40 mm, imaging evidence of malperfusion, entry tear on lesser curvature, or false lumen of more than 22 mm). 3 Patients with traumatic aortic injury who do not have contraindications to endovascular repair.
Vascular | Endovascular aortic repair | Aortic stent graft package | TEVAR package | Terumo Aortic | RelayPro Thoracic Stent-Graft System (Non-Bare Stent Configuration) | 28-N4-32-130-32S | Standalone | DE0503702 | 1 Patients with thoracic aortic aneurysm (TAA; ruptured or unruptured) who are not suitable for OSR and are: 1.1 symptomatic; OR 1.2 asymptomatic and with an aneurysm of 5.5 cm or larger (measured outer-to-outer maximum anterior-posterior aortic diameter); OR 1.3 asymptomatic and with an aneurysm that has grown by more than 1 cm in one year (measured outer-to-outer maximum anterior-posterior aortic diameter). 2 Patients with type B aortic dissection (TBAD) with suitable anatomy for TEVAR and the TBAD is: 2.1 Complicated (presence of malperfusion syndrome or rupture) hyperacute (less than 24 hours), acute (1 to 14 days), or subacute (15 to 90 days); OR 2.2 Uncomplicated with high-risk features (refractory pain, refractory hypertension, bloody pleural effusion, aortic diameter of more than 40 mm, imaging evidence of malperfusion, entry tear on lesser curvature, or false lumen of more than 22 mm). 3 Patients with traumatic aortic injury who do not have contraindications to endovascular repair.
Vascular | Endovascular aortic repair | Aortic stent graft package | TEVAR package | Terumo Aortic | RelayPro Thoracic Stent-Graft System (Non-Bare Stent Configuration) | 28-N4-32-150-32S | Standalone | DE0503702 | 1 Patients with thoracic aortic aneurysm (TAA; ruptured or unruptured) who are not suitable for OSR and are: 1.1 symptomatic; OR 1.2 asymptomatic and with an aneurysm of 5.5 cm or larger (measured outer-to-outer maximum anterior-posterior aortic diameter); OR 1.3 asymptomatic and with an aneurysm that has grown by more than 1 cm in one year (measured outer-to-outer maximum anterior-posterior aortic diameter). 2 Patients with type B aortic dissection (TBAD) with suitable anatomy for TEVAR and the TBAD is: 2.1 Complicated (presence of malperfusion syndrome or rupture) hyperacute (less than 24 hours), acute (1 to 14 days), or subacute (15 to 90 days); OR 2.2 Uncomplicated with high-risk features (refractory pain, refractory hypertension, bloody pleural effusion, aortic diameter of more than 40 mm, imaging evidence of malperfusion, entry tear on lesser curvature, or false lumen of more than 22 mm). 3 Patients with traumatic aortic injury who do not have contraindications to endovascular repair.
Vascular | Endovascular aortic repair | Aortic stent graft package | TEVAR package | Terumo Aortic | RelayPro Thoracic Stent-Graft System (Non-Bare Stent Configuration) | 28-N4-32-164-32S | Standalone | DE0503702 | 1 Patients with thoracic aortic aneurysm (TAA; ruptured or unruptured) who are not suitable for OSR and are: 1.1 symptomatic; OR 1.2 asymptomatic and with an aneurysm of 5.5 cm or larger (measured outer-to-outer maximum anterior-posterior aortic diameter); OR 1.3 asymptomatic and with an aneurysm that has grown by more than 1 cm in one year (measured outer-to-outer maximum anterior-posterior aortic diameter). 2 Patients with type B aortic dissection (TBAD) with suitable anatomy for TEVAR and the TBAD is: 2.1 Complicated (presence of malperfusion syndrome or rupture) hyperacute (less than 24 hours), acute (1 to 14 days), or subacute (15 to 90 days); OR 2.2 Uncomplicated with high-risk features (refractory pain, refractory hypertension, bloody pleural effusion, aortic diameter of more than 40 mm, imaging evidence of malperfusion, entry tear on lesser curvature, or false lumen of more than 22 mm). 3 Patients with traumatic aortic injury who do not have contraindications to endovascular repair.
Vascular | Endovascular aortic repair | Aortic stent graft package | TEVAR package | Terumo Aortic | RelayPro Thoracic Stent-Graft System (Non-Bare Stent Configuration) | 28-N4-32-190-32S | Standalone | DE0503702 | 1 Patients with thoracic aortic aneurysm (TAA; ruptured or unruptured) who are not suitable for OSR and are: 1.1 symptomatic; OR 1.2 asymptomatic and with an aneurysm of 5.5 cm or larger (measured outer-to-outer maximum anterior-posterior aortic diameter); OR 1.3 asymptomatic and with an aneurysm that has grown by more than 1 cm in one year (measured outer-to-outer maximum anterior-posterior aortic diameter). 2 Patients with type B aortic dissection (TBAD) with suitable anatomy for TEVAR and the TBAD is: 2.1 Complicated (presence of malperfusion syndrome or rupture) hyperacute (less than 24 hours), acute (1 to 14 days), or subacute (15 to 90 days); OR 2.2 Uncomplicated with high-risk features (refractory pain, refractory hypertension, bloody pleural effusion, aortic diameter of more than 40 mm, imaging evidence of malperfusion, entry tear on lesser curvature, or false lumen of more than 22 mm). 3 Patients with traumatic aortic injury who do not have contraindications to endovascular repair.
Vascular | Endovascular aortic repair | Aortic stent graft package | TEVAR package | Terumo Aortic | RelayPro Thoracic Stent-Graft System (Non-Bare Stent Configuration) | 28-N4-32-209-32S | Standalone | DE0503702 | 1 Patients with thoracic aortic aneurysm (TAA; ruptured or unruptured) who are not suitable for OSR and are: 1.1 symptomatic; OR 1.2 asymptomatic and with an aneurysm of 5.5 cm or larger (measured outer-to-outer maximum anterior-posterior aortic diameter); OR 1.3 asymptomatic and with an aneurysm that has grown by more than 1 cm in one year (measured outer-to-outer maximum anterior-posterior aortic diameter). 2 Patients with type B aortic dissection (TBAD) with suitable anatomy for TEVAR and the TBAD is: 2.1 Complicated (presence of malperfusion syndrome or rupture) hyperacute (less than 24 hours), acute (1 to 14 days), or subacute (15 to 90 days); OR 2.2 Uncomplicated with high-risk features (refractory pain, refractory hypertension, bloody pleural effusion, aortic diameter of more than 40 mm, imaging evidence of malperfusion, entry tear on lesser curvature, or false lumen of more than 22 mm). 3 Patients with traumatic aortic injury who do not have contraindications to endovascular repair.
Vascular | Endovascular aortic repair | Aortic stent graft package | TEVAR package | Terumo Aortic | RelayPro Thoracic Stent-Graft System (Non-Bare Stent Configuration) | 28-N4-32-230-32S | Standalone | DE0503702 | 1 Patients with thoracic aortic aneurysm (TAA; ruptured or unruptured) who are not suitable for OSR and are: 1.1 symptomatic; OR 1.2 asymptomatic and with an aneurysm of 5.5 cm or larger (measured outer-to-outer maximum anterior-posterior aortic diameter); OR 1.3 asymptomatic and with an aneurysm that has grown by more than 1 cm in one year (measured outer-to-outer maximum anterior-posterior aortic diameter). 2 Patients with type B aortic dissection (TBAD) with suitable anatomy for TEVAR and the TBAD is: 2.1 Complicated (presence of malperfusion syndrome or rupture) hyperacute (less than 24 hours), acute (1 to 14 days), or subacute (15 to 90 days); OR 2.2 Uncomplicated with high-risk features (refractory pain, refractory hypertension, bloody pleural effusion, aortic diameter of more than 40 mm, imaging evidence of malperfusion, entry tear on lesser curvature, or false lumen of more than 22 mm). 3 Patients with traumatic aortic injury who do not have contraindications to endovascular repair.
Vascular | Endovascular aortic repair | Aortic stent graft package | TEVAR package | Terumo Aortic | RelayPro Thoracic Stent-Graft System (Non-Bare Stent Configuration) | 28-N4-32-259-32S | Standalone | DE0503702 | 1 Patients with thoracic aortic aneurysm (TAA; ruptured or unruptured) who are not suitable for OSR and are: 1.1 symptomatic; OR 1.2 asymptomatic and with an aneurysm of 5.5 cm or larger (measured outer-to-outer maximum anterior-posterior aortic diameter); OR 1.3 asymptomatic and with an aneurysm that has grown by more than 1 cm in one year (measured outer-to-outer maximum anterior-posterior aortic diameter). 2 Patients with type B aortic dissection (TBAD) with suitable anatomy for TEVAR and the TBAD is: 2.1 Complicated (presence of malperfusion syndrome or rupture) hyperacute (less than 24 hours), acute (1 to 14 days), or subacute (15 to 90 days); OR 2.2 Uncomplicated with high-risk features (refractory pain, refractory hypertension, bloody pleural effusion, aortic diameter of more than 40 mm, imaging evidence of malperfusion, entry tear on lesser curvature, or false lumen of more than 22 mm). 3 Patients with traumatic aortic injury who do not have contraindications to endovascular repair.
Vascular | Endovascular aortic repair | Aortic stent graft package | TEVAR package | Terumo Aortic | RelayPro Thoracic Stent-Graft System (Non-Bare Stent Configuration) | 28-N4-34-110-32S | Standalone | DE0503702 | 1 Patients with thoracic aortic aneurysm (TAA; ruptured or unruptured) who are not suitable for OSR and are: 1.1 symptomatic; OR 1.2 asymptomatic and with an aneurysm of 5.5 cm or larger (measured outer-to-outer maximum anterior-posterior aortic diameter); OR 1.3 asymptomatic and with an aneurysm that has grown by more than 1 cm in one year (measured outer-to-outer maximum anterior-posterior aortic diameter). 2 Patients with type B aortic dissection (TBAD) with suitable anatomy for TEVAR and the TBAD is: 2.1 Complicated (presence of malperfusion syndrome or rupture) hyperacute (less than 24 hours), acute (1 to 14 days), or subacute (15 to 90 days); OR 2.2 Uncomplicated with high-risk features (refractory pain, refractory hypertension, bloody pleural effusion, aortic diameter of more than 40 mm, imaging evidence of malperfusion, entry tear on lesser curvature, or false lumen of more than 22 mm). 3 Patients with traumatic aortic injury who do not have contraindications to endovascular repair.
Vascular | Endovascular aortic repair | Aortic stent graft package | TEVAR package | Terumo Aortic | RelayPro Thoracic Stent-Graft System (Non-Bare Stent Configuration) | 28-N4-34-130-32S | Standalone | DE0503702 | 1 Patients with thoracic aortic aneurysm (TAA; ruptured or unruptured) who are not suitable for OSR and are: 1.1 symptomatic; OR 1.2 asymptomatic and with an aneurysm of 5.5 cm or larger (measured outer-to-outer maximum anterior-posterior aortic diameter); OR 1.3 asymptomatic and with an aneurysm that has grown by more than 1 cm in one year (measured outer-to-outer maximum anterior-posterior aortic diameter). 2 Patients with type B aortic dissection (TBAD) with suitable anatomy for TEVAR and the TBAD is: 2.1 Complicated (presence of malperfusion syndrome or rupture) hyperacute (less than 24 hours), acute (1 to 14 days), or subacute (15 to 90 days); OR 2.2 Uncomplicated with high-risk features (refractory pain, refractory hypertension, bloody pleural effusion, aortic diameter of more than 40 mm, imaging evidence of malperfusion, entry tear on lesser curvature, or false lumen of more than 22 mm). 3 Patients with traumatic aortic injury who do not have contraindications to endovascular repair.
Vascular | Endovascular aortic repair | Aortic stent graft package | TEVAR package | Terumo Aortic | RelayPro Thoracic Stent-Graft System (Non-Bare Stent Configuration) | 28-N4-34-150-32S | Standalone | DE0503702 | 1 Patients with thoracic aortic aneurysm (TAA; ruptured or unruptured) who are not suitable for OSR and are: 1.1 symptomatic; OR 1.2 asymptomatic and with an aneurysm of 5.5 cm or larger (measured outer-to-outer maximum anterior-posterior aortic diameter); OR 1.3 asymptomatic and with an aneurysm that has grown by more than 1 cm in one year (measured outer-to-outer maximum anterior-posterior aortic diameter). 2 Patients with type B aortic dissection (TBAD) with suitable anatomy for TEVAR and the TBAD is: 2.1 Complicated (presence of malperfusion syndrome or rupture) hyperacute (less than 24 hours), acute (1 to 14 days), or subacute (15 to 90 days); OR 2.2 Uncomplicated with high-risk features (refractory pain, refractory hypertension, bloody pleural effusion, aortic diameter of more than 40 mm, imaging evidence of malperfusion, entry tear on lesser curvature, or false lumen of more than 22 mm). 3 Patients with traumatic aortic injury who do not have contraindications to endovascular repair.
Vascular | Endovascular aortic repair | Aortic stent graft package | TEVAR package | Terumo Aortic | RelayPro Thoracic Stent-Graft System (Non-Bare Stent Configuration) | 28-N4-34-170-32S | Standalone | DE0503702 | 1 Patients with thoracic aortic aneurysm (TAA; ruptured or unruptured) who are not suitable for OSR and are: 1.1 symptomatic; OR 1.2 asymptomatic and with an aneurysm of 5.5 cm or larger (measured outer-to-outer maximum anterior-posterior aortic diameter); OR 1.3 asymptomatic and with an aneurysm that has grown by more than 1 cm in one year (measured outer-to-outer maximum anterior-posterior aortic diameter). 2 Patients with type B aortic dissection (TBAD) with suitable anatomy for TEVAR and the TBAD is: 2.1 Complicated (presence of malperfusion syndrome or rupture) hyperacute (less than 24 hours), acute (1 to 14 days), or subacute (15 to 90 days); OR 2.2 Uncomplicated with high-risk features (refractory pain, refractory hypertension, bloody pleural effusion, aortic diameter of more than 40 mm, imaging evidence of malperfusion, entry tear on lesser curvature, or false lumen of more than 22 mm). 3 Patients with traumatic aortic injury who do not have contraindications to endovascular repair.
Vascular | Endovascular aortic repair | Aortic stent graft package | TEVAR package | Terumo Aortic | RelayPro Thoracic Stent-Graft System (Non-Bare Stent Configuration) | 28-N4-34-190-32S | Standalone | DE0503702 | 1 Patients with thoracic aortic aneurysm (TAA; ruptured or unruptured) who are not suitable for OSR and are: 1.1 symptomatic; OR 1.2 asymptomatic and with an aneurysm of 5.5 cm or larger (measured outer-to-outer maximum anterior-posterior aortic diameter); OR 1.3 asymptomatic and with an aneurysm that has grown by more than 1 cm in one year (measured outer-to-outer maximum anterior-posterior aortic diameter). 2 Patients with type B aortic dissection (TBAD) with suitable anatomy for TEVAR and the TBAD is: 2.1 Complicated (presence of malperfusion syndrome or rupture) hyperacute (less than 24 hours), acute (1 to 14 days), or subacute (15 to 90 days); OR 2.2 Uncomplicated with high-risk features (refractory pain, refractory hypertension, bloody pleural effusion, aortic diameter of more than 40 mm, imaging evidence of malperfusion, entry tear on lesser curvature, or false lumen of more than 22 mm). 3 Patients with traumatic aortic injury who do not have contraindications to endovascular repair.
Vascular | Endovascular aortic repair | Aortic stent graft package | TEVAR package | Terumo Aortic | RelayPro Thoracic Stent-Graft System (Non-Bare Stent Configuration) | 28-N4-34-210-32S | Standalone | DE0503702 | 1 Patients with thoracic aortic aneurysm (TAA; ruptured or unruptured) who are not suitable for OSR and are: 1.1 symptomatic; OR 1.2 asymptomatic and with an aneurysm of 5.5 cm or larger (measured outer-to-outer maximum anterior-posterior aortic diameter); OR 1.3 asymptomatic and with an aneurysm that has grown by more than 1 cm in one year (measured outer-to-outer maximum anterior-posterior aortic diameter). 2 Patients with type B aortic dissection (TBAD) with suitable anatomy for TEVAR and the TBAD is: 2.1 Complicated (presence of malperfusion syndrome or rupture) hyperacute (less than 24 hours), acute (1 to 14 days), or subacute (15 to 90 days); OR 2.2 Uncomplicated with high-risk features (refractory pain, refractory hypertension, bloody pleural effusion, aortic diameter of more than 40 mm, imaging evidence of malperfusion, entry tear on lesser curvature, or false lumen of more than 22 mm). 3 Patients with traumatic aortic injury who do not have contraindications to endovascular repair.
Vascular | Endovascular aortic repair | Aortic stent graft package | TEVAR package | Terumo Aortic | RelayPro Thoracic Stent-Graft System (Non-Bare Stent Configuration) | 28-N4-34-230-32S | Standalone | DE0503702 | 1 Patients with thoracic aortic aneurysm (TAA; ruptured or unruptured) who are not suitable for OSR and are: 1.1 symptomatic; OR 1.2 asymptomatic and with an aneurysm of 5.5 cm or larger (measured outer-to-outer maximum anterior-posterior aortic diameter); OR 1.3 asymptomatic and with an aneurysm that has grown by more than 1 cm in one year (measured outer-to-outer maximum anterior-posterior aortic diameter). 2 Patients with type B aortic dissection (TBAD) with suitable anatomy for TEVAR and the TBAD is: 2.1 Complicated (presence of malperfusion syndrome or rupture) hyperacute (less than 24 hours), acute (1 to 14 days), or subacute (15 to 90 days); OR 2.2 Uncomplicated with high-risk features (refractory pain, refractory hypertension, bloody pleural effusion, aortic diameter of more than 40 mm, imaging evidence of malperfusion, entry tear on lesser curvature, or false lumen of more than 22 mm). 3 Patients with traumatic aortic injury who do not have contraindications to endovascular repair.
Vascular | Endovascular aortic repair | Aortic stent graft package | TEVAR package | Terumo Aortic | RelayPro Thoracic Stent-Graft System (Non-Bare Stent Configuration) | 28-N4-34-250-32S | Standalone | DE0503702 | 1 Patients with thoracic aortic aneurysm (TAA; ruptured or unruptured) who are not suitable for OSR and are: 1.1 symptomatic; OR 1.2 asymptomatic and with an aneurysm of 5.5 cm or larger (measured outer-to-outer maximum anterior-posterior aortic diameter); OR 1.3 asymptomatic and with an aneurysm that has grown by more than 1 cm in one year (measured outer-to-outer maximum anterior-posterior aortic diameter). 2 Patients with type B aortic dissection (TBAD) with suitable anatomy for TEVAR and the TBAD is: 2.1 Complicated (presence of malperfusion syndrome or rupture) hyperacute (less than 24 hours), acute (1 to 14 days), or subacute (15 to 90 days); OR 2.2 Uncomplicated with high-risk features (refractory pain, refractory hypertension, bloody pleural effusion, aortic diameter of more than 40 mm, imaging evidence of malperfusion, entry tear on lesser curvature, or false lumen of more than 22 mm). 3 Patients with traumatic aortic injury who do not have contraindications to endovascular repair.
Vascular | Endovascular aortic repair | Aortic stent graft package | TEVAR package | Terumo Aortic | RelayPro Thoracic Stent-Graft System (Non-Bare Stent Configuration) | 28-N4-36-110-32S | Standalone | DE0503702 | 1 Patients with thoracic aortic aneurysm (TAA; ruptured or unruptured) who are not suitable for OSR and are: 1.1 symptomatic; OR 1.2 asymptomatic and with an aneurysm of 5.5 cm or larger (measured outer-to-outer maximum anterior-posterior aortic diameter); OR 1.3 asymptomatic and with an aneurysm that has grown by more than 1 cm in one year (measured outer-to-outer maximum anterior-posterior aortic diameter). 2 Patients with type B aortic dissection (TBAD) with suitable anatomy for TEVAR and the TBAD is: 2.1 Complicated (presence of malperfusion syndrome or rupture) hyperacute (less than 24 hours), acute (1 to 14 days), or subacute (15 to 90 days); OR 2.2 Uncomplicated with high-risk features (refractory pain, refractory hypertension, bloody pleural effusion, aortic diameter of more than 40 mm, imaging evidence of malperfusion, entry tear on lesser curvature, or false lumen of more than 22 mm). 3 Patients with traumatic aortic injury who do not have contraindications to endovascular repair.
Vascular | Endovascular aortic repair | Aortic stent graft package | TEVAR package | Terumo Aortic | RelayPro Thoracic Stent-Graft System (Non-Bare Stent Configuration) | 28-N4-36-130-32S | Standalone | DE0503702 | 1 Patients with thoracic aortic aneurysm (TAA; ruptured or unruptured) who are not suitable for OSR and are: 1.1 symptomatic; OR 1.2 asymptomatic and with an aneurysm of 5.5 cm or larger (measured outer-to-outer maximum anterior-posterior aortic diameter); OR 1.3 asymptomatic and with an aneurysm that has grown by more than 1 cm in one year (measured outer-to-outer maximum anterior-posterior aortic diameter). 2 Patients with type B aortic dissection (TBAD) with suitable anatomy for TEVAR and the TBAD is: 2.1 Complicated (presence of malperfusion syndrome or rupture) hyperacute (less than 24 hours), acute (1 to 14 days), or subacute (15 to 90 days); OR 2.2 Uncomplicated with high-risk features (refractory pain, refractory hypertension, bloody pleural effusion, aortic diameter of more than 40 mm, imaging evidence of malperfusion, entry tear on lesser curvature, or false lumen of more than 22 mm). 3 Patients with traumatic aortic injury who do not have contraindications to endovascular repair.
Vascular | Endovascular aortic repair | Aortic stent graft package | TEVAR package | Terumo Aortic | RelayPro Thoracic Stent-Graft System (Non-Bare Stent Configuration) | 28-N4-36-154-32S | Standalone | DE0503702 | 1 Patients with thoracic aortic aneurysm (TAA; ruptured or unruptured) who are not suitable for OSR and are: 1.1 symptomatic; OR 1.2 asymptomatic and with an aneurysm of 5.5 cm or larger (measured outer-to-outer maximum anterior-posterior aortic diameter); OR 1.3 asymptomatic and with an aneurysm that has grown by more than 1 cm in one year (measured outer-to-outer maximum anterior-posterior aortic diameter). 2 Patients with type B aortic dissection (TBAD) with suitable anatomy for TEVAR and the TBAD is: 2.1 Complicated (presence of malperfusion syndrome or rupture) hyperacute (less than 24 hours), acute (1 to 14 days), or subacute (15 to 90 days); OR 2.2 Uncomplicated with high-risk features (refractory pain, refractory hypertension, bloody pleural effusion, aortic diameter of more than 40 mm, imaging evidence of malperfusion, entry tear on lesser curvature, or false lumen of more than 22 mm). 3 Patients with traumatic aortic injury who do not have contraindications to endovascular repair.
Vascular | Endovascular aortic repair | Aortic stent graft package | TEVAR package | Terumo Aortic | RelayPro Thoracic Stent-Graft System (Non-Bare Stent Configuration) | 28-N4-36-170-32S | Standalone | DE0503702 | 1 Patients with thoracic aortic aneurysm (TAA; ruptured or unruptured) who are not suitable for OSR and are: 1.1 symptomatic; OR 1.2 asymptomatic and with an aneurysm of 5.5 cm or larger (measured outer-to-outer maximum anterior-posterior aortic diameter); OR 1.3 asymptomatic and with an aneurysm that has grown by more than 1 cm in one year (measured outer-to-outer maximum anterior-posterior aortic diameter). 2 Patients with type B aortic dissection (TBAD) with suitable anatomy for TEVAR and the TBAD is: 2.1 Complicated (presence of malperfusion syndrome or rupture) hyperacute (less than 24 hours), acute (1 to 14 days), or subacute (15 to 90 days); OR 2.2 Uncomplicated with high-risk features (refractory pain, refractory hypertension, bloody pleural effusion, aortic diameter of more than 40 mm, imaging evidence of malperfusion, entry tear on lesser curvature, or false lumen of more than 22 mm). 3 Patients with traumatic aortic injury who do not have contraindications to endovascular repair.
Vascular | Endovascular aortic repair | Aortic stent graft package | TEVAR package | Terumo Aortic | RelayPro Thoracic Stent-Graft System (Non-Bare Stent Configuration) | 28-N4-36-199-32S | Standalone | DE0503702 | 1 Patients with thoracic aortic aneurysm (TAA; ruptured or unruptured) who are not suitable for OSR and are: 1.1 symptomatic; OR 1.2 asymptomatic and with an aneurysm of 5.5 cm or larger (measured outer-to-outer maximum anterior-posterior aortic diameter); OR 1.3 asymptomatic and with an aneurysm that has grown by more than 1 cm in one year (measured outer-to-outer maximum anterior-posterior aortic diameter). 2 Patients with type B aortic dissection (TBAD) with suitable anatomy for TEVAR and the TBAD is: 2.1 Complicated (presence of malperfusion syndrome or rupture) hyperacute (less than 24 hours), acute (1 to 14 days), or subacute (15 to 90 days); OR 2.2 Uncomplicated with high-risk features (refractory pain, refractory hypertension, bloody pleural effusion, aortic diameter of more than 40 mm, imaging evidence of malperfusion, entry tear on lesser curvature, or false lumen of more than 22 mm). 3 Patients with traumatic aortic injury who do not have contraindications to endovascular repair.
Vascular | Endovascular aortic repair | Aortic stent graft package | TEVAR package | Terumo Aortic | RelayPro Thoracic Stent-Graft System (Non-Bare Stent Configuration) | 28-N4-36-210-32S | Standalone | DE0503702 | 1 Patients with thoracic aortic aneurysm (TAA; ruptured or unruptured) who are not suitable for OSR and are: 1.1 symptomatic; OR 1.2 asymptomatic and with an aneurysm of 5.5 cm or larger (measured outer-to-outer maximum anterior-posterior aortic diameter); OR 1.3 asymptomatic and with an aneurysm that has grown by more than 1 cm in one year (measured outer-to-outer maximum anterior-posterior aortic diameter). 2 Patients with type B aortic dissection (TBAD) with suitable anatomy for TEVAR and the TBAD is: 2.1 Complicated (presence of malperfusion syndrome or rupture) hyperacute (less than 24 hours), acute (1 to 14 days), or subacute (15 to 90 days); OR 2.2 Uncomplicated with high-risk features (refractory pain, refractory hypertension, bloody pleural effusion, aortic diameter of more than 40 mm, imaging evidence of malperfusion, entry tear on lesser curvature, or false lumen of more than 22 mm). 3 Patients with traumatic aortic injury who do not have contraindications to endovascular repair.
Vascular | Endovascular aortic repair | Aortic stent graft package | TEVAR package | Terumo Aortic | RelayPro Thoracic Stent-Graft System (Non-Bare Stent Configuration) | 28-N4-36-230-32S | Standalone | DE0503702 | 1 Patients with thoracic aortic aneurysm (TAA; ruptured or unruptured) who are not suitable for OSR and are: 1.1 symptomatic; OR 1.2 asymptomatic and with an aneurysm of 5.5 cm or larger (measured outer-to-outer maximum anterior-posterior aortic diameter); OR 1.3 asymptomatic and with an aneurysm that has grown by more than 1 cm in one year (measured outer-to-outer maximum anterior-posterior aortic diameter). 2 Patients with type B aortic dissection (TBAD) with suitable anatomy for TEVAR and the TBAD is: 2.1 Complicated (presence of malperfusion syndrome or rupture) hyperacute (less than 24 hours), acute (1 to 14 days), or subacute (15 to 90 days); OR 2.2 Uncomplicated with high-risk features (refractory pain, refractory hypertension, bloody pleural effusion, aortic diameter of more than 40 mm, imaging evidence of malperfusion, entry tear on lesser curvature, or false lumen of more than 22 mm). 3 Patients with traumatic aortic injury who do not have contraindications to endovascular repair.
Vascular | Endovascular aortic repair | Aortic stent graft package | TEVAR package | Terumo Aortic | RelayPro Thoracic Stent-Graft System (Non-Bare Stent Configuration) | 28-N4-36-259-32S | Standalone | DE0503702 | 1 Patients with thoracic aortic aneurysm (TAA; ruptured or unruptured) who are not suitable for OSR and are: 1.1 symptomatic; OR 1.2 asymptomatic and with an aneurysm of 5.5 cm or larger (measured outer-to-outer maximum anterior-posterior aortic diameter); OR 1.3 asymptomatic and with an aneurysm that has grown by more than 1 cm in one year (measured outer-to-outer maximum anterior-posterior aortic diameter). 2 Patients with type B aortic dissection (TBAD) with suitable anatomy for TEVAR and the TBAD is: 2.1 Complicated (presence of malperfusion syndrome or rupture) hyperacute (less than 24 hours), acute (1 to 14 days), or subacute (15 to 90 days); OR 2.2 Uncomplicated with high-risk features (refractory pain, refractory hypertension, bloody pleural effusion, aortic diameter of more than 40 mm, imaging evidence of malperfusion, entry tear on lesser curvature, or false lumen of more than 22 mm). 3 Patients with traumatic aortic injury who do not have contraindications to endovascular repair.
Vascular | Endovascular aortic repair | Aortic stent graft package | TEVAR package | Terumo Aortic | RelayPro Thoracic Stent-Graft System (Non-Bare Stent Configuration) | 28-N4-38-110-32S | Standalone | DE0503702 | 1 Patients with thoracic aortic aneurysm (TAA; ruptured or unruptured) who are not suitable for OSR and are: 1.1 symptomatic; OR 1.2 asymptomatic and with an aneurysm of 5.5 cm or larger (measured outer-to-outer maximum anterior-posterior aortic diameter); OR 1.3 asymptomatic and with an aneurysm that has grown by more than 1 cm in one year (measured outer-to-outer maximum anterior-posterior aortic diameter). 2 Patients with type B aortic dissection (TBAD) with suitable anatomy for TEVAR and the TBAD is: 2.1 Complicated (presence of malperfusion syndrome or rupture) hyperacute (less than 24 hours), acute (1 to 14 days), or subacute (15 to 90 days); OR 2.2 Uncomplicated with high-risk features (refractory pain, refractory hypertension, bloody pleural effusion, aortic diameter of more than 40 mm, imaging evidence of malperfusion, entry tear on lesser curvature, or false lumen of more than 22 mm). 3 Patients with traumatic aortic injury who do not have contraindications to endovascular repair.
Vascular | Endovascular aortic repair | Aortic stent graft package | TEVAR package | Terumo Aortic | RelayPro Thoracic Stent-Graft System (Non-Bare Stent Configuration) | 28-N4-38-130-32S | Standalone | DE0503702 | 1 Patients with thoracic aortic aneurysm (TAA; ruptured or unruptured) who are not suitable for OSR and are: 1.1 symptomatic; OR 1.2 asymptomatic and with an aneurysm of 5.5 cm or larger (measured outer-to-outer maximum anterior-posterior aortic diameter); OR 1.3 asymptomatic and with an aneurysm that has grown by more than 1 cm in one year (measured outer-to-outer maximum anterior-posterior aortic diameter). 2 Patients with type B aortic dissection (TBAD) with suitable anatomy for TEVAR and the TBAD is: 2.1 Complicated (presence of malperfusion syndrome or rupture) hyperacute (less than 24 hours), acute (1 to 14 days), or subacute (15 to 90 days); OR 2.2 Uncomplicated with high-risk features (refractory pain, refractory hypertension, bloody pleural effusion, aortic diameter of more than 40 mm, imaging evidence of malperfusion, entry tear on lesser curvature, or false lumen of more than 22 mm). 3 Patients with traumatic aortic injury who do not have contraindications to endovascular repair.
Vascular | Endovascular aortic repair | Aortic stent graft package | TEVAR package | Terumo Aortic | RelayPro Thoracic Stent-Graft System (Non-Bare Stent Configuration) | 28-N4-38-150-32S | Standalone | DE0503702 | 1 Patients with thoracic aortic aneurysm (TAA; ruptured or unruptured) who are not suitable for OSR and are: 1.1 symptomatic; OR 1.2 asymptomatic and with an aneurysm of 5.5 cm or larger (measured outer-to-outer maximum anterior-posterior aortic diameter); OR 1.3 asymptomatic and with an aneurysm that has grown by more than 1 cm in one year (measured outer-to-outer maximum anterior-posterior aortic diameter). 2 Patients with type B aortic dissection (TBAD) with suitable anatomy for TEVAR and the TBAD is: 2.1 Complicated (presence of malperfusion syndrome or rupture) hyperacute (less than 24 hours), acute (1 to 14 days), or subacute (15 to 90 days); OR 2.2 Uncomplicated with high-risk features (refractory pain, refractory hypertension, bloody pleural effusion, aortic diameter of more than 40 mm, imaging evidence of malperfusion, entry tear on lesser curvature, or false lumen of more than 22 mm). 3 Patients with traumatic aortic injury who do not have contraindications to endovascular repair.
Vascular | Endovascular aortic repair | Aortic stent graft package | TEVAR package | Terumo Aortic | RelayPro Thoracic Stent-Graft System (Non-Bare Stent Configuration) | 28-N4-38-170-32S | Standalone | DE0503702 | 1 Patients with thoracic aortic aneurysm (TAA; ruptured or unruptured) who are not suitable for OSR and are: 1.1 symptomatic; OR 1.2 asymptomatic and with an aneurysm of 5.5 cm or larger (measured outer-to-outer maximum anterior-posterior aortic diameter); OR 1.3 asymptomatic and with an aneurysm that has grown by more than 1 cm in one year (measured outer-to-outer maximum anterior-posterior aortic diameter). 2 Patients with type B aortic dissection (TBAD) with suitable anatomy for TEVAR and the TBAD is: 2.1 Complicated (presence of malperfusion syndrome or rupture) hyperacute (less than 24 hours), acute (1 to 14 days), or subacute (15 to 90 days); OR 2.2 Uncomplicated with high-risk features (refractory pain, refractory hypertension, bloody pleural effusion, aortic diameter of more than 40 mm, imaging evidence of malperfusion, entry tear on lesser curvature, or false lumen of more than 22 mm). 3 Patients with traumatic aortic injury who do not have contraindications to endovascular repair.
Vascular | Endovascular aortic repair | Aortic stent graft package | TEVAR package | Terumo Aortic | RelayPro Thoracic Stent-Graft System (Non-Bare Stent Configuration) | 28-N4-38-190-32S | Standalone | DE0503702 | 1 Patients with thoracic aortic aneurysm (TAA; ruptured or unruptured) who are not suitable for OSR and are: 1.1 symptomatic; OR 1.2 asymptomatic and with an aneurysm of 5.5 cm or larger (measured outer-to-outer maximum anterior-posterior aortic diameter); OR 1.3 asymptomatic and with an aneurysm that has grown by more than 1 cm in one year (measured outer-to-outer maximum anterior-posterior aortic diameter). 2 Patients with type B aortic dissection (TBAD) with suitable anatomy for TEVAR and the TBAD is: 2.1 Complicated (presence of malperfusion syndrome or rupture) hyperacute (less than 24 hours), acute (1 to 14 days), or subacute (15 to 90 days); OR 2.2 Uncomplicated with high-risk features (refractory pain, refractory hypertension, bloody pleural effusion, aortic diameter of more than 40 mm, imaging evidence of malperfusion, entry tear on lesser curvature, or false lumen of more than 22 mm). 3 Patients with traumatic aortic injury who do not have contraindications to endovascular repair.
Vascular | Endovascular aortic repair | Aortic stent graft package | TEVAR package | Terumo Aortic | RelayPro Thoracic Stent-Graft System (Non-Bare Stent Configuration) | 28-N4-38-210-32S | Standalone | DE0503702 | 1 Patients with thoracic aortic aneurysm (TAA; ruptured or unruptured) who are not suitable for OSR and are: 1.1 symptomatic; OR 1.2 asymptomatic and with an aneurysm of 5.5 cm or larger (measured outer-to-outer maximum anterior-posterior aortic diameter); OR 1.3 asymptomatic and with an aneurysm that has grown by more than 1 cm in one year (measured outer-to-outer maximum anterior-posterior aortic diameter). 2 Patients with type B aortic dissection (TBAD) with suitable anatomy for TEVAR and the TBAD is: 2.1 Complicated (presence of malperfusion syndrome or rupture) hyperacute (less than 24 hours), acute (1 to 14 days), or subacute (15 to 90 days); OR 2.2 Uncomplicated with high-risk features (refractory pain, refractory hypertension, bloody pleural effusion, aortic diameter of more than 40 mm, imaging evidence of malperfusion, entry tear on lesser curvature, or false lumen of more than 22 mm). 3 Patients with traumatic aortic injury who do not have contraindications to endovascular repair.
Vascular | Endovascular aortic repair | Aortic stent graft package | TEVAR package | Terumo Aortic | RelayPro Thoracic Stent-Graft System (Non-Bare Stent Configuration) | 28-N4-38-230-32S | Standalone | DE0503702 | 1 Patients with thoracic aortic aneurysm (TAA; ruptured or unruptured) who are not suitable for OSR and are: 1.1 symptomatic; OR 1.2 asymptomatic and with an aneurysm of 5.5 cm or larger (measured outer-to-outer maximum anterior-posterior aortic diameter); OR 1.3 asymptomatic and with an aneurysm that has grown by more than 1 cm in one year (measured outer-to-outer maximum anterior-posterior aortic diameter). 2 Patients with type B aortic dissection (TBAD) with suitable anatomy for TEVAR and the TBAD is: 2.1 Complicated (presence of malperfusion syndrome or rupture) hyperacute (less than 24 hours), acute (1 to 14 days), or subacute (15 to 90 days); OR 2.2 Uncomplicated with high-risk features (refractory pain, refractory hypertension, bloody pleural effusion, aortic diameter of more than 40 mm, imaging evidence of malperfusion, entry tear on lesser curvature, or false lumen of more than 22 mm). 3 Patients with traumatic aortic injury who do not have contraindications to endovascular repair.
Vascular | Endovascular aortic repair | Aortic stent graft package | TEVAR package | Terumo Aortic | RelayPro Thoracic Stent-Graft System (Non-Bare Stent Configuration) | 28-N4-38-250-32S | Standalone | DE0503702 | 1 Patients with thoracic aortic aneurysm (TAA; ruptured or unruptured) who are not suitable for OSR and are: 1.1 symptomatic; OR 1.2 asymptomatic and with an aneurysm of 5.5 cm or larger (measured outer-to-outer maximum anterior-posterior aortic diameter); OR 1.3 asymptomatic and with an aneurysm that has grown by more than 1 cm in one year (measured outer-to-outer maximum anterior-posterior aortic diameter). 2 Patients with type B aortic dissection (TBAD) with suitable anatomy for TEVAR and the TBAD is: 2.1 Complicated (presence of malperfusion syndrome or rupture) hyperacute (less than 24 hours), acute (1 to 14 days), or subacute (15 to 90 days); OR 2.2 Uncomplicated with high-risk features (refractory pain, refractory hypertension, bloody pleural effusion, aortic diameter of more than 40 mm, imaging evidence of malperfusion, entry tear on lesser curvature, or false lumen of more than 22 mm). 3 Patients with traumatic aortic injury who do not have contraindications to endovascular repair.
Vascular | Endovascular aortic repair | Aortic stent graft package | TEVAR package | Terumo Aortic | RelayPro Thoracic Stent-Graft System (Non-Bare Stent Configuration) | 28-N4-40-110-32S | Standalone | DE0503702 | 1 Patients with thoracic aortic aneurysm (TAA; ruptured or unruptured) who are not suitable for OSR and are: 1.1 symptomatic; OR 1.2 asymptomatic and with an aneurysm of 5.5 cm or larger (measured outer-to-outer maximum anterior-posterior aortic diameter); OR 1.3 asymptomatic and with an aneurysm that has grown by more than 1 cm in one year (measured outer-to-outer maximum anterior-posterior aortic diameter). 2 Patients with type B aortic dissection (TBAD) with suitable anatomy for TEVAR and the TBAD is: 2.1 Complicated (presence of malperfusion syndrome or rupture) hyperacute (less than 24 hours), acute (1 to 14 days), or subacute (15 to 90 days); OR 2.2 Uncomplicated with high-risk features (refractory pain, refractory hypertension, bloody pleural effusion, aortic diameter of more than 40 mm, imaging evidence of malperfusion, entry tear on lesser curvature, or false lumen of more than 22 mm). 3 Patients with traumatic aortic injury who do not have contraindications to endovascular repair.
Vascular | Endovascular aortic repair | Aortic stent graft package | TEVAR package | Terumo Aortic | RelayPro Thoracic Stent-Graft System (Non-Bare Stent Configuration) | 28-N4-40-130-32S | Standalone | DE0503702 | 1 Patients with thoracic aortic aneurysm (TAA; ruptured or unruptured) who are not suitable for OSR and are: 1.1 symptomatic; OR 1.2 asymptomatic and with an aneurysm of 5.5 cm or larger (measured outer-to-outer maximum anterior-posterior aortic diameter); OR 1.3 asymptomatic and with an aneurysm that has grown by more than 1 cm in one year (measured outer-to-outer maximum anterior-posterior aortic diameter). 2 Patients with type B aortic dissection (TBAD) with suitable anatomy for TEVAR and the TBAD is: 2.1 Complicated (presence of malperfusion syndrome or rupture) hyperacute (less than 24 hours), acute (1 to 14 days), or subacute (15 to 90 days); OR 2.2 Uncomplicated with high-risk features (refractory pain, refractory hypertension, bloody pleural effusion, aortic diameter of more than 40 mm, imaging evidence of malperfusion, entry tear on lesser curvature, or false lumen of more than 22 mm). 3 Patients with traumatic aortic injury who do not have contraindications to endovascular repair.
Vascular | Endovascular aortic repair | Aortic stent graft package | TEVAR package | Terumo Aortic | RelayPro Thoracic Stent-Graft System (Non-Bare Stent Configuration) | 28-N4-40-150-32S | Standalone | DE0503702 | 1 Patients with thoracic aortic aneurysm (TAA; ruptured or unruptured) who are not suitable for OSR and are: 1.1 symptomatic; OR 1.2 asymptomatic and with an aneurysm of 5.5 cm or larger (measured outer-to-outer maximum anterior-posterior aortic diameter); OR 1.3 asymptomatic and with an aneurysm that has grown by more than 1 cm in one year (measured outer-to-outer maximum anterior-posterior aortic diameter). 2 Patients with type B aortic dissection (TBAD) with suitable anatomy for TEVAR and the TBAD is: 2.1 Complicated (presence of malperfusion syndrome or rupture) hyperacute (less than 24 hours), acute (1 to 14 days), or subacute (15 to 90 days); OR 2.2 Uncomplicated with high-risk features (refractory pain, refractory hypertension, bloody pleural effusion, aortic diameter of more than 40 mm, imaging evidence of malperfusion, entry tear on lesser curvature, or false lumen of more than 22 mm). 3 Patients with traumatic aortic injury who do not have contraindications to endovascular repair.
Vascular | Endovascular aortic repair | Aortic stent graft package | TEVAR package | Terumo Aortic | RelayPro Thoracic Stent-Graft System (Non-Bare Stent Configuration) | 28-N4-40-170-32S | Standalone | DE0503702 | 1 Patients with thoracic aortic aneurysm (TAA; ruptured or unruptured) who are not suitable for OSR and are: 1.1 symptomatic; OR 1.2 asymptomatic and with an aneurysm of 5.5 cm or larger (measured outer-to-outer maximum anterior-posterior aortic diameter); OR 1.3 asymptomatic and with an aneurysm that has grown by more than 1 cm in one year (measured outer-to-outer maximum anterior-posterior aortic diameter). 2 Patients with type B aortic dissection (TBAD) with suitable anatomy for TEVAR and the TBAD is: 2.1 Complicated (presence of malperfusion syndrome or rupture) hyperacute (less than 24 hours), acute (1 to 14 days), or subacute (15 to 90 days); OR 2.2 Uncomplicated with high-risk features (refractory pain, refractory hypertension, bloody pleural effusion, aortic diameter of more than 40 mm, imaging evidence of malperfusion, entry tear on lesser curvature, or false lumen of more than 22 mm). 3 Patients with traumatic aortic injury who do not have contraindications to endovascular repair.
Vascular | Endovascular aortic repair | Aortic stent graft package | TEVAR package | Terumo Aortic | RelayPro Thoracic Stent-Graft System (Non-Bare Stent Configuration) | 28-N4-40-190-32S | Standalone | DE0503702 | 1 Patients with thoracic aortic aneurysm (TAA; ruptured or unruptured) who are not suitable for OSR and are: 1.1 symptomatic; OR 1.2 asymptomatic and with an aneurysm of 5.5 cm or larger (measured outer-to-outer maximum anterior-posterior aortic diameter); OR 1.3 asymptomatic and with an aneurysm that has grown by more than 1 cm in one year (measured outer-to-outer maximum anterior-posterior aortic diameter). 2 Patients with type B aortic dissection (TBAD) with suitable anatomy for TEVAR and the TBAD is: 2.1 Complicated (presence of malperfusion syndrome or rupture) hyperacute (less than 24 hours), acute (1 to 14 days), or subacute (15 to 90 days); OR 2.2 Uncomplicated with high-risk features (refractory pain, refractory hypertension, bloody pleural effusion, aortic diameter of more than 40 mm, imaging evidence of malperfusion, entry tear on lesser curvature, or false lumen of more than 22 mm). 3 Patients with traumatic aortic injury who do not have contraindications to endovascular repair.
Vascular | Endovascular aortic repair | Aortic stent graft package | TEVAR package | Terumo Aortic | RelayPro Thoracic Stent-Graft System (Non-Bare Stent Configuration) | 28-N4-40-210-32S | Standalone | DE0503702 | 1 Patients with thoracic aortic aneurysm (TAA; ruptured or unruptured) who are not suitable for OSR and are: 1.1 symptomatic; OR 1.2 asymptomatic and with an aneurysm of 5.5 cm or larger (measured outer-to-outer maximum anterior-posterior aortic diameter); OR 1.3 asymptomatic and with an aneurysm that has grown by more than 1 cm in one year (measured outer-to-outer maximum anterior-posterior aortic diameter). 2 Patients with type B aortic dissection (TBAD) with suitable anatomy for TEVAR and the TBAD is: 2.1 Complicated (presence of malperfusion syndrome or rupture) hyperacute (less than 24 hours), acute (1 to 14 days), or subacute (15 to 90 days); OR 2.2 Uncomplicated with high-risk features (refractory pain, refractory hypertension, bloody pleural effusion, aortic diameter of more than 40 mm, imaging evidence of malperfusion, entry tear on lesser curvature, or false lumen of more than 22 mm). 3 Patients with traumatic aortic injury who do not have contraindications to endovascular repair.
Vascular | Endovascular aortic repair | Aortic stent graft package | TEVAR package | Terumo Aortic | RelayPro Thoracic Stent-Graft System (Non-Bare Stent Configuration) | 28-N4-40-230-32S | Standalone | DE0503702 | 1 Patients with thoracic aortic aneurysm (TAA; ruptured or unruptured) who are not suitable for OSR and are: 1.1 symptomatic; OR 1.2 asymptomatic and with an aneurysm of 5.5 cm or larger (measured outer-to-outer maximum anterior-posterior aortic diameter); OR 1.3 asymptomatic and with an aneurysm that has grown by more than 1 cm in one year (measured outer-to-outer maximum anterior-posterior aortic diameter). 2 Patients with type B aortic dissection (TBAD) with suitable anatomy for TEVAR and the TBAD is: 2.1 Complicated (presence of malperfusion syndrome or rupture) hyperacute (less than 24 hours), acute (1 to 14 days), or subacute (15 to 90 days); OR 2.2 Uncomplicated with high-risk features (refractory pain, refractory hypertension, bloody pleural effusion, aortic diameter of more than 40 mm, imaging evidence of malperfusion, entry tear on lesser curvature, or false lumen of more than 22 mm). 3 Patients with traumatic aortic injury who do not have contraindications to endovascular repair.
Vascular | Endovascular aortic repair | Aortic stent graft package | TEVAR package | Terumo Aortic | RelayPro Thoracic Stent-Graft System (Non-Bare Stent Configuration) | 28-N4-40-250-32S | Standalone | DE0503702 | 1 Patients with thoracic aortic aneurysm (TAA; ruptured or unruptured) who are not suitable for OSR and are: 1.1 symptomatic; OR 1.2 asymptomatic and with an aneurysm of 5.5 cm or larger (measured outer-to-outer maximum anterior-posterior aortic diameter); OR 1.3 asymptomatic and with an aneurysm that has grown by more than 1 cm in one year (measured outer-to-outer maximum anterior-posterior aortic diameter). 2 Patients with type B aortic dissection (TBAD) with suitable anatomy for TEVAR and the TBAD is: 2.1 Complicated (presence of malperfusion syndrome or rupture) hyperacute (less than 24 hours), acute (1 to 14 days), or subacute (15 to 90 days); OR 2.2 Uncomplicated with high-risk features (refractory pain, refractory hypertension, bloody pleural effusion, aortic diameter of more than 40 mm, imaging evidence of malperfusion, entry tear on lesser curvature, or false lumen of more than 22 mm). 3 Patients with traumatic aortic injury who do not have contraindications to endovascular repair.
Vascular | Endovascular aortic repair | Aortic stent graft package | TEVAR package | Terumo Aortic | RelayPro Thoracic Stent-Graft System (Non-Bare Stent Configuration) | 28-N4-42-110-32S | Standalone | DE0503702 | 1 Patients with thoracic aortic aneurysm (TAA; ruptured or unruptured) who are not suitable for OSR and are: 1.1 symptomatic; OR 1.2 asymptomatic and with an aneurysm of 5.5 cm or larger (measured outer-to-outer maximum anterior-posterior aortic diameter); OR 1.3 asymptomatic and with an aneurysm that has grown by more than 1 cm in one year (measured outer-to-outer maximum anterior-posterior aortic diameter). 2 Patients with type B aortic dissection (TBAD) with suitable anatomy for TEVAR and the TBAD is: 2.1 Complicated (presence of malperfusion syndrome or rupture) hyperacute (less than 24 hours), acute (1 to 14 days), or subacute (15 to 90 days); OR 2.2 Uncomplicated with high-risk features (refractory pain, refractory hypertension, bloody pleural effusion, aortic diameter of more than 40 mm, imaging evidence of malperfusion, entry tear on lesser curvature, or false lumen of more than 22 mm). 3 Patients with traumatic aortic injury who do not have contraindications to endovascular repair.
Vascular | Endovascular aortic repair | Aortic stent graft package | TEVAR package | Terumo Aortic | RelayPro Thoracic Stent-Graft System (Non-Bare Stent Configuration) | 28-N4-42-130-32S | Standalone | DE0503702 | 1 Patients with thoracic aortic aneurysm (TAA; ruptured or unruptured) who are not suitable for OSR and are: 1.1 symptomatic; OR 1.2 asymptomatic and with an aneurysm of 5.5 cm or larger (measured outer-to-outer maximum anterior-posterior aortic diameter); OR 1.3 asymptomatic and with an aneurysm that has grown by more than 1 cm in one year (measured outer-to-outer maximum anterior-posterior aortic diameter). 2 Patients with type B aortic dissection (TBAD) with suitable anatomy for TEVAR and the TBAD is: 2.1 Complicated (presence of malperfusion syndrome or rupture) hyperacute (less than 24 hours), acute (1 to 14 days), or subacute (15 to 90 days); OR 2.2 Uncomplicated with high-risk features (refractory pain, refractory hypertension, bloody pleural effusion, aortic diameter of more than 40 mm, imaging evidence of malperfusion, entry tear on lesser curvature, or false lumen of more than 22 mm). 3 Patients with traumatic aortic injury who do not have contraindications to endovascular repair.
Vascular | Endovascular aortic repair | Aortic stent graft package | TEVAR package | Terumo Aortic | RelayPro Thoracic Stent-Graft System (Non-Bare Stent Configuration) | 28-N4-42-150-32S | Standalone | DE0503702 | 1 Patients with thoracic aortic aneurysm (TAA; ruptured or unruptured) who are not suitable for OSR and are: 1.1 symptomatic; OR 1.2 asymptomatic and with an aneurysm of 5.5 cm or larger (measured outer-to-outer maximum anterior-posterior aortic diameter); OR 1.3 asymptomatic and with an aneurysm that has grown by more than 1 cm in one year (measured outer-to-outer maximum anterior-posterior aortic diameter). 2 Patients with type B aortic dissection (TBAD) with suitable anatomy for TEVAR and the TBAD is: 2.1 Complicated (presence of malperfusion syndrome or rupture) hyperacute (less than 24 hours), acute (1 to 14 days), or subacute (15 to 90 days); OR 2.2 Uncomplicated with high-risk features (refractory pain, refractory hypertension, bloody pleural effusion, aortic diameter of more than 40 mm, imaging evidence of malperfusion, entry tear on lesser curvature, or false lumen of more than 22 mm). 3 Patients with traumatic aortic injury who do not have contraindications to endovascular repair.
Vascular | Endovascular aortic repair | Aortic stent graft package | TEVAR package | Terumo Aortic | RelayPro Thoracic Stent-Graft System (Non-Bare Stent Configuration) | 28-N4-42-170-32S | Standalone | DE0503702 | 1 Patients with thoracic aortic aneurysm (TAA; ruptured or unruptured) who are not suitable for OSR and are: 1.1 symptomatic; OR 1.2 asymptomatic and with an aneurysm of 5.5 cm or larger (measured outer-to-outer maximum anterior-posterior aortic diameter); OR 1.3 asymptomatic and with an aneurysm that has grown by more than 1 cm in one year (measured outer-to-outer maximum anterior-posterior aortic diameter). 2 Patients with type B aortic dissection (TBAD) with suitable anatomy for TEVAR and the TBAD is: 2.1 Complicated (presence of malperfusion syndrome or rupture) hyperacute (less than 24 hours), acute (1 to 14 days), or subacute (15 to 90 days); OR 2.2 Uncomplicated with high-risk features (refractory pain, refractory hypertension, bloody pleural effusion, aortic diameter of more than 40 mm, imaging evidence of malperfusion, entry tear on lesser curvature, or false lumen of more than 22 mm). 3 Patients with traumatic aortic injury who do not have contraindications to endovascular repair.
Vascular | Endovascular aortic repair | Aortic stent graft package | TEVAR package | Terumo Aortic | RelayPro Thoracic Stent-Graft System (Non-Bare Stent Configuration) | 28-N4-42-190-32S | Standalone | DE0503702 | 1 Patients with thoracic aortic aneurysm (TAA; ruptured or unruptured) who are not suitable for OSR and are: 1.1 symptomatic; OR 1.2 asymptomatic and with an aneurysm of 5.5 cm or larger (measured outer-to-outer maximum anterior-posterior aortic diameter); OR 1.3 asymptomatic and with an aneurysm that has grown by more than 1 cm in one year (measured outer-to-outer maximum anterior-posterior aortic diameter). 2 Patients with type B aortic dissection (TBAD) with suitable anatomy for TEVAR and the TBAD is: 2.1 Complicated (presence of malperfusion syndrome or rupture) hyperacute (less than 24 hours), acute (1 to 14 days), or subacute (15 to 90 days); OR 2.2 Uncomplicated with high-risk features (refractory pain, refractory hypertension, bloody pleural effusion, aortic diameter of more than 40 mm, imaging evidence of malperfusion, entry tear on lesser curvature, or false lumen of more than 22 mm). 3 Patients with traumatic aortic injury who do not have contraindications to endovascular repair.
Vascular | Endovascular aortic repair | Aortic stent graft package | TEVAR package | Terumo Aortic | RelayPro Thoracic Stent-Graft System (Non-Bare Stent Configuration) | 28-N4-42-210-32S | Standalone | DE0503702 | 1 Patients with thoracic aortic aneurysm (TAA; ruptured or unruptured) who are not suitable for OSR and are: 1.1 symptomatic; OR 1.2 asymptomatic and with an aneurysm of 5.5 cm or larger (measured outer-to-outer maximum anterior-posterior aortic diameter); OR 1.3 asymptomatic and with an aneurysm that has grown by more than 1 cm in one year (measured outer-to-outer maximum anterior-posterior aortic diameter). 2 Patients with type B aortic dissection (TBAD) with suitable anatomy for TEVAR and the TBAD is: 2.1 Complicated (presence of malperfusion syndrome or rupture) hyperacute (less than 24 hours), acute (1 to 14 days), or subacute (15 to 90 days); OR 2.2 Uncomplicated with high-risk features (refractory pain, refractory hypertension, bloody pleural effusion, aortic diameter of more than 40 mm, imaging evidence of malperfusion, entry tear on lesser curvature, or false lumen of more than 22 mm). 3 Patients with traumatic aortic injury who do not have contraindications to endovascular repair.
Vascular | Endovascular aortic repair | Aortic stent graft package | TEVAR package | Terumo Aortic | RelayPro Thoracic Stent-Graft System (Non-Bare Stent Configuration) | 28-N4-42-230-32S | Standalone | DE0503702 | 1 Patients with thoracic aortic aneurysm (TAA; ruptured or unruptured) who are not suitable for OSR and are: 1.1 symptomatic; OR 1.2 asymptomatic and with an aneurysm of 5.5 cm or larger (measured outer-to-outer maximum anterior-posterior aortic diameter); OR 1.3 asymptomatic and with an aneurysm that has grown by more than 1 cm in one year (measured outer-to-outer maximum anterior-posterior aortic diameter). 2 Patients with type B aortic dissection (TBAD) with suitable anatomy for TEVAR and the TBAD is: 2.1 Complicated (presence of malperfusion syndrome or rupture) hyperacute (less than 24 hours), acute (1 to 14 days), or subacute (15 to 90 days); OR 2.2 Uncomplicated with high-risk features (refractory pain, refractory hypertension, bloody pleural effusion, aortic diameter of more than 40 mm, imaging evidence of malperfusion, entry tear on lesser curvature, or false lumen of more than 22 mm). 3 Patients with traumatic aortic injury who do not have contraindications to endovascular repair.
Vascular | Endovascular aortic repair | Aortic stent graft package | TEVAR package | Terumo Aortic | RelayPro Thoracic Stent-Graft System (Non-Bare Stent Configuration) | 28-N4-42-250-32S | Standalone | DE0503702 | 1 Patients with thoracic aortic aneurysm (TAA; ruptured or unruptured) who are not suitable for OSR and are: 1.1 symptomatic; OR 1.2 asymptomatic and with an aneurysm of 5.5 cm or larger (measured outer-to-outer maximum anterior-posterior aortic diameter); OR 1.3 asymptomatic and with an aneurysm that has grown by more than 1 cm in one year (measured outer-to-outer maximum anterior-posterior aortic diameter). 2 Patients with type B aortic dissection (TBAD) with suitable anatomy for TEVAR and the TBAD is: 2.1 Complicated (presence of malperfusion syndrome or rupture) hyperacute (less than 24 hours), acute (1 to 14 days), or subacute (15 to 90 days); OR 2.2 Uncomplicated with high-risk features (refractory pain, refractory hypertension, bloody pleural effusion, aortic diameter of more than 40 mm, imaging evidence of malperfusion, entry tear on lesser curvature, or false lumen of more than 22 mm). 3 Patients with traumatic aortic injury who do not have contraindications to endovascular repair.
Vascular | Endovascular aortic repair | Aortic stent graft package | TEVAR package | Terumo Aortic | RelayPro Thoracic Stent-Graft System (Non-Bare Stent Configuration) | 28-N4-44-150-32S | Standalone | DE0503702 | 1 Patients with thoracic aortic aneurysm (TAA; ruptured or unruptured) who are not suitable for OSR and are: 1.1 symptomatic; OR 1.2 asymptomatic and with an aneurysm of 5.5 cm or larger (measured outer-to-outer maximum anterior-posterior aortic diameter); OR 1.3 asymptomatic and with an aneurysm that has grown by more than 1 cm in one year (measured outer-to-outer maximum anterior-posterior aortic diameter). 2 Patients with type B aortic dissection (TBAD) with suitable anatomy for TEVAR and the TBAD is: 2.1 Complicated (presence of malperfusion syndrome or rupture) hyperacute (less than 24 hours), acute (1 to 14 days), or subacute (15 to 90 days); OR 2.2 Uncomplicated with high-risk features (refractory pain, refractory hypertension, bloody pleural effusion, aortic diameter of more than 40 mm, imaging evidence of malperfusion, entry tear on lesser curvature, or false lumen of more than 22 mm). 3 Patients with traumatic aortic injury who do not have contraindications to endovascular repair.
Vascular | Endovascular aortic repair | Aortic stent graft package | TEVAR package | Terumo Aortic | RelayPro Thoracic Stent-Graft System (Non-Bare Stent Configuration) | 28-N4-44-170-32S | Standalone | DE0503702 | 1 Patients with thoracic aortic aneurysm (TAA; ruptured or unruptured) who are not suitable for OSR and are: 1.1 symptomatic; OR 1.2 asymptomatic and with an aneurysm of 5.5 cm or larger (measured outer-to-outer maximum anterior-posterior aortic diameter); OR 1.3 asymptomatic and with an aneurysm that has grown by more than 1 cm in one year (measured outer-to-outer maximum anterior-posterior aortic diameter). 2 Patients with type B aortic dissection (TBAD) with suitable anatomy for TEVAR and the TBAD is: 2.1 Complicated (presence of malperfusion syndrome or rupture) hyperacute (less than 24 hours), acute (1 to 14 days), or subacute (15 to 90 days); OR 2.2 Uncomplicated with high-risk features (refractory pain, refractory hypertension, bloody pleural effusion, aortic diameter of more than 40 mm, imaging evidence of malperfusion, entry tear on lesser curvature, or false lumen of more than 22 mm). 3 Patients with traumatic aortic injury who do not have contraindications to endovascular repair.
Vascular | Endovascular aortic repair | Aortic stent graft package | TEVAR package | Terumo Aortic | RelayPro Thoracic Stent-Graft System (Non-Bare Stent Configuration) | 28-N4-44-190-32S | Standalone | DE0503702 | 1 Patients with thoracic aortic aneurysm (TAA; ruptured or unruptured) who are not suitable for OSR and are: 1.1 symptomatic; OR 1.2 asymptomatic and with an aneurysm of 5.5 cm or larger (measured outer-to-outer maximum anterior-posterior aortic diameter); OR 1.3 asymptomatic and with an aneurysm that has grown by more than 1 cm in one year (measured outer-to-outer maximum anterior-posterior aortic diameter). 2 Patients with type B aortic dissection (TBAD) with suitable anatomy for TEVAR and the TBAD is: 2.1 Complicated (presence of malperfusion syndrome or rupture) hyperacute (less than 24 hours), acute (1 to 14 days), or subacute (15 to 90 days); OR 2.2 Uncomplicated with high-risk features (refractory pain, refractory hypertension, bloody pleural effusion, aortic diameter of more than 40 mm, imaging evidence of malperfusion, entry tear on lesser curvature, or false lumen of more than 22 mm). 3 Patients with traumatic aortic injury who do not have contraindications to endovascular repair.
Vascular | Endovascular aortic repair | Aortic stent graft package | TEVAR package | Terumo Aortic | RelayPro Thoracic Stent-Graft System (Non-Bare Stent Configuration) | 28-N4-44-210-32S | Standalone | DE0503702 | 1 Patients with thoracic aortic aneurysm (TAA; ruptured or unruptured) who are not suitable for OSR and are: 1.1 symptomatic; OR 1.2 asymptomatic and with an aneurysm of 5.5 cm or larger (measured outer-to-outer maximum anterior-posterior aortic diameter); OR 1.3 asymptomatic and with an aneurysm that has grown by more than 1 cm in one year (measured outer-to-outer maximum anterior-posterior aortic diameter). 2 Patients with type B aortic dissection (TBAD) with suitable anatomy for TEVAR and the TBAD is: 2.1 Complicated (presence of malperfusion syndrome or rupture) hyperacute (less than 24 hours), acute (1 to 14 days), or subacute (15 to 90 days); OR 2.2 Uncomplicated with high-risk features (refractory pain, refractory hypertension, bloody pleural effusion, aortic diameter of more than 40 mm, imaging evidence of malperfusion, entry tear on lesser curvature, or false lumen of more than 22 mm). 3 Patients with traumatic aortic injury who do not have contraindications to endovascular repair.
Vascular | Endovascular aortic repair | Aortic stent graft package | TEVAR package | Terumo Aortic | RelayPro Thoracic Stent-Graft System (Non-Bare Stent Configuration) | 28-N4-44-230-32S | Standalone | DE0503702 | 1 Patients with thoracic aortic aneurysm (TAA; ruptured or unruptured) who are not suitable for OSR and are: 1.1 symptomatic; OR 1.2 asymptomatic and with an aneurysm of 5.5 cm or larger (measured outer-to-outer maximum anterior-posterior aortic diameter); OR 1.3 asymptomatic and with an aneurysm that has grown by more than 1 cm in one year (measured outer-to-outer maximum anterior-posterior aortic diameter). 2 Patients with type B aortic dissection (TBAD) with suitable anatomy for TEVAR and the TBAD is: 2.1 Complicated (presence of malperfusion syndrome or rupture) hyperacute (less than 24 hours), acute (1 to 14 days), or subacute (15 to 90 days); OR 2.2 Uncomplicated with high-risk features (refractory pain, refractory hypertension, bloody pleural effusion, aortic diameter of more than 40 mm, imaging evidence of malperfusion, entry tear on lesser curvature, or false lumen of more than 22 mm). 3 Patients with traumatic aortic injury who do not have contraindications to endovascular repair.
Vascular | Endovascular aortic repair | Aortic stent graft package | TEVAR package | Terumo Aortic | RelayPro Thoracic Stent-Graft System (Non-Bare Stent Configuration) | 28-N4-44-250-32S | Standalone | DE0503702 | 1 Patients with thoracic aortic aneurysm (TAA; ruptured or unruptured) who are not suitable for OSR and are: 1.1 symptomatic; OR 1.2 asymptomatic and with an aneurysm of 5.5 cm or larger (measured outer-to-outer maximum anterior-posterior aortic diameter); OR 1.3 asymptomatic and with an aneurysm that has grown by more than 1 cm in one year (measured outer-to-outer maximum anterior-posterior aortic diameter). 2 Patients with type B aortic dissection (TBAD) with suitable anatomy for TEVAR and the TBAD is: 2.1 Complicated (presence of malperfusion syndrome or rupture) hyperacute (less than 24 hours), acute (1 to 14 days), or subacute (15 to 90 days); OR 2.2 Uncomplicated with high-risk features (refractory pain, refractory hypertension, bloody pleural effusion, aortic diameter of more than 40 mm, imaging evidence of malperfusion, entry tear on lesser curvature, or false lumen of more than 22 mm). 3 Patients with traumatic aortic injury who do not have contraindications to endovascular repair.
Vascular | Endovascular aortic repair | Aortic stent graft package | TEVAR package | Terumo Aortic | RelayPro Thoracic Stent-Graft System (Non-Bare Stent Configuration) | 28-N4-46-150-32S | Standalone | DE0503702 | 1 Patients with thoracic aortic aneurysm (TAA; ruptured or unruptured) who are not suitable for OSR and are: 1.1 symptomatic; OR 1.2 asymptomatic and with an aneurysm of 5.5 cm or larger (measured outer-to-outer maximum anterior-posterior aortic diameter); OR 1.3 asymptomatic and with an aneurysm that has grown by more than 1 cm in one year (measured outer-to-outer maximum anterior-posterior aortic diameter). 2 Patients with type B aortic dissection (TBAD) with suitable anatomy for TEVAR and the TBAD is: 2.1 Complicated (presence of malperfusion syndrome or rupture) hyperacute (less than 24 hours), acute (1 to 14 days), or subacute (15 to 90 days); OR 2.2 Uncomplicated with high-risk features (refractory pain, refractory hypertension, bloody pleural effusion, aortic diameter of more than 40 mm, imaging evidence of malperfusion, entry tear on lesser curvature, or false lumen of more than 22 mm). 3 Patients with traumatic aortic injury who do not have contraindications to endovascular repair.
Vascular | Endovascular aortic repair | Aortic stent graft package | TEVAR package | Terumo Aortic | RelayPro Thoracic Stent-Graft System (Non-Bare Stent Configuration) | 28-N4-46-170-32S | Standalone | DE0503702 | 1 Patients with thoracic aortic aneurysm (TAA; ruptured or unruptured) who are not suitable for OSR and are: 1.1 symptomatic; OR 1.2 asymptomatic and with an aneurysm of 5.5 cm or larger (measured outer-to-outer maximum anterior-posterior aortic diameter); OR 1.3 asymptomatic and with an aneurysm that has grown by more than 1 cm in one year (measured outer-to-outer maximum anterior-posterior aortic diameter). 2 Patients with type B aortic dissection (TBAD) with suitable anatomy for TEVAR and the TBAD is: 2.1 Complicated (presence of malperfusion syndrome or rupture) hyperacute (less than 24 hours), acute (1 to 14 days), or subacute (15 to 90 days); OR 2.2 Uncomplicated with high-risk features (refractory pain, refractory hypertension, bloody pleural effusion, aortic diameter of more than 40 mm, imaging evidence of malperfusion, entry tear on lesser curvature, or false lumen of more than 22 mm). 3 Patients with traumatic aortic injury who do not have contraindications to endovascular repair.
Vascular | Endovascular aortic repair | Aortic stent graft package | TEVAR package | Terumo Aortic | RelayPro Thoracic Stent-Graft System (Non-Bare Stent Configuration) | 28-N4-46-190-32S | Standalone | DE0503702 | 1 Patients with thoracic aortic aneurysm (TAA; ruptured or unruptured) who are not suitable for OSR and are: 1.1 symptomatic; OR 1.2 asymptomatic and with an aneurysm of 5.5 cm or larger (measured outer-to-outer maximum anterior-posterior aortic diameter); OR 1.3 asymptomatic and with an aneurysm that has grown by more than 1 cm in one year (measured outer-to-outer maximum anterior-posterior aortic diameter). 2 Patients with type B aortic dissection (TBAD) with suitable anatomy for TEVAR and the TBAD is: 2.1 Complicated (presence of malperfusion syndrome or rupture) hyperacute (less than 24 hours), acute (1 to 14 days), or subacute (15 to 90 days); OR 2.2 Uncomplicated with high-risk features (refractory pain, refractory hypertension, bloody pleural effusion, aortic diameter of more than 40 mm, imaging evidence of malperfusion, entry tear on lesser curvature, or false lumen of more than 22 mm). 3 Patients with traumatic aortic injury who do not have contraindications to endovascular repair.
Vascular | Endovascular aortic repair | Aortic stent graft package | TEVAR package | Terumo Aortic | RelayPro Thoracic Stent-Graft System (Non-Bare Stent Configuration) | 28-N4-46-210-32S | Standalone | DE0503702 | 1 Patients with thoracic aortic aneurysm (TAA; ruptured or unruptured) who are not suitable for OSR and are: 1.1 symptomatic; OR 1.2 asymptomatic and with an aneurysm of 5.5 cm or larger (measured outer-to-outer maximum anterior-posterior aortic diameter); OR 1.3 asymptomatic and with an aneurysm that has grown by more than 1 cm in one year (measured outer-to-outer maximum anterior-posterior aortic diameter). 2 Patients with type B aortic dissection (TBAD) with suitable anatomy for TEVAR and the TBAD is: 2.1 Complicated (presence of malperfusion syndrome or rupture) hyperacute (less than 24 hours), acute (1 to 14 days), or subacute (15 to 90 days); OR 2.2 Uncomplicated with high-risk features (refractory pain, refractory hypertension, bloody pleural effusion, aortic diameter of more than 40 mm, imaging evidence of malperfusion, entry tear on lesser curvature, or false lumen of more than 22 mm). 3 Patients with traumatic aortic injury who do not have contraindications to endovascular repair.
Vascular | Endovascular aortic repair | Aortic stent graft package | TEVAR package | Terumo Aortic | RelayPro Thoracic Stent-Graft System (Non-Bare Stent Configuration) | 28-N4-46-230-32S | Standalone | DE0503702 | 1 Patients with thoracic aortic aneurysm (TAA; ruptured or unruptured) who are not suitable for OSR and are: 1.1 symptomatic; OR 1.2 asymptomatic and with an aneurysm of 5.5 cm or larger (measured outer-to-outer maximum anterior-posterior aortic diameter); OR 1.3 asymptomatic and with an aneurysm that has grown by more than 1 cm in one year (measured outer-to-outer maximum anterior-posterior aortic diameter). 2 Patients with type B aortic dissection (TBAD) with suitable anatomy for TEVAR and the TBAD is: 2.1 Complicated (presence of malperfusion syndrome or rupture) hyperacute (less than 24 hours), acute (1 to 14 days), or subacute (15 to 90 days); OR 2.2 Uncomplicated with high-risk features (refractory pain, refractory hypertension, bloody pleural effusion, aortic diameter of more than 40 mm, imaging evidence of malperfusion, entry tear on lesser curvature, or false lumen of more than 22 mm). 3 Patients with traumatic aortic injury who do not have contraindications to endovascular repair.
Vascular | Endovascular aortic repair | Aortic stent graft package | TEVAR package | Terumo Aortic | RelayPro Thoracic Stent-Graft System (Non-Bare Stent Configuration) | 28-N4-46-250-32S | Standalone | DE0503702 | 1 Patients with thoracic aortic aneurysm (TAA; ruptured or unruptured) who are not suitable for OSR and are: 1.1 symptomatic; OR 1.2 asymptomatic and with an aneurysm of 5.5 cm or larger (measured outer-to-outer maximum anterior-posterior aortic diameter); OR 1.3 asymptomatic and with an aneurysm that has grown by more than 1 cm in one year (measured outer-to-outer maximum anterior-posterior aortic diameter). 2 Patients with type B aortic dissection (TBAD) with suitable anatomy for TEVAR and the TBAD is: 2.1 Complicated (presence of malperfusion syndrome or rupture) hyperacute (less than 24 hours), acute (1 to 14 days), or subacute (15 to 90 days); OR 2.2 Uncomplicated with high-risk features (refractory pain, refractory hypertension, bloody pleural effusion, aortic diameter of more than 40 mm, imaging evidence of malperfusion, entry tear on lesser curvature, or false lumen of more than 22 mm). 3 Patients with traumatic aortic injury who do not have contraindications to endovascular repair.
Vascular | Endovascular aortic repair | Aortic stent graft package | TEVAR package | Terumo Aortic | RelayPro Thoracic Stent-Graft System (Non-Bare Stent Configuration) | 28-N4-22-150-34S | Standalone | DE0503702 | 1 Patients with thoracic aortic aneurysm (TAA; ruptured or unruptured) who are not suitable for OSR and are: 1.1 symptomatic; OR 1.2 asymptomatic and with an aneurysm of 5.5 cm or larger (measured outer-to-outer maximum anterior-posterior aortic diameter); OR 1.3 asymptomatic and with an aneurysm that has grown by more than 1 cm in one year (measured outer-to-outer maximum anterior-posterior aortic diameter). 2 Patients with type B aortic dissection (TBAD) with suitable anatomy for TEVAR and the TBAD is: 2.1 Complicated (presence of malperfusion syndrome or rupture) hyperacute (less than 24 hours), acute (1 to 14 days), or subacute (15 to 90 days); OR 2.2 Uncomplicated with high-risk features (refractory pain, refractory hypertension, bloody pleural effusion, aortic diameter of more than 40 mm, imaging evidence of malperfusion, entry tear on lesser curvature, or false lumen of more than 22 mm). 3 Patients with traumatic aortic injury who do not have contraindications to endovascular repair.
Vascular | Endovascular aortic repair | Aortic stent graft package | TEVAR package | Terumo Aortic | RelayPro Thoracic Stent-Graft System (Non-Bare Stent Configuration) | 28-N4-22-170-34S | Standalone | DE0503702 | 1 Patients with thoracic aortic aneurysm (TAA; ruptured or unruptured) who are not suitable for OSR and are: 1.1 symptomatic; OR 1.2 asymptomatic and with an aneurysm of 5.5 cm or larger (measured outer-to-outer maximum anterior-posterior aortic diameter); OR 1.3 asymptomatic and with an aneurysm that has grown by more than 1 cm in one year (measured outer-to-outer maximum anterior-posterior aortic diameter). 2 Patients with type B aortic dissection (TBAD) with suitable anatomy for TEVAR and the TBAD is: 2.1 Complicated (presence of malperfusion syndrome or rupture) hyperacute (less than 24 hours), acute (1 to 14 days), or subacute (15 to 90 days); OR 2.2 Uncomplicated with high-risk features (refractory pain, refractory hypertension, bloody pleural effusion, aortic diameter of more than 40 mm, imaging evidence of malperfusion, entry tear on lesser curvature, or false lumen of more than 22 mm). 3 Patients with traumatic aortic injury who do not have contraindications to endovascular repair.
Vascular | Endovascular aortic repair | Aortic stent graft package | TEVAR package | Terumo Aortic | RelayPro Thoracic Stent-Graft System (Non-Bare Stent Configuration) | 28-N4-22-190-34S | Standalone | DE0503702 | 1 Patients with thoracic aortic aneurysm (TAA; ruptured or unruptured) who are not suitable for OSR and are: 1.1 symptomatic; OR 1.2 asymptomatic and with an aneurysm of 5.5 cm or larger (measured outer-to-outer maximum anterior-posterior aortic diameter); OR 1.3 asymptomatic and with an aneurysm that has grown by more than 1 cm in one year (measured outer-to-outer maximum anterior-posterior aortic diameter). 2 Patients with type B aortic dissection (TBAD) with suitable anatomy for TEVAR and the TBAD is: 2.1 Complicated (presence of malperfusion syndrome or rupture) hyperacute (less than 24 hours), acute (1 to 14 days), or subacute (15 to 90 days); OR 2.2 Uncomplicated with high-risk features (refractory pain, refractory hypertension, bloody pleural effusion, aortic diameter of more than 40 mm, imaging evidence of malperfusion, entry tear on lesser curvature, or false lumen of more than 22 mm). 3 Patients with traumatic aortic injury who do not have contraindications to endovascular repair.
Vascular | Endovascular aortic repair | Aortic stent graft package | TEVAR package | Terumo Aortic | RelayPro Thoracic Stent-Graft System (Non-Bare Stent Configuration) | 28-N4-22-210-34S | Standalone | DE0503702 | 1 Patients with thoracic aortic aneurysm (TAA; ruptured or unruptured) who are not suitable for OSR and are: 1.1 symptomatic; OR 1.2 asymptomatic and with an aneurysm of 5.5 cm or larger (measured outer-to-outer maximum anterior-posterior aortic diameter); OR 1.3 asymptomatic and with an aneurysm that has grown by more than 1 cm in one year (measured outer-to-outer maximum anterior-posterior aortic diameter). 2 Patients with type B aortic dissection (TBAD) with suitable anatomy for TEVAR and the TBAD is: 2.1 Complicated (presence of malperfusion syndrome or rupture) hyperacute (less than 24 hours), acute (1 to 14 days), or subacute (15 to 90 days); OR 2.2 Uncomplicated with high-risk features (refractory pain, refractory hypertension, bloody pleural effusion, aortic diameter of more than 40 mm, imaging evidence of malperfusion, entry tear on lesser curvature, or false lumen of more than 22 mm). 3 Patients with traumatic aortic injury who do not have contraindications to endovascular repair.
Vascular | Endovascular aortic repair | Aortic stent graft package | TEVAR package | Terumo Aortic | RelayPro Thoracic Stent-Graft System (Non-Bare Stent Configuration) | 28-N4-22-230-34S | Standalone | DE0503702 | 1 Patients with thoracic aortic aneurysm (TAA; ruptured or unruptured) who are not suitable for OSR and are: 1.1 symptomatic; OR 1.2 asymptomatic and with an aneurysm of 5.5 cm or larger (measured outer-to-outer maximum anterior-posterior aortic diameter); OR 1.3 asymptomatic and with an aneurysm that has grown by more than 1 cm in one year (measured outer-to-outer maximum anterior-posterior aortic diameter). 2 Patients with type B aortic dissection (TBAD) with suitable anatomy for TEVAR and the TBAD is: 2.1 Complicated (presence of malperfusion syndrome or rupture) hyperacute (less than 24 hours), acute (1 to 14 days), or subacute (15 to 90 days); OR 2.2 Uncomplicated with high-risk features (refractory pain, refractory hypertension, bloody pleural effusion, aortic diameter of more than 40 mm, imaging evidence of malperfusion, entry tear on lesser curvature, or false lumen of more than 22 mm). 3 Patients with traumatic aortic injury who do not have contraindications to endovascular repair.
Vascular | Endovascular aortic repair | Aortic stent graft package | TEVAR package | Terumo Aortic | RelayPro Thoracic Stent-Graft System (Non-Bare Stent Configuration) | 28-N4-22-250-34S | Standalone | DE0503702 | 1 Patients with thoracic aortic aneurysm (TAA; ruptured or unruptured) who are not suitable for OSR and are: 1.1 symptomatic; OR 1.2 asymptomatic and with an aneurysm of 5.5 cm or larger (measured outer-to-outer maximum anterior-posterior aortic diameter); OR 1.3 asymptomatic and with an aneurysm that has grown by more than 1 cm in one year (measured outer-to-outer maximum anterior-posterior aortic diameter). 2 Patients with type B aortic dissection (TBAD) with suitable anatomy for TEVAR and the TBAD is: 2.1 Complicated (presence of malperfusion syndrome or rupture) hyperacute (less than 24 hours), acute (1 to 14 days), or subacute (15 to 90 days); OR 2.2 Uncomplicated with high-risk features (refractory pain, refractory hypertension, bloody pleural effusion, aortic diameter of more than 40 mm, imaging evidence of malperfusion, entry tear on lesser curvature, or false lumen of more than 22 mm). 3 Patients with traumatic aortic injury who do not have contraindications to endovascular repair.
Vascular | Endovascular aortic repair | Aortic stent graft package | TEVAR package | Terumo Aortic | RelayPro Thoracic Stent-Graft System (Non-Bare Stent Configuration) | 28-N4-24-090-34S | Standalone | DE0503702 | 1 Patients with thoracic aortic aneurysm (TAA; ruptured or unruptured) who are not suitable for OSR and are: 1.1 symptomatic; OR 1.2 asymptomatic and with an aneurysm of 5.5 cm or larger (measured outer-to-outer maximum anterior-posterior aortic diameter); OR 1.3 asymptomatic and with an aneurysm that has grown by more than 1 cm in one year (measured outer-to-outer maximum anterior-posterior aortic diameter). 2 Patients with type B aortic dissection (TBAD) with suitable anatomy for TEVAR and the TBAD is: 2.1 Complicated (presence of malperfusion syndrome or rupture) hyperacute (less than 24 hours), acute (1 to 14 days), or subacute (15 to 90 days); OR 2.2 Uncomplicated with high-risk features (refractory pain, refractory hypertension, bloody pleural effusion, aortic diameter of more than 40 mm, imaging evidence of malperfusion, entry tear on lesser curvature, or false lumen of more than 22 mm). 3 Patients with traumatic aortic injury who do not have contraindications to endovascular repair.
Vascular | Endovascular aortic repair | Aortic stent graft package | TEVAR package | Terumo Aortic | RelayPro Thoracic Stent-Graft System (Non-Bare Stent Configuration) | 28-N4-24-110-34S | Standalone | DE0503702 | 1 Patients with thoracic aortic aneurysm (TAA; ruptured or unruptured) who are not suitable for OSR and are: 1.1 symptomatic; OR 1.2 asymptomatic and with an aneurysm of 5.5 cm or larger (measured outer-to-outer maximum anterior-posterior aortic diameter); OR 1.3 asymptomatic and with an aneurysm that has grown by more than 1 cm in one year (measured outer-to-outer maximum anterior-posterior aortic diameter). 2 Patients with type B aortic dissection (TBAD) with suitable anatomy for TEVAR and the TBAD is: 2.1 Complicated (presence of malperfusion syndrome or rupture) hyperacute (less than 24 hours), acute (1 to 14 days), or subacute (15 to 90 days); OR 2.2 Uncomplicated with high-risk features (refractory pain, refractory hypertension, bloody pleural effusion, aortic diameter of more than 40 mm, imaging evidence of malperfusion, entry tear on lesser curvature, or false lumen of more than 22 mm). 3 Patients with traumatic aortic injury who do not have contraindications to endovascular repair.
Vascular | Endovascular aortic repair | Aortic stent graft package | TEVAR package | Terumo Aortic | RelayPro Thoracic Stent-Graft System (Non-Bare Stent Configuration) | 28-N4-24-130-34S | Standalone | DE0503702 | 1 Patients with thoracic aortic aneurysm (TAA; ruptured or unruptured) who are not suitable for OSR and are: 1.1 symptomatic; OR 1.2 asymptomatic and with an aneurysm of 5.5 cm or larger (measured outer-to-outer maximum anterior-posterior aortic diameter); OR 1.3 asymptomatic and with an aneurysm that has grown by more than 1 cm in one year (measured outer-to-outer maximum anterior-posterior aortic diameter). 2 Patients with type B aortic dissection (TBAD) with suitable anatomy for TEVAR and the TBAD is: 2.1 Complicated (presence of malperfusion syndrome or rupture) hyperacute (less than 24 hours), acute (1 to 14 days), or subacute (15 to 90 days); OR 2.2 Uncomplicated with high-risk features (refractory pain, refractory hypertension, bloody pleural effusion, aortic diameter of more than 40 mm, imaging evidence of malperfusion, entry tear on lesser curvature, or false lumen of more than 22 mm). 3 Patients with traumatic aortic injury who do not have contraindications to endovascular repair.
Vascular | Endovascular aortic repair | Aortic stent graft package | TEVAR package | Terumo Aortic | RelayPro Thoracic Stent-Graft System (Non-Bare Stent Configuration) | 28-N4-24-150-34S | Standalone | DE0503702 | 1 Patients with thoracic aortic aneurysm (TAA; ruptured or unruptured) who are not suitable for OSR and are: 1.1 symptomatic; OR 1.2 asymptomatic and with an aneurysm of 5.5 cm or larger (measured outer-to-outer maximum anterior-posterior aortic diameter); OR 1.3 asymptomatic and with an aneurysm that has grown by more than 1 cm in one year (measured outer-to-outer maximum anterior-posterior aortic diameter). 2 Patients with type B aortic dissection (TBAD) with suitable anatomy for TEVAR and the TBAD is: 2.1 Complicated (presence of malperfusion syndrome or rupture) hyperacute (less than 24 hours), acute (1 to 14 days), or subacute (15 to 90 days); OR 2.2 Uncomplicated with high-risk features (refractory pain, refractory hypertension, bloody pleural effusion, aortic diameter of more than 40 mm, imaging evidence of malperfusion, entry tear on lesser curvature, or false lumen of more than 22 mm). 3 Patients with traumatic aortic injury who do not have contraindications to endovascular repair.
Vascular | Endovascular aortic repair | Aortic stent graft package | TEVAR package | Terumo Aortic | RelayPro Thoracic Stent-Graft System (Non-Bare Stent Configuration) | 28-N4-24-170-34S | Standalone | DE0503702 | 1 Patients with thoracic aortic aneurysm (TAA; ruptured or unruptured) who are not suitable for OSR and are: 1.1 symptomatic; OR 1.2 asymptomatic and with an aneurysm of 5.5 cm or larger (measured outer-to-outer maximum anterior-posterior aortic diameter); OR 1.3 asymptomatic and with an aneurysm that has grown by more than 1 cm in one year (measured outer-to-outer maximum anterior-posterior aortic diameter). 2 Patients with type B aortic dissection (TBAD) with suitable anatomy for TEVAR and the TBAD is: 2.1 Complicated (presence of malperfusion syndrome or rupture) hyperacute (less than 24 hours), acute (1 to 14 days), or subacute (15 to 90 days); OR 2.2 Uncomplicated with high-risk features (refractory pain, refractory hypertension, bloody pleural effusion, aortic diameter of more than 40 mm, imaging evidence of malperfusion, entry tear on lesser curvature, or false lumen of more than 22 mm). 3 Patients with traumatic aortic injury who do not have contraindications to endovascular repair.
Vascular | Endovascular aortic repair | Aortic stent graft package | TEVAR package | Terumo Aortic | RelayPro Thoracic Stent-Graft System (Non-Bare Stent Configuration) | 28-N4-24-190-34S | Standalone | DE0503702 | 1 Patients with thoracic aortic aneurysm (TAA; ruptured or unruptured) who are not suitable for OSR and are: 1.1 symptomatic; OR 1.2 asymptomatic and with an aneurysm of 5.5 cm or larger (measured outer-to-outer maximum anterior-posterior aortic diameter); OR 1.3 asymptomatic and with an aneurysm that has grown by more than 1 cm in one year (measured outer-to-outer maximum anterior-posterior aortic diameter). 2 Patients with type B aortic dissection (TBAD) with suitable anatomy for TEVAR and the TBAD is: 2.1 Complicated (presence of malperfusion syndrome or rupture) hyperacute (less than 24 hours), acute (1 to 14 days), or subacute (15 to 90 days); OR 2.2 Uncomplicated with high-risk features (refractory pain, refractory hypertension, bloody pleural effusion, aortic diameter of more than 40 mm, imaging evidence of malperfusion, entry tear on lesser curvature, or false lumen of more than 22 mm). 3 Patients with traumatic aortic injury who do not have contraindications to endovascular repair.
Vascular | Endovascular aortic repair | Aortic stent graft package | TEVAR package | Terumo Aortic | RelayPro Thoracic Stent-Graft System (Non-Bare Stent Configuration) | 28-N4-24-210-34S | Standalone | DE0503702 | 1 Patients with thoracic aortic aneurysm (TAA; ruptured or unruptured) who are not suitable for OSR and are: 1.1 symptomatic; OR 1.2 asymptomatic and with an aneurysm of 5.5 cm or larger (measured outer-to-outer maximum anterior-posterior aortic diameter); OR 1.3 asymptomatic and with an aneurysm that has grown by more than 1 cm in one year (measured outer-to-outer maximum anterior-posterior aortic diameter). 2 Patients with type B aortic dissection (TBAD) with suitable anatomy for TEVAR and the TBAD is: 2.1 Complicated (presence of malperfusion syndrome or rupture) hyperacute (less than 24 hours), acute (1 to 14 days), or subacute (15 to 90 days); OR 2.2 Uncomplicated with high-risk features (refractory pain, refractory hypertension, bloody pleural effusion, aortic diameter of more than 40 mm, imaging evidence of malperfusion, entry tear on lesser curvature, or false lumen of more than 22 mm). 3 Patients with traumatic aortic injury who do not have contraindications to endovascular repair.
Vascular | Endovascular aortic repair | Aortic stent graft package | TEVAR package | Terumo Aortic | RelayPro Thoracic Stent-Graft System (Non-Bare Stent Configuration) | 28-N4-24-230-34S | Standalone | DE0503702 | 1 Patients with thoracic aortic aneurysm (TAA; ruptured or unruptured) who are not suitable for OSR and are: 1.1 symptomatic; OR 1.2 asymptomatic and with an aneurysm of 5.5 cm or larger (measured outer-to-outer maximum anterior-posterior aortic diameter); OR 1.3 asymptomatic and with an aneurysm that has grown by more than 1 cm in one year (measured outer-to-outer maximum anterior-posterior aortic diameter). 2 Patients with type B aortic dissection (TBAD) with suitable anatomy for TEVAR and the TBAD is: 2.1 Complicated (presence of malperfusion syndrome or rupture) hyperacute (less than 24 hours), acute (1 to 14 days), or subacute (15 to 90 days); OR 2.2 Uncomplicated with high-risk features (refractory pain, refractory hypertension, bloody pleural effusion, aortic diameter of more than 40 mm, imaging evidence of malperfusion, entry tear on lesser curvature, or false lumen of more than 22 mm). 3 Patients with traumatic aortic injury who do not have contraindications to endovascular repair.
Vascular | Endovascular aortic repair | Aortic stent graft package | TEVAR package | Terumo Aortic | RelayPro Thoracic Stent-Graft System (Non-Bare Stent Configuration) | 28-N4-24-250-34S | Standalone | DE0503702 | 1 Patients with thoracic aortic aneurysm (TAA; ruptured or unruptured) who are not suitable for OSR and are: 1.1 symptomatic; OR 1.2 asymptomatic and with an aneurysm of 5.5 cm or larger (measured outer-to-outer maximum anterior-posterior aortic diameter); OR 1.3 asymptomatic and with an aneurysm that has grown by more than 1 cm in one year (measured outer-to-outer maximum anterior-posterior aortic diameter). 2 Patients with type B aortic dissection (TBAD) with suitable anatomy for TEVAR and the TBAD is: 2.1 Complicated (presence of malperfusion syndrome or rupture) hyperacute (less than 24 hours), acute (1 to 14 days), or subacute (15 to 90 days); OR 2.2 Uncomplicated with high-risk features (refractory pain, refractory hypertension, bloody pleural effusion, aortic diameter of more than 40 mm, imaging evidence of malperfusion, entry tear on lesser curvature, or false lumen of more than 22 mm). 3 Patients with traumatic aortic injury who do not have contraindications to endovascular repair.
Vascular | Endovascular aortic repair | Aortic stent graft package | TEVAR package | Terumo Aortic | RelayPro Thoracic Stent-Graft System (Non-Bare Stent Configuration) | 28-N4-26-090-34S | Standalone | DE0503702 | 1 Patients with thoracic aortic aneurysm (TAA; ruptured or unruptured) who are not suitable for OSR and are: 1.1 symptomatic; OR 1.2 asymptomatic and with an aneurysm of 5.5 cm or larger (measured outer-to-outer maximum anterior-posterior aortic diameter); OR 1.3 asymptomatic and with an aneurysm that has grown by more than 1 cm in one year (measured outer-to-outer maximum anterior-posterior aortic diameter). 2 Patients with type B aortic dissection (TBAD) with suitable anatomy for TEVAR and the TBAD is: 2.1 Complicated (presence of malperfusion syndrome or rupture) hyperacute (less than 24 hours), acute (1 to 14 days), or subacute (15 to 90 days); OR 2.2 Uncomplicated with high-risk features (refractory pain, refractory hypertension, bloody pleural effusion, aortic diameter of more than 40 mm, imaging evidence of malperfusion, entry tear on lesser curvature, or false lumen of more than 22 mm). 3 Patients with traumatic aortic injury who do not have contraindications to endovascular repair.
Vascular | Endovascular aortic repair | Aortic stent graft package | TEVAR package | Terumo Aortic | RelayPro Thoracic Stent-Graft System (Non-Bare Stent Configuration) | 28-N4-26-110-34S | Standalone | DE0503702 | 1 Patients with thoracic aortic aneurysm (TAA; ruptured or unruptured) who are not suitable for OSR and are: 1.1 symptomatic; OR 1.2 asymptomatic and with an aneurysm of 5.5 cm or larger (measured outer-to-outer maximum anterior-posterior aortic diameter); OR 1.3 asymptomatic and with an aneurysm that has grown by more than 1 cm in one year (measured outer-to-outer maximum anterior-posterior aortic diameter). 2 Patients with type B aortic dissection (TBAD) with suitable anatomy for TEVAR and the TBAD is: 2.1 Complicated (presence of malperfusion syndrome or rupture) hyperacute (less than 24 hours), acute (1 to 14 days), or subacute (15 to 90 days); OR 2.2 Uncomplicated with high-risk features (refractory pain, refractory hypertension, bloody pleural effusion, aortic diameter of more than 40 mm, imaging evidence of malperfusion, entry tear on lesser curvature, or false lumen of more than 22 mm). 3 Patients with traumatic aortic injury who do not have contraindications to endovascular repair.
Vascular | Endovascular aortic repair | Aortic stent graft package | TEVAR package | Terumo Aortic | RelayPro Thoracic Stent-Graft System (Non-Bare Stent Configuration) | 28-N4-26-130-34S | Standalone | DE0503702 | 1 Patients with thoracic aortic aneurysm (TAA; ruptured or unruptured) who are not suitable for OSR and are: 1.1 symptomatic; OR 1.2 asymptomatic and with an aneurysm of 5.5 cm or larger (measured outer-to-outer maximum anterior-posterior aortic diameter); OR 1.3 asymptomatic and with an aneurysm that has grown by more than 1 cm in one year (measured outer-to-outer maximum anterior-posterior aortic diameter). 2 Patients with type B aortic dissection (TBAD) with suitable anatomy for TEVAR and the TBAD is: 2.1 Complicated (presence of malperfusion syndrome or rupture) hyperacute (less than 24 hours), acute (1 to 14 days), or subacute (15 to 90 days); OR 2.2 Uncomplicated with high-risk features (refractory pain, refractory hypertension, bloody pleural effusion, aortic diameter of more than 40 mm, imaging evidence of malperfusion, entry tear on lesser curvature, or false lumen of more than 22 mm). 3 Patients with traumatic aortic injury who do not have contraindications to endovascular repair.
Vascular | Endovascular aortic repair | Aortic stent graft package | TEVAR package | Terumo Aortic | RelayPro Thoracic Stent-Graft System (Non-Bare Stent Configuration) | 28-N4-26-150-34S | Standalone | DE0503702 | 1 Patients with thoracic aortic aneurysm (TAA; ruptured or unruptured) who are not suitable for OSR and are: 1.1 symptomatic; OR 1.2 asymptomatic and with an aneurysm of 5.5 cm or larger (measured outer-to-outer maximum anterior-posterior aortic diameter); OR 1.3 asymptomatic and with an aneurysm that has grown by more than 1 cm in one year (measured outer-to-outer maximum anterior-posterior aortic diameter). 2 Patients with type B aortic dissection (TBAD) with suitable anatomy for TEVAR and the TBAD is: 2.1 Complicated (presence of malperfusion syndrome or rupture) hyperacute (less than 24 hours), acute (1 to 14 days), or subacute (15 to 90 days); OR 2.2 Uncomplicated with high-risk features (refractory pain, refractory hypertension, bloody pleural effusion, aortic diameter of more than 40 mm, imaging evidence of malperfusion, entry tear on lesser curvature, or false lumen of more than 22 mm). 3 Patients with traumatic aortic injury who do not have contraindications to endovascular repair.
Vascular | Endovascular aortic repair | Aortic stent graft package | TEVAR package | Terumo Aortic | RelayPro Thoracic Stent-Graft System (Non-Bare Stent Configuration) | 28-N4-26-170-34S | Standalone | DE0503702 | 1 Patients with thoracic aortic aneurysm (TAA; ruptured or unruptured) who are not suitable for OSR and are: 1.1 symptomatic; OR 1.2 asymptomatic and with an aneurysm of 5.5 cm or larger (measured outer-to-outer maximum anterior-posterior aortic diameter); OR 1.3 asymptomatic and with an aneurysm that has grown by more than 1 cm in one year (measured outer-to-outer maximum anterior-posterior aortic diameter). 2 Patients with type B aortic dissection (TBAD) with suitable anatomy for TEVAR and the TBAD is: 2.1 Complicated (presence of malperfusion syndrome or rupture) hyperacute (less than 24 hours), acute (1 to 14 days), or subacute (15 to 90 days); OR 2.2 Uncomplicated with high-risk features (refractory pain, refractory hypertension, bloody pleural effusion, aortic diameter of more than 40 mm, imaging evidence of malperfusion, entry tear on lesser curvature, or false lumen of more than 22 mm). 3 Patients with traumatic aortic injury who do not have contraindications to endovascular repair.
Vascular | Endovascular aortic repair | Aortic stent graft package | TEVAR package | Terumo Aortic | RelayPro Thoracic Stent-Graft System (Non-Bare Stent Configuration) | 28-N4-26-190-34S | Standalone | DE0503702 | 1 Patients with thoracic aortic aneurysm (TAA; ruptured or unruptured) who are not suitable for OSR and are: 1.1 symptomatic; OR 1.2 asymptomatic and with an aneurysm of 5.5 cm or larger (measured outer-to-outer maximum anterior-posterior aortic diameter); OR 1.3 asymptomatic and with an aneurysm that has grown by more than 1 cm in one year (measured outer-to-outer maximum anterior-posterior aortic diameter). 2 Patients with type B aortic dissection (TBAD) with suitable anatomy for TEVAR and the TBAD is: 2.1 Complicated (presence of malperfusion syndrome or rupture) hyperacute (less than 24 hours), acute (1 to 14 days), or subacute (15 to 90 days); OR 2.2 Uncomplicated with high-risk features (refractory pain, refractory hypertension, bloody pleural effusion, aortic diameter of more than 40 mm, imaging evidence of malperfusion, entry tear on lesser curvature, or false lumen of more than 22 mm). 3 Patients with traumatic aortic injury who do not have contraindications to endovascular repair.
Vascular | Endovascular aortic repair | Aortic stent graft package | TEVAR package | Terumo Aortic | RelayPro Thoracic Stent-Graft System (Non-Bare Stent Configuration) | 28-N4-26-210-34S | Standalone | DE0503702 | 1 Patients with thoracic aortic aneurysm (TAA; ruptured or unruptured) who are not suitable for OSR and are: 1.1 symptomatic; OR 1.2 asymptomatic and with an aneurysm of 5.5 cm or larger (measured outer-to-outer maximum anterior-posterior aortic diameter); OR 1.3 asymptomatic and with an aneurysm that has grown by more than 1 cm in one year (measured outer-to-outer maximum anterior-posterior aortic diameter). 2 Patients with type B aortic dissection (TBAD) with suitable anatomy for TEVAR and the TBAD is: 2.1 Complicated (presence of malperfusion syndrome or rupture) hyperacute (less than 24 hours), acute (1 to 14 days), or subacute (15 to 90 days); OR 2.2 Uncomplicated with high-risk features (refractory pain, refractory hypertension, bloody pleural effusion, aortic diameter of more than 40 mm, imaging evidence of malperfusion, entry tear on lesser curvature, or false lumen of more than 22 mm). 3 Patients with traumatic aortic injury who do not have contraindications to endovascular repair.
Vascular | Endovascular aortic repair | Aortic stent graft package | TEVAR package | Terumo Aortic | RelayPro Thoracic Stent-Graft System (Non-Bare Stent Configuration) | 28-N4-26-230-34S | Standalone | DE0503702 | 1 Patients with thoracic aortic aneurysm (TAA; ruptured or unruptured) who are not suitable for OSR and are: 1.1 symptomatic; OR 1.2 asymptomatic and with an aneurysm of 5.5 cm or larger (measured outer-to-outer maximum anterior-posterior aortic diameter); OR 1.3 asymptomatic and with an aneurysm that has grown by more than 1 cm in one year (measured outer-to-outer maximum anterior-posterior aortic diameter). 2 Patients with type B aortic dissection (TBAD) with suitable anatomy for TEVAR and the TBAD is: 2.1 Complicated (presence of malperfusion syndrome or rupture) hyperacute (less than 24 hours), acute (1 to 14 days), or subacute (15 to 90 days); OR 2.2 Uncomplicated with high-risk features (refractory pain, refractory hypertension, bloody pleural effusion, aortic diameter of more than 40 mm, imaging evidence of malperfusion, entry tear on lesser curvature, or false lumen of more than 22 mm). 3 Patients with traumatic aortic injury who do not have contraindications to endovascular repair.
Vascular | Endovascular aortic repair | Aortic stent graft package | TEVAR package | Terumo Aortic | RelayPro Thoracic Stent-Graft System (Non-Bare Stent Configuration) | 28-N4-26-250-34S | Standalone | DE0503702 | 1 Patients with thoracic aortic aneurysm (TAA; ruptured or unruptured) who are not suitable for OSR and are: 1.1 symptomatic; OR 1.2 asymptomatic and with an aneurysm of 5.5 cm or larger (measured outer-to-outer maximum anterior-posterior aortic diameter); OR 1.3 asymptomatic and with an aneurysm that has grown by more than 1 cm in one year (measured outer-to-outer maximum anterior-posterior aortic diameter). 2 Patients with type B aortic dissection (TBAD) with suitable anatomy for TEVAR and the TBAD is: 2.1 Complicated (presence of malperfusion syndrome or rupture) hyperacute (less than 24 hours), acute (1 to 14 days), or subacute (15 to 90 days); OR 2.2 Uncomplicated with high-risk features (refractory pain, refractory hypertension, bloody pleural effusion, aortic diameter of more than 40 mm, imaging evidence of malperfusion, entry tear on lesser curvature, or false lumen of more than 22 mm). 3 Patients with traumatic aortic injury who do not have contraindications to endovascular repair.
Vascular | Endovascular aortic repair | Aortic stent graft package | TEVAR package | Terumo Aortic | RelayPro Thoracic Stent-Graft System (Non-Bare Stent Configuration) | 28-N4-28-090-34S | Standalone | DE0503702 | 1 Patients with thoracic aortic aneurysm (TAA; ruptured or unruptured) who are not suitable for OSR and are: 1.1 symptomatic; OR 1.2 asymptomatic and with an aneurysm of 5.5 cm or larger (measured outer-to-outer maximum anterior-posterior aortic diameter); OR 1.3 asymptomatic and with an aneurysm that has grown by more than 1 cm in one year (measured outer-to-outer maximum anterior-posterior aortic diameter). 2 Patients with type B aortic dissection (TBAD) with suitable anatomy for TEVAR and the TBAD is: 2.1 Complicated (presence of malperfusion syndrome or rupture) hyperacute (less than 24 hours), acute (1 to 14 days), or subacute (15 to 90 days); OR 2.2 Uncomplicated with high-risk features (refractory pain, refractory hypertension, bloody pleural effusion, aortic diameter of more than 40 mm, imaging evidence of malperfusion, entry tear on lesser curvature, or false lumen of more than 22 mm). 3 Patients with traumatic aortic injury who do not have contraindications to endovascular repair.
Vascular | Endovascular aortic repair | Aortic stent graft package | TEVAR package | Terumo Aortic | RelayPro Thoracic Stent-Graft System (Non-Bare Stent Configuration) | 28-N4-28-110-34S | Standalone | DE0503702 | 1 Patients with thoracic aortic aneurysm (TAA; ruptured or unruptured) who are not suitable for OSR and are: 1.1 symptomatic; OR 1.2 asymptomatic and with an aneurysm of 5.5 cm or larger (measured outer-to-outer maximum anterior-posterior aortic diameter); OR 1.3 asymptomatic and with an aneurysm that has grown by more than 1 cm in one year (measured outer-to-outer maximum anterior-posterior aortic diameter). 2 Patients with type B aortic dissection (TBAD) with suitable anatomy for TEVAR and the TBAD is: 2.1 Complicated (presence of malperfusion syndrome or rupture) hyperacute (less than 24 hours), acute (1 to 14 days), or subacute (15 to 90 days); OR 2.2 Uncomplicated with high-risk features (refractory pain, refractory hypertension, bloody pleural effusion, aortic diameter of more than 40 mm, imaging evidence of malperfusion, entry tear on lesser curvature, or false lumen of more than 22 mm). 3 Patients with traumatic aortic injury who do not have contraindications to endovascular repair.
Vascular | Endovascular aortic repair | Aortic stent graft package | TEVAR package | Terumo Aortic | RelayPro Thoracic Stent-Graft System (Non-Bare Stent Configuration) | 28-N4-28-130-34S | Standalone | DE0503702 | 1 Patients with thoracic aortic aneurysm (TAA; ruptured or unruptured) who are not suitable for OSR and are: 1.1 symptomatic; OR 1.2 asymptomatic and with an aneurysm of 5.5 cm or larger (measured outer-to-outer maximum anterior-posterior aortic diameter); OR 1.3 asymptomatic and with an aneurysm that has grown by more than 1 cm in one year (measured outer-to-outer maximum anterior-posterior aortic diameter). 2 Patients with type B aortic dissection (TBAD) with suitable anatomy for TEVAR and the TBAD is: 2.1 Complicated (presence of malperfusion syndrome or rupture) hyperacute (less than 24 hours), acute (1 to 14 days), or subacute (15 to 90 days); OR 2.2 Uncomplicated with high-risk features (refractory pain, refractory hypertension, bloody pleural effusion, aortic diameter of more than 40 mm, imaging evidence of malperfusion, entry tear on lesser curvature, or false lumen of more than 22 mm). 3 Patients with traumatic aortic injury who do not have contraindications to endovascular repair.
Vascular | Endovascular aortic repair | Aortic stent graft package | TEVAR package | Terumo Aortic | RelayPro Thoracic Stent-Graft System (Non-Bare Stent Configuration) | 28-N4-28-150-34S | Standalone | DE0503702 | 1 Patients with thoracic aortic aneurysm (TAA; ruptured or unruptured) who are not suitable for OSR and are: 1.1 symptomatic; OR 1.2 asymptomatic and with an aneurysm of 5.5 cm or larger (measured outer-to-outer maximum anterior-posterior aortic diameter); OR 1.3 asymptomatic and with an aneurysm that has grown by more than 1 cm in one year (measured outer-to-outer maximum anterior-posterior aortic diameter). 2 Patients with type B aortic dissection (TBAD) with suitable anatomy for TEVAR and the TBAD is: 2.1 Complicated (presence of malperfusion syndrome or rupture) hyperacute (less than 24 hours), acute (1 to 14 days), or subacute (15 to 90 days); OR 2.2 Uncomplicated with high-risk features (refractory pain, refractory hypertension, bloody pleural effusion, aortic diameter of more than 40 mm, imaging evidence of malperfusion, entry tear on lesser curvature, or false lumen of more than 22 mm). 3 Patients with traumatic aortic injury who do not have contraindications to endovascular repair.
Vascular | Endovascular aortic repair | Aortic stent graft package | TEVAR package | Terumo Aortic | RelayPro Thoracic Stent-Graft System (Non-Bare Stent Configuration) | 28-N4-28-170-34S | Standalone | DE0503702 | 1 Patients with thoracic aortic aneurysm (TAA; ruptured or unruptured) who are not suitable for OSR and are: 1.1 symptomatic; OR 1.2 asymptomatic and with an aneurysm of 5.5 cm or larger (measured outer-to-outer maximum anterior-posterior aortic diameter); OR 1.3 asymptomatic and with an aneurysm that has grown by more than 1 cm in one year (measured outer-to-outer maximum anterior-posterior aortic diameter). 2 Patients with type B aortic dissection (TBAD) with suitable anatomy for TEVAR and the TBAD is: 2.1 Complicated (presence of malperfusion syndrome or rupture) hyperacute (less than 24 hours), acute (1 to 14 days), or subacute (15 to 90 days); OR 2.2 Uncomplicated with high-risk features (refractory pain, refractory hypertension, bloody pleural effusion, aortic diameter of more than 40 mm, imaging evidence of malperfusion, entry tear on lesser curvature, or false lumen of more than 22 mm). 3 Patients with traumatic aortic injury who do not have contraindications to endovascular repair.
Vascular | Endovascular aortic repair | Aortic stent graft package | TEVAR package | Terumo Aortic | RelayPro Thoracic Stent-Graft System (Non-Bare Stent Configuration) | 28-N4-28-190-34S | Standalone | DE0503702 | 1 Patients with thoracic aortic aneurysm (TAA; ruptured or unruptured) who are not suitable for OSR and are: 1.1 symptomatic; OR 1.2 asymptomatic and with an aneurysm of 5.5 cm or larger (measured outer-to-outer maximum anterior-posterior aortic diameter); OR 1.3 asymptomatic and with an aneurysm that has grown by more than 1 cm in one year (measured outer-to-outer maximum anterior-posterior aortic diameter). 2 Patients with type B aortic dissection (TBAD) with suitable anatomy for TEVAR and the TBAD is: 2.1 Complicated (presence of malperfusion syndrome or rupture) hyperacute (less than 24 hours), acute (1 to 14 days), or subacute (15 to 90 days); OR 2.2 Uncomplicated with high-risk features (refractory pain, refractory hypertension, bloody pleural effusion, aortic diameter of more than 40 mm, imaging evidence of malperfusion, entry tear on lesser curvature, or false lumen of more than 22 mm). 3 Patients with traumatic aortic injury who do not have contraindications to endovascular repair.
Vascular | Endovascular aortic repair | Aortic stent graft package | TEVAR package | Terumo Aortic | RelayPro Thoracic Stent-Graft System (Non-Bare Stent Configuration) | 28-N4-28-210-34S | Standalone | DE0503702 | 1 Patients with thoracic aortic aneurysm (TAA; ruptured or unruptured) who are not suitable for OSR and are: 1.1 symptomatic; OR 1.2 asymptomatic and with an aneurysm of 5.5 cm or larger (measured outer-to-outer maximum anterior-posterior aortic diameter); OR 1.3 asymptomatic and with an aneurysm that has grown by more than 1 cm in one year (measured outer-to-outer maximum anterior-posterior aortic diameter). 2 Patients with type B aortic dissection (TBAD) with suitable anatomy for TEVAR and the TBAD is: 2.1 Complicated (presence of malperfusion syndrome or rupture) hyperacute (less than 24 hours), acute (1 to 14 days), or subacute (15 to 90 days); OR 2.2 Uncomplicated with high-risk features (refractory pain, refractory hypertension, bloody pleural effusion, aortic diameter of more than 40 mm, imaging evidence of malperfusion, entry tear on lesser curvature, or false lumen of more than 22 mm). 3 Patients with traumatic aortic injury who do not have contraindications to endovascular repair.
Vascular | Endovascular aortic repair | Aortic stent graft package | TEVAR package | Terumo Aortic | RelayPro Thoracic Stent-Graft System (Non-Bare Stent Configuration) | 28-N4-28-230-34S | Standalone | DE0503702 | 1 Patients with thoracic aortic aneurysm (TAA; ruptured or unruptured) who are not suitable for OSR and are: 1.1 symptomatic; OR 1.2 asymptomatic and with an aneurysm of 5.5 cm or larger (measured outer-to-outer maximum anterior-posterior aortic diameter); OR 1.3 asymptomatic and with an aneurysm that has grown by more than 1 cm in one year (measured outer-to-outer maximum anterior-posterior aortic diameter). 2 Patients with type B aortic dissection (TBAD) with suitable anatomy for TEVAR and the TBAD is: 2.1 Complicated (presence of malperfusion syndrome or rupture) hyperacute (less than 24 hours), acute (1 to 14 days), or subacute (15 to 90 days); OR 2.2 Uncomplicated with high-risk features (refractory pain, refractory hypertension, bloody pleural effusion, aortic diameter of more than 40 mm, imaging evidence of malperfusion, entry tear on lesser curvature, or false lumen of more than 22 mm). 3 Patients with traumatic aortic injury who do not have contraindications to endovascular repair.
Vascular | Endovascular aortic repair | Aortic stent graft package | TEVAR package | Terumo Aortic | RelayPro Thoracic Stent-Graft System (Non-Bare Stent Configuration) | 28-N4-28-250-34S | Standalone | DE0503702 | 1 Patients with thoracic aortic aneurysm (TAA; ruptured or unruptured) who are not suitable for OSR and are: 1.1 symptomatic; OR 1.2 asymptomatic and with an aneurysm of 5.5 cm or larger (measured outer-to-outer maximum anterior-posterior aortic diameter); OR 1.3 asymptomatic and with an aneurysm that has grown by more than 1 cm in one year (measured outer-to-outer maximum anterior-posterior aortic diameter). 2 Patients with type B aortic dissection (TBAD) with suitable anatomy for TEVAR and the TBAD is: 2.1 Complicated (presence of malperfusion syndrome or rupture) hyperacute (less than 24 hours), acute (1 to 14 days), or subacute (15 to 90 days); OR 2.2 Uncomplicated with high-risk features (refractory pain, refractory hypertension, bloody pleural effusion, aortic diameter of more than 40 mm, imaging evidence of malperfusion, entry tear on lesser curvature, or false lumen of more than 22 mm). 3 Patients with traumatic aortic injury who do not have contraindications to endovascular repair.
Vascular | Endovascular aortic repair | Aortic stent graft package | TEVAR package | Terumo Aortic | RelayPro Thoracic Stent-Graft System (Non-Bare Stent Configuration) | 28-N4-30-090-34S | Standalone | DE0503702 | 1 Patients with thoracic aortic aneurysm (TAA; ruptured or unruptured) who are not suitable for OSR and are: 1.1 symptomatic; OR 1.2 asymptomatic and with an aneurysm of 5.5 cm or larger (measured outer-to-outer maximum anterior-posterior aortic diameter); OR 1.3 asymptomatic and with an aneurysm that has grown by more than 1 cm in one year (measured outer-to-outer maximum anterior-posterior aortic diameter). 2 Patients with type B aortic dissection (TBAD) with suitable anatomy for TEVAR and the TBAD is: 2.1 Complicated (presence of malperfusion syndrome or rupture) hyperacute (less than 24 hours), acute (1 to 14 days), or subacute (15 to 90 days); OR 2.2 Uncomplicated with high-risk features (refractory pain, refractory hypertension, bloody pleural effusion, aortic diameter of more than 40 mm, imaging evidence of malperfusion, entry tear on lesser curvature, or false lumen of more than 22 mm). 3 Patients with traumatic aortic injury who do not have contraindications to endovascular repair.
Vascular | Endovascular aortic repair | Aortic stent graft package | TEVAR package | Terumo Aortic | RelayPro Thoracic Stent-Graft System (Non-Bare Stent Configuration) | 28-N4-30-110-34S | Standalone | DE0503702 | 1 Patients with thoracic aortic aneurysm (TAA; ruptured or unruptured) who are not suitable for OSR and are: 1.1 symptomatic; OR 1.2 asymptomatic and with an aneurysm of 5.5 cm or larger (measured outer-to-outer maximum anterior-posterior aortic diameter); OR 1.3 asymptomatic and with an aneurysm that has grown by more than 1 cm in one year (measured outer-to-outer maximum anterior-posterior aortic diameter). 2 Patients with type B aortic dissection (TBAD) with suitable anatomy for TEVAR and the TBAD is: 2.1 Complicated (presence of malperfusion syndrome or rupture) hyperacute (less than 24 hours), acute (1 to 14 days), or subacute (15 to 90 days); OR 2.2 Uncomplicated with high-risk features (refractory pain, refractory hypertension, bloody pleural effusion, aortic diameter of more than 40 mm, imaging evidence of malperfusion, entry tear on lesser curvature, or false lumen of more than 22 mm). 3 Patients with traumatic aortic injury who do not have contraindications to endovascular repair.
Vascular | Endovascular aortic repair | Aortic stent graft package | TEVAR package | Terumo Aortic | RelayPro Thoracic Stent-Graft System (Non-Bare Stent Configuration) | 28-N4-30-130-34S | Standalone | DE0503702 | 1 Patients with thoracic aortic aneurysm (TAA; ruptured or unruptured) who are not suitable for OSR and are: 1.1 symptomatic; OR 1.2 asymptomatic and with an aneurysm of 5.5 cm or larger (measured outer-to-outer maximum anterior-posterior aortic diameter); OR 1.3 asymptomatic and with an aneurysm that has grown by more than 1 cm in one year (measured outer-to-outer maximum anterior-posterior aortic diameter). 2 Patients with type B aortic dissection (TBAD) with suitable anatomy for TEVAR and the TBAD is: 2.1 Complicated (presence of malperfusion syndrome or rupture) hyperacute (less than 24 hours), acute (1 to 14 days), or subacute (15 to 90 days); OR 2.2 Uncomplicated with high-risk features (refractory pain, refractory hypertension, bloody pleural effusion, aortic diameter of more than 40 mm, imaging evidence of malperfusion, entry tear on lesser curvature, or false lumen of more than 22 mm). 3 Patients with traumatic aortic injury who do not have contraindications to endovascular repair.
Vascular | Endovascular aortic repair | Aortic stent graft package | TEVAR package | Terumo Aortic | RelayPro Thoracic Stent-Graft System (Non-Bare Stent Configuration) | 28-N4-30-150-34S | Standalone | DE0503702 | 1 Patients with thoracic aortic aneurysm (TAA; ruptured or unruptured) who are not suitable for OSR and are: 1.1 symptomatic; OR 1.2 asymptomatic and with an aneurysm of 5.5 cm or larger (measured outer-to-outer maximum anterior-posterior aortic diameter); OR 1.3 asymptomatic and with an aneurysm that has grown by more than 1 cm in one year (measured outer-to-outer maximum anterior-posterior aortic diameter). 2 Patients with type B aortic dissection (TBAD) with suitable anatomy for TEVAR and the TBAD is: 2.1 Complicated (presence of malperfusion syndrome or rupture) hyperacute (less than 24 hours), acute (1 to 14 days), or subacute (15 to 90 days); OR 2.2 Uncomplicated with high-risk features (refractory pain, refractory hypertension, bloody pleural effusion, aortic diameter of more than 40 mm, imaging evidence of malperfusion, entry tear on lesser curvature, or false lumen of more than 22 mm). 3 Patients with traumatic aortic injury who do not have contraindications to endovascular repair.
Vascular | Endovascular aortic repair | Aortic stent graft package | TEVAR package | Terumo Aortic | RelayPro Thoracic Stent-Graft System (Non-Bare Stent Configuration) | 28-N4-30-170-34S | Standalone | DE0503702 | 1 Patients with thoracic aortic aneurysm (TAA; ruptured or unruptured) who are not suitable for OSR and are: 1.1 symptomatic; OR 1.2 asymptomatic and with an aneurysm of 5.5 cm or larger (measured outer-to-outer maximum anterior-posterior aortic diameter); OR 1.3 asymptomatic and with an aneurysm that has grown by more than 1 cm in one year (measured outer-to-outer maximum anterior-posterior aortic diameter). 2 Patients with type B aortic dissection (TBAD) with suitable anatomy for TEVAR and the TBAD is: 2.1 Complicated (presence of malperfusion syndrome or rupture) hyperacute (less than 24 hours), acute (1 to 14 days), or subacute (15 to 90 days); OR 2.2 Uncomplicated with high-risk features (refractory pain, refractory hypertension, bloody pleural effusion, aortic diameter of more than 40 mm, imaging evidence of malperfusion, entry tear on lesser curvature, or false lumen of more than 22 mm). 3 Patients with traumatic aortic injury who do not have contraindications to endovascular repair.
Vascular | Endovascular aortic repair | Aortic stent graft package | TEVAR package | Terumo Aortic | RelayPro Thoracic Stent-Graft System (Non-Bare Stent Configuration) | 28-N4-30-190-34S | Standalone | DE0503702 | 1 Patients with thoracic aortic aneurysm (TAA; ruptured or unruptured) who are not suitable for OSR and are: 1.1 symptomatic; OR 1.2 asymptomatic and with an aneurysm of 5.5 cm or larger (measured outer-to-outer maximum anterior-posterior aortic diameter); OR 1.3 asymptomatic and with an aneurysm that has grown by more than 1 cm in one year (measured outer-to-outer maximum anterior-posterior aortic diameter). 2 Patients with type B aortic dissection (TBAD) with suitable anatomy for TEVAR and the TBAD is: 2.1 Complicated (presence of malperfusion syndrome or rupture) hyperacute (less than 24 hours), acute (1 to 14 days), or subacute (15 to 90 days); OR 2.2 Uncomplicated with high-risk features (refractory pain, refractory hypertension, bloody pleural effusion, aortic diameter of more than 40 mm, imaging evidence of malperfusion, entry tear on lesser curvature, or false lumen of more than 22 mm). 3 Patients with traumatic aortic injury who do not have contraindications to endovascular repair.
Vascular | Endovascular aortic repair | Aortic stent graft package | TEVAR package | Terumo Aortic | RelayPro Thoracic Stent-Graft System (Non-Bare Stent Configuration) | 28-N4-30-210-34S | Standalone | DE0503702 | 1 Patients with thoracic aortic aneurysm (TAA; ruptured or unruptured) who are not suitable for OSR and are: 1.1 symptomatic; OR 1.2 asymptomatic and with an aneurysm of 5.5 cm or larger (measured outer-to-outer maximum anterior-posterior aortic diameter); OR 1.3 asymptomatic and with an aneurysm that has grown by more than 1 cm in one year (measured outer-to-outer maximum anterior-posterior aortic diameter). 2 Patients with type B aortic dissection (TBAD) with suitable anatomy for TEVAR and the TBAD is: 2.1 Complicated (presence of malperfusion syndrome or rupture) hyperacute (less than 24 hours), acute (1 to 14 days), or subacute (15 to 90 days); OR 2.2 Uncomplicated with high-risk features (refractory pain, refractory hypertension, bloody pleural effusion, aortic diameter of more than 40 mm, imaging evidence of malperfusion, entry tear on lesser curvature, or false lumen of more than 22 mm). 3 Patients with traumatic aortic injury who do not have contraindications to endovascular repair.
Vascular | Endovascular aortic repair | Aortic stent graft package | TEVAR package | Terumo Aortic | RelayPro Thoracic Stent-Graft System (Non-Bare Stent Configuration) | 28-N4-30-230-34S | Standalone | DE0503702 | 1 Patients with thoracic aortic aneurysm (TAA; ruptured or unruptured) who are not suitable for OSR and are: 1.1 symptomatic; OR 1.2 asymptomatic and with an aneurysm of 5.5 cm or larger (measured outer-to-outer maximum anterior-posterior aortic diameter); OR 1.3 asymptomatic and with an aneurysm that has grown by more than 1 cm in one year (measured outer-to-outer maximum anterior-posterior aortic diameter). 2 Patients with type B aortic dissection (TBAD) with suitable anatomy for TEVAR and the TBAD is: 2.1 Complicated (presence of malperfusion syndrome or rupture) hyperacute (less than 24 hours), acute (1 to 14 days), or subacute (15 to 90 days); OR 2.2 Uncomplicated with high-risk features (refractory pain, refractory hypertension, bloody pleural effusion, aortic diameter of more than 40 mm, imaging evidence of malperfusion, entry tear on lesser curvature, or false lumen of more than 22 mm). 3 Patients with traumatic aortic injury who do not have contraindications to endovascular repair.
Vascular | Endovascular aortic repair | Aortic stent graft package | TEVAR package | Terumo Aortic | RelayPro Thoracic Stent-Graft System (Non-Bare Stent Configuration) | 28-N4-30-250-34S | Standalone | DE0503702 | 1 Patients with thoracic aortic aneurysm (TAA; ruptured or unruptured) who are not suitable for OSR and are: 1.1 symptomatic; OR 1.2 asymptomatic and with an aneurysm of 5.5 cm or larger (measured outer-to-outer maximum anterior-posterior aortic diameter); OR 1.3 asymptomatic and with an aneurysm that has grown by more than 1 cm in one year (measured outer-to-outer maximum anterior-posterior aortic diameter). 2 Patients with type B aortic dissection (TBAD) with suitable anatomy for TEVAR and the TBAD is: 2.1 Complicated (presence of malperfusion syndrome or rupture) hyperacute (less than 24 hours), acute (1 to 14 days), or subacute (15 to 90 days); OR 2.2 Uncomplicated with high-risk features (refractory pain, refractory hypertension, bloody pleural effusion, aortic diameter of more than 40 mm, imaging evidence of malperfusion, entry tear on lesser curvature, or false lumen of more than 22 mm). 3 Patients with traumatic aortic injury who do not have contraindications to endovascular repair.
Vascular | Endovascular aortic repair | Aortic stent graft package | TEVAR package | Terumo Aortic | RelayPro Thoracic Stent-Graft System (Non-Bare Stent Configuration) | 28-N4-32-090-34S | Standalone | DE0503702 | 1 Patients with thoracic aortic aneurysm (TAA; ruptured or unruptured) who are not suitable for OSR and are: 1.1 symptomatic; OR 1.2 asymptomatic and with an aneurysm of 5.5 cm or larger (measured outer-to-outer maximum anterior-posterior aortic diameter); OR 1.3 asymptomatic and with an aneurysm that has grown by more than 1 cm in one year (measured outer-to-outer maximum anterior-posterior aortic diameter). 2 Patients with type B aortic dissection (TBAD) with suitable anatomy for TEVAR and the TBAD is: 2.1 Complicated (presence of malperfusion syndrome or rupture) hyperacute (less than 24 hours), acute (1 to 14 days), or subacute (15 to 90 days); OR 2.2 Uncomplicated with high-risk features (refractory pain, refractory hypertension, bloody pleural effusion, aortic diameter of more than 40 mm, imaging evidence of malperfusion, entry tear on lesser curvature, or false lumen of more than 22 mm). 3 Patients with traumatic aortic injury who do not have contraindications to endovascular repair.
Vascular | Endovascular aortic repair | Aortic stent graft package | TEVAR package | Terumo Aortic | RelayPro Thoracic Stent-Graft System (Non-Bare Stent Configuration) | 28-N4-32-110-34S | Standalone | DE0503702 | 1 Patients with thoracic aortic aneurysm (TAA; ruptured or unruptured) who are not suitable for OSR and are: 1.1 symptomatic; OR 1.2 asymptomatic and with an aneurysm of 5.5 cm or larger (measured outer-to-outer maximum anterior-posterior aortic diameter); OR 1.3 asymptomatic and with an aneurysm that has grown by more than 1 cm in one year (measured outer-to-outer maximum anterior-posterior aortic diameter). 2 Patients with type B aortic dissection (TBAD) with suitable anatomy for TEVAR and the TBAD is: 2.1 Complicated (presence of malperfusion syndrome or rupture) hyperacute (less than 24 hours), acute (1 to 14 days), or subacute (15 to 90 days); OR 2.2 Uncomplicated with high-risk features (refractory pain, refractory hypertension, bloody pleural effusion, aortic diameter of more than 40 mm, imaging evidence of malperfusion, entry tear on lesser curvature, or false lumen of more than 22 mm). 3 Patients with traumatic aortic injury who do not have contraindications to endovascular repair.
Vascular | Endovascular aortic repair | Aortic stent graft package | TEVAR package | Terumo Aortic | RelayPro Thoracic Stent-Graft System (Non-Bare Stent Configuration) | 28-N4-32-130-34S | Standalone | DE0503702 | 1 Patients with thoracic aortic aneurysm (TAA; ruptured or unruptured) who are not suitable for OSR and are: 1.1 symptomatic; OR 1.2 asymptomatic and with an aneurysm of 5.5 cm or larger (measured outer-to-outer maximum anterior-posterior aortic diameter); OR 1.3 asymptomatic and with an aneurysm that has grown by more than 1 cm in one year (measured outer-to-outer maximum anterior-posterior aortic diameter). 2 Patients with type B aortic dissection (TBAD) with suitable anatomy for TEVAR and the TBAD is: 2.1 Complicated (presence of malperfusion syndrome or rupture) hyperacute (less than 24 hours), acute (1 to 14 days), or subacute (15 to 90 days); OR 2.2 Uncomplicated with high-risk features (refractory pain, refractory hypertension, bloody pleural effusion, aortic diameter of more than 40 mm, imaging evidence of malperfusion, entry tear on lesser curvature, or false lumen of more than 22 mm). 3 Patients with traumatic aortic injury who do not have contraindications to endovascular repair.
Vascular | Endovascular aortic repair | Aortic stent graft package | TEVAR package | Terumo Aortic | RelayPro Thoracic Stent-Graft System (Non-Bare Stent Configuration) | 28-N4-32-150-34S | Standalone | DE0503702 | 1 Patients with thoracic aortic aneurysm (TAA; ruptured or unruptured) who are not suitable for OSR and are: 1.1 symptomatic; OR 1.2 asymptomatic and with an aneurysm of 5.5 cm or larger (measured outer-to-outer maximum anterior-posterior aortic diameter); OR 1.3 asymptomatic and with an aneurysm that has grown by more than 1 cm in one year (measured outer-to-outer maximum anterior-posterior aortic diameter). 2 Patients with type B aortic dissection (TBAD) with suitable anatomy for TEVAR and the TBAD is: 2.1 Complicated (presence of malperfusion syndrome or rupture) hyperacute (less than 24 hours), acute (1 to 14 days), or subacute (15 to 90 days); OR 2.2 Uncomplicated with high-risk features (refractory pain, refractory hypertension, bloody pleural effusion, aortic diameter of more than 40 mm, imaging evidence of malperfusion, entry tear on lesser curvature, or false lumen of more than 22 mm). 3 Patients with traumatic aortic injury who do not have contraindications to endovascular repair.
Vascular | Endovascular aortic repair | Aortic stent graft package | TEVAR package | Terumo Aortic | RelayPro Thoracic Stent-Graft System (Non-Bare Stent Configuration) | 28-N4-32-170-34S | Standalone | DE0503702 | 1 Patients with thoracic aortic aneurysm (TAA; ruptured or unruptured) who are not suitable for OSR and are: 1.1 symptomatic; OR 1.2 asymptomatic and with an aneurysm of 5.5 cm or larger (measured outer-to-outer maximum anterior-posterior aortic diameter); OR 1.3 asymptomatic and with an aneurysm that has grown by more than 1 cm in one year (measured outer-to-outer maximum anterior-posterior aortic diameter). 2 Patients with type B aortic dissection (TBAD) with suitable anatomy for TEVAR and the TBAD is: 2.1 Complicated (presence of malperfusion syndrome or rupture) hyperacute (less than 24 hours), acute (1 to 14 days), or subacute (15 to 90 days); OR 2.2 Uncomplicated with high-risk features (refractory pain, refractory hypertension, bloody pleural effusion, aortic diameter of more than 40 mm, imaging evidence of malperfusion, entry tear on lesser curvature, or false lumen of more than 22 mm). 3 Patients with traumatic aortic injury who do not have contraindications to endovascular repair.
Vascular | Endovascular aortic repair | Aortic stent graft package | TEVAR package | Terumo Aortic | RelayPro Thoracic Stent-Graft System (Non-Bare Stent Configuration) | 28-N4-32-190-34S | Standalone | DE0503702 | 1 Patients with thoracic aortic aneurysm (TAA; ruptured or unruptured) who are not suitable for OSR and are: 1.1 symptomatic; OR 1.2 asymptomatic and with an aneurysm of 5.5 cm or larger (measured outer-to-outer maximum anterior-posterior aortic diameter); OR 1.3 asymptomatic and with an aneurysm that has grown by more than 1 cm in one year (measured outer-to-outer maximum anterior-posterior aortic diameter). 2 Patients with type B aortic dissection (TBAD) with suitable anatomy for TEVAR and the TBAD is: 2.1 Complicated (presence of malperfusion syndrome or rupture) hyperacute (less than 24 hours), acute (1 to 14 days), or subacute (15 to 90 days); OR 2.2 Uncomplicated with high-risk features (refractory pain, refractory hypertension, bloody pleural effusion, aortic diameter of more than 40 mm, imaging evidence of malperfusion, entry tear on lesser curvature, or false lumen of more than 22 mm). 3 Patients with traumatic aortic injury who do not have contraindications to endovascular repair.
Vascular | Endovascular aortic repair | Aortic stent graft package | TEVAR package | Terumo Aortic | RelayPro Thoracic Stent-Graft System (Non-Bare Stent Configuration) | 28-N4-32-210-34S | Standalone | DE0503702 | 1 Patients with thoracic aortic aneurysm (TAA; ruptured or unruptured) who are not suitable for OSR and are: 1.1 symptomatic; OR 1.2 asymptomatic and with an aneurysm of 5.5 cm or larger (measured outer-to-outer maximum anterior-posterior aortic diameter); OR 1.3 asymptomatic and with an aneurysm that has grown by more than 1 cm in one year (measured outer-to-outer maximum anterior-posterior aortic diameter). 2 Patients with type B aortic dissection (TBAD) with suitable anatomy for TEVAR and the TBAD is: 2.1 Complicated (presence of malperfusion syndrome or rupture) hyperacute (less than 24 hours), acute (1 to 14 days), or subacute (15 to 90 days); OR 2.2 Uncomplicated with high-risk features (refractory pain, refractory hypertension, bloody pleural effusion, aortic diameter of more than 40 mm, imaging evidence of malperfusion, entry tear on lesser curvature, or false lumen of more than 22 mm). 3 Patients with traumatic aortic injury who do not have contraindications to endovascular repair.
Vascular | Endovascular aortic repair | Aortic stent graft package | TEVAR package | Terumo Aortic | RelayPro Thoracic Stent-Graft System (Non-Bare Stent Configuration) | 28-N4-32-230-34S | Standalone | DE0503702 | 1 Patients with thoracic aortic aneurysm (TAA; ruptured or unruptured) who are not suitable for OSR and are: 1.1 symptomatic; OR 1.2 asymptomatic and with an aneurysm of 5.5 cm or larger (measured outer-to-outer maximum anterior-posterior aortic diameter); OR 1.3 asymptomatic and with an aneurysm that has grown by more than 1 cm in one year (measured outer-to-outer maximum anterior-posterior aortic diameter). 2 Patients with type B aortic dissection (TBAD) with suitable anatomy for TEVAR and the TBAD is: 2.1 Complicated (presence of malperfusion syndrome or rupture) hyperacute (less than 24 hours), acute (1 to 14 days), or subacute (15 to 90 days); OR 2.2 Uncomplicated with high-risk features (refractory pain, refractory hypertension, bloody pleural effusion, aortic diameter of more than 40 mm, imaging evidence of malperfusion, entry tear on lesser curvature, or false lumen of more than 22 mm). 3 Patients with traumatic aortic injury who do not have contraindications to endovascular repair.
Vascular | Endovascular aortic repair | Aortic stent graft package | TEVAR package | Terumo Aortic | RelayPro Thoracic Stent-Graft System (Non-Bare Stent Configuration) | 28-N4-32-250-34S | Standalone | DE0503702 | 1 Patients with thoracic aortic aneurysm (TAA; ruptured or unruptured) who are not suitable for OSR and are: 1.1 symptomatic; OR 1.2 asymptomatic and with an aneurysm of 5.5 cm or larger (measured outer-to-outer maximum anterior-posterior aortic diameter); OR 1.3 asymptomatic and with an aneurysm that has grown by more than 1 cm in one year (measured outer-to-outer maximum anterior-posterior aortic diameter). 2 Patients with type B aortic dissection (TBAD) with suitable anatomy for TEVAR and the TBAD is: 2.1 Complicated (presence of malperfusion syndrome or rupture) hyperacute (less than 24 hours), acute (1 to 14 days), or subacute (15 to 90 days); OR 2.2 Uncomplicated with high-risk features (refractory pain, refractory hypertension, bloody pleural effusion, aortic diameter of more than 40 mm, imaging evidence of malperfusion, entry tear on lesser curvature, or false lumen of more than 22 mm). 3 Patients with traumatic aortic injury who do not have contraindications to endovascular repair.
Vascular | Endovascular aortic repair | Aortic stent graft package | TEVAR package | Terumo Aortic | RelayPro Thoracic Stent-Graft System (Non-Bare Stent Configuration) | 28-N4-34-109-34S | Standalone | DE0503702 | 1 Patients with thoracic aortic aneurysm (TAA; ruptured or unruptured) who are not suitable for OSR and are: 1.1 symptomatic; OR 1.2 asymptomatic and with an aneurysm of 5.5 cm or larger (measured outer-to-outer maximum anterior-posterior aortic diameter); OR 1.3 asymptomatic and with an aneurysm that has grown by more than 1 cm in one year (measured outer-to-outer maximum anterior-posterior aortic diameter). 2 Patients with type B aortic dissection (TBAD) with suitable anatomy for TEVAR and the TBAD is: 2.1 Complicated (presence of malperfusion syndrome or rupture) hyperacute (less than 24 hours), acute (1 to 14 days), or subacute (15 to 90 days); OR 2.2 Uncomplicated with high-risk features (refractory pain, refractory hypertension, bloody pleural effusion, aortic diameter of more than 40 mm, imaging evidence of malperfusion, entry tear on lesser curvature, or false lumen of more than 22 mm). 3 Patients with traumatic aortic injury who do not have contraindications to endovascular repair.
Vascular | Endovascular aortic repair | Aortic stent graft package | TEVAR package | Terumo Aortic | RelayPro Thoracic Stent-Graft System (Non-Bare Stent Configuration) | 28-N4-34-130-34S | Standalone | DE0503702 | 1 Patients with thoracic aortic aneurysm (TAA; ruptured or unruptured) who are not suitable for OSR and are: 1.1 symptomatic; OR 1.2 asymptomatic and with an aneurysm of 5.5 cm or larger (measured outer-to-outer maximum anterior-posterior aortic diameter); OR 1.3 asymptomatic and with an aneurysm that has grown by more than 1 cm in one year (measured outer-to-outer maximum anterior-posterior aortic diameter). 2 Patients with type B aortic dissection (TBAD) with suitable anatomy for TEVAR and the TBAD is: 2.1 Complicated (presence of malperfusion syndrome or rupture) hyperacute (less than 24 hours), acute (1 to 14 days), or subacute (15 to 90 days); OR 2.2 Uncomplicated with high-risk features (refractory pain, refractory hypertension, bloody pleural effusion, aortic diameter of more than 40 mm, imaging evidence of malperfusion, entry tear on lesser curvature, or false lumen of more than 22 mm). 3 Patients with traumatic aortic injury who do not have contraindications to endovascular repair.
Vascular | Endovascular aortic repair | Aortic stent graft package | TEVAR package | Terumo Aortic | RelayPro Thoracic Stent-Graft System (Non-Bare Stent Configuration) | 28-N4-34-154-34S | Standalone | DE0503702 | 1 Patients with thoracic aortic aneurysm (TAA; ruptured or unruptured) who are not suitable for OSR and are: 1.1 symptomatic; OR 1.2 asymptomatic and with an aneurysm of 5.5 cm or larger (measured outer-to-outer maximum anterior-posterior aortic diameter); OR 1.3 asymptomatic and with an aneurysm that has grown by more than 1 cm in one year (measured outer-to-outer maximum anterior-posterior aortic diameter). 2 Patients with type B aortic dissection (TBAD) with suitable anatomy for TEVAR and the TBAD is: 2.1 Complicated (presence of malperfusion syndrome or rupture) hyperacute (less than 24 hours), acute (1 to 14 days), or subacute (15 to 90 days); OR 2.2 Uncomplicated with high-risk features (refractory pain, refractory hypertension, bloody pleural effusion, aortic diameter of more than 40 mm, imaging evidence of malperfusion, entry tear on lesser curvature, or false lumen of more than 22 mm). 3 Patients with traumatic aortic injury who do not have contraindications to endovascular repair.
Vascular | Endovascular aortic repair | Aortic stent graft package | TEVAR package | Terumo Aortic | RelayPro Thoracic Stent-Graft System (Non-Bare Stent Configuration) | 28-N4-34-170-34S | Standalone | DE0503702 | 1 Patients with thoracic aortic aneurysm (TAA; ruptured or unruptured) who are not suitable for OSR and are: 1.1 symptomatic; OR 1.2 asymptomatic and with an aneurysm of 5.5 cm or larger (measured outer-to-outer maximum anterior-posterior aortic diameter); OR 1.3 asymptomatic and with an aneurysm that has grown by more than 1 cm in one year (measured outer-to-outer maximum anterior-posterior aortic diameter). 2 Patients with type B aortic dissection (TBAD) with suitable anatomy for TEVAR and the TBAD is: 2.1 Complicated (presence of malperfusion syndrome or rupture) hyperacute (less than 24 hours), acute (1 to 14 days), or subacute (15 to 90 days); OR 2.2 Uncomplicated with high-risk features (refractory pain, refractory hypertension, bloody pleural effusion, aortic diameter of more than 40 mm, imaging evidence of malperfusion, entry tear on lesser curvature, or false lumen of more than 22 mm). 3 Patients with traumatic aortic injury who do not have contraindications to endovascular repair.
Vascular | Endovascular aortic repair | Aortic stent graft package | TEVAR package | Terumo Aortic | RelayPro Thoracic Stent-Graft System (Non-Bare Stent Configuration) | 28-N4-34-190-34S | Standalone | DE0503702 | 1 Patients with thoracic aortic aneurysm (TAA; ruptured or unruptured) who are not suitable for OSR and are: 1.1 symptomatic; OR 1.2 asymptomatic and with an aneurysm of 5.5 cm or larger (measured outer-to-outer maximum anterior-posterior aortic diameter); OR 1.3 asymptomatic and with an aneurysm that has grown by more than 1 cm in one year (measured outer-to-outer maximum anterior-posterior aortic diameter). 2 Patients with type B aortic dissection (TBAD) with suitable anatomy for TEVAR and the TBAD is: 2.1 Complicated (presence of malperfusion syndrome or rupture) hyperacute (less than 24 hours), acute (1 to 14 days), or subacute (15 to 90 days); OR 2.2 Uncomplicated with high-risk features (refractory pain, refractory hypertension, bloody pleural effusion, aortic diameter of more than 40 mm, imaging evidence of malperfusion, entry tear on lesser curvature, or false lumen of more than 22 mm). 3 Patients with traumatic aortic injury who do not have contraindications to endovascular repair.
Vascular | Endovascular aortic repair | Aortic stent graft package | TEVAR package | Terumo Aortic | RelayPro Thoracic Stent-Graft System (Non-Bare Stent Configuration) | 28-N4-34-209-34S | Standalone | DE0503702 | 1 Patients with thoracic aortic aneurysm (TAA; ruptured or unruptured) who are not suitable for OSR and are: 1.1 symptomatic; OR 1.2 asymptomatic and with an aneurysm of 5.5 cm or larger (measured outer-to-outer maximum anterior-posterior aortic diameter); OR 1.3 asymptomatic and with an aneurysm that has grown by more than 1 cm in one year (measured outer-to-outer maximum anterior-posterior aortic diameter). 2 Patients with type B aortic dissection (TBAD) with suitable anatomy for TEVAR and the TBAD is: 2.1 Complicated (presence of malperfusion syndrome or rupture) hyperacute (less than 24 hours), acute (1 to 14 days), or subacute (15 to 90 days); OR 2.2 Uncomplicated with high-risk features (refractory pain, refractory hypertension, bloody pleural effusion, aortic diameter of more than 40 mm, imaging evidence of malperfusion, entry tear on lesser curvature, or false lumen of more than 22 mm). 3 Patients with traumatic aortic injury who do not have contraindications to endovascular repair.
Vascular | Endovascular aortic repair | Aortic stent graft package | TEVAR package | Terumo Aortic | RelayPro Thoracic Stent-Graft System (Non-Bare Stent Configuration) | 28-N4-34-230-34S | Standalone | DE0503702 | 1 Patients with thoracic aortic aneurysm (TAA; ruptured or unruptured) who are not suitable for OSR and are: 1.1 symptomatic; OR 1.2 asymptomatic and with an aneurysm of 5.5 cm or larger (measured outer-to-outer maximum anterior-posterior aortic diameter); OR 1.3 asymptomatic and with an aneurysm that has grown by more than 1 cm in one year (measured outer-to-outer maximum anterior-posterior aortic diameter). 2 Patients with type B aortic dissection (TBAD) with suitable anatomy for TEVAR and the TBAD is: 2.1 Complicated (presence of malperfusion syndrome or rupture) hyperacute (less than 24 hours), acute (1 to 14 days), or subacute (15 to 90 days); OR 2.2 Uncomplicated with high-risk features (refractory pain, refractory hypertension, bloody pleural effusion, aortic diameter of more than 40 mm, imaging evidence of malperfusion, entry tear on lesser curvature, or false lumen of more than 22 mm). 3 Patients with traumatic aortic injury who do not have contraindications to endovascular repair.
Vascular | Endovascular aortic repair | Aortic stent graft package | TEVAR package | Terumo Aortic | RelayPro Thoracic Stent-Graft System (Non-Bare Stent Configuration) | 28-N4-34-259-34S | Standalone | DE0503702 | 1 Patients with thoracic aortic aneurysm (TAA; ruptured or unruptured) who are not suitable for OSR and are: 1.1 symptomatic; OR 1.2 asymptomatic and with an aneurysm of 5.5 cm or larger (measured outer-to-outer maximum anterior-posterior aortic diameter); OR 1.3 asymptomatic and with an aneurysm that has grown by more than 1 cm in one year (measured outer-to-outer maximum anterior-posterior aortic diameter). 2 Patients with type B aortic dissection (TBAD) with suitable anatomy for TEVAR and the TBAD is: 2.1 Complicated (presence of malperfusion syndrome or rupture) hyperacute (less than 24 hours), acute (1 to 14 days), or subacute (15 to 90 days); OR 2.2 Uncomplicated with high-risk features (refractory pain, refractory hypertension, bloody pleural effusion, aortic diameter of more than 40 mm, imaging evidence of malperfusion, entry tear on lesser curvature, or false lumen of more than 22 mm). 3 Patients with traumatic aortic injury who do not have contraindications to endovascular repair.
Vascular | Endovascular aortic repair | Aortic stent graft package | TEVAR package | Terumo Aortic | RelayPro Thoracic Stent-Graft System (Non-Bare Stent Configuration) | 28-N4-36-110-34S | Standalone | DE0503702 | 1 Patients with thoracic aortic aneurysm (TAA; ruptured or unruptured) who are not suitable for OSR and are: 1.1 symptomatic; OR 1.2 asymptomatic and with an aneurysm of 5.5 cm or larger (measured outer-to-outer maximum anterior-posterior aortic diameter); OR 1.3 asymptomatic and with an aneurysm that has grown by more than 1 cm in one year (measured outer-to-outer maximum anterior-posterior aortic diameter). 2 Patients with type B aortic dissection (TBAD) with suitable anatomy for TEVAR and the TBAD is: 2.1 Complicated (presence of malperfusion syndrome or rupture) hyperacute (less than 24 hours), acute (1 to 14 days), or subacute (15 to 90 days); OR 2.2 Uncomplicated with high-risk features (refractory pain, refractory hypertension, bloody pleural effusion, aortic diameter of more than 40 mm, imaging evidence of malperfusion, entry tear on lesser curvature, or false lumen of more than 22 mm). 3 Patients with traumatic aortic injury who do not have contraindications to endovascular repair.
Vascular | Endovascular aortic repair | Aortic stent graft package | TEVAR package | Terumo Aortic | RelayPro Thoracic Stent-Graft System (Non-Bare Stent Configuration) | 28-N4-36-130-34S | Standalone | DE0503702 | 1 Patients with thoracic aortic aneurysm (TAA; ruptured or unruptured) who are not suitable for OSR and are: 1.1 symptomatic; OR 1.2 asymptomatic and with an aneurysm of 5.5 cm or larger (measured outer-to-outer maximum anterior-posterior aortic diameter); OR 1.3 asymptomatic and with an aneurysm that has grown by more than 1 cm in one year (measured outer-to-outer maximum anterior-posterior aortic diameter). 2 Patients with type B aortic dissection (TBAD) with suitable anatomy for TEVAR and the TBAD is: 2.1 Complicated (presence of malperfusion syndrome or rupture) hyperacute (less than 24 hours), acute (1 to 14 days), or subacute (15 to 90 days); OR 2.2 Uncomplicated with high-risk features (refractory pain, refractory hypertension, bloody pleural effusion, aortic diameter of more than 40 mm, imaging evidence of malperfusion, entry tear on lesser curvature, or false lumen of more than 22 mm). 3 Patients with traumatic aortic injury who do not have contraindications to endovascular repair.
Vascular | Endovascular aortic repair | Aortic stent graft package | TEVAR package | Terumo Aortic | RelayPro Thoracic Stent-Graft System (Non-Bare Stent Configuration) | 28-N4-36-150-34S | Standalone | DE0503702 | 1 Patients with thoracic aortic aneurysm (TAA; ruptured or unruptured) who are not suitable for OSR and are: 1.1 symptomatic; OR 1.2 asymptomatic and with an aneurysm of 5.5 cm or larger (measured outer-to-outer maximum anterior-posterior aortic diameter); OR 1.3 asymptomatic and with an aneurysm that has grown by more than 1 cm in one year (measured outer-to-outer maximum anterior-posterior aortic diameter). 2 Patients with type B aortic dissection (TBAD) with suitable anatomy for TEVAR and the TBAD is: 2.1 Complicated (presence of malperfusion syndrome or rupture) hyperacute (less than 24 hours), acute (1 to 14 days), or subacute (15 to 90 days); OR 2.2 Uncomplicated with high-risk features (refractory pain, refractory hypertension, bloody pleural effusion, aortic diameter of more than 40 mm, imaging evidence of malperfusion, entry tear on lesser curvature, or false lumen of more than 22 mm). 3 Patients with traumatic aortic injury who do not have contraindications to endovascular repair.
Vascular | Endovascular aortic repair | Aortic stent graft package | TEVAR package | Terumo Aortic | RelayPro Thoracic Stent-Graft System (Non-Bare Stent Configuration) | 28-N4-36-170-34S | Standalone | DE0503702 | 1 Patients with thoracic aortic aneurysm (TAA; ruptured or unruptured) who are not suitable for OSR and are: 1.1 symptomatic; OR 1.2 asymptomatic and with an aneurysm of 5.5 cm or larger (measured outer-to-outer maximum anterior-posterior aortic diameter); OR 1.3 asymptomatic and with an aneurysm that has grown by more than 1 cm in one year (measured outer-to-outer maximum anterior-posterior aortic diameter). 2 Patients with type B aortic dissection (TBAD) with suitable anatomy for TEVAR and the TBAD is: 2.1 Complicated (presence of malperfusion syndrome or rupture) hyperacute (less than 24 hours), acute (1 to 14 days), or subacute (15 to 90 days); OR 2.2 Uncomplicated with high-risk features (refractory pain, refractory hypertension, bloody pleural effusion, aortic diameter of more than 40 mm, imaging evidence of malperfusion, entry tear on lesser curvature, or false lumen of more than 22 mm). 3 Patients with traumatic aortic injury who do not have contraindications to endovascular repair.
Vascular | Endovascular aortic repair | Aortic stent graft package | TEVAR package | Terumo Aortic | RelayPro Thoracic Stent-Graft System (Non-Bare Stent Configuration) | 28-N4-36-190-34S | Standalone | DE0503702 | 1 Patients with thoracic aortic aneurysm (TAA; ruptured or unruptured) who are not suitable for OSR and are: 1.1 symptomatic; OR 1.2 asymptomatic and with an aneurysm of 5.5 cm or larger (measured outer-to-outer maximum anterior-posterior aortic diameter); OR 1.3 asymptomatic and with an aneurysm that has grown by more than 1 cm in one year (measured outer-to-outer maximum anterior-posterior aortic diameter). 2 Patients with type B aortic dissection (TBAD) with suitable anatomy for TEVAR and the TBAD is: 2.1 Complicated (presence of malperfusion syndrome or rupture) hyperacute (less than 24 hours), acute (1 to 14 days), or subacute (15 to 90 days); OR 2.2 Uncomplicated with high-risk features (refractory pain, refractory hypertension, bloody pleural effusion, aortic diameter of more than 40 mm, imaging evidence of malperfusion, entry tear on lesser curvature, or false lumen of more than 22 mm). 3 Patients with traumatic aortic injury who do not have contraindications to endovascular repair.
Vascular | Endovascular aortic repair | Aortic stent graft package | TEVAR package | Terumo Aortic | RelayPro Thoracic Stent-Graft System (Non-Bare Stent Configuration) | 28-N4-36-210-34S | Standalone | DE0503702 | 1 Patients with thoracic aortic aneurysm (TAA; ruptured or unruptured) who are not suitable for OSR and are: 1.1 symptomatic; OR 1.2 asymptomatic and with an aneurysm of 5.5 cm or larger (measured outer-to-outer maximum anterior-posterior aortic diameter); OR 1.3 asymptomatic and with an aneurysm that has grown by more than 1 cm in one year (measured outer-to-outer maximum anterior-posterior aortic diameter). 2 Patients with type B aortic dissection (TBAD) with suitable anatomy for TEVAR and the TBAD is: 2.1 Complicated (presence of malperfusion syndrome or rupture) hyperacute (less than 24 hours), acute (1 to 14 days), or subacute (15 to 90 days); OR 2.2 Uncomplicated with high-risk features (refractory pain, refractory hypertension, bloody pleural effusion, aortic diameter of more than 40 mm, imaging evidence of malperfusion, entry tear on lesser curvature, or false lumen of more than 22 mm). 3 Patients with traumatic aortic injury who do not have contraindications to endovascular repair.
Vascular | Endovascular aortic repair | Aortic stent graft package | TEVAR package | Terumo Aortic | RelayPro Thoracic Stent-Graft System (Non-Bare Stent Configuration) | 28-N4-36-230-34S | Standalone | DE0503702 | 1 Patients with thoracic aortic aneurysm (TAA; ruptured or unruptured) who are not suitable for OSR and are: 1.1 symptomatic; OR 1.2 asymptomatic and with an aneurysm of 5.5 cm or larger (measured outer-to-outer maximum anterior-posterior aortic diameter); OR 1.3 asymptomatic and with an aneurysm that has grown by more than 1 cm in one year (measured outer-to-outer maximum anterior-posterior aortic diameter). 2 Patients with type B aortic dissection (TBAD) with suitable anatomy for TEVAR and the TBAD is: 2.1 Complicated (presence of malperfusion syndrome or rupture) hyperacute (less than 24 hours), acute (1 to 14 days), or subacute (15 to 90 days); OR 2.2 Uncomplicated with high-risk features (refractory pain, refractory hypertension, bloody pleural effusion, aortic diameter of more than 40 mm, imaging evidence of malperfusion, entry tear on lesser curvature, or false lumen of more than 22 mm). 3 Patients with traumatic aortic injury who do not have contraindications to endovascular repair.
Vascular | Endovascular aortic repair | Aortic stent graft package | TEVAR package | Terumo Aortic | RelayPro Thoracic Stent-Graft System (Non-Bare Stent Configuration) | 28-N4-36-250-34S | Standalone | DE0503702 | 1 Patients with thoracic aortic aneurysm (TAA; ruptured or unruptured) who are not suitable for OSR and are: 1.1 symptomatic; OR 1.2 asymptomatic and with an aneurysm of 5.5 cm or larger (measured outer-to-outer maximum anterior-posterior aortic diameter); OR 1.3 asymptomatic and with an aneurysm that has grown by more than 1 cm in one year (measured outer-to-outer maximum anterior-posterior aortic diameter). 2 Patients with type B aortic dissection (TBAD) with suitable anatomy for TEVAR and the TBAD is: 2.1 Complicated (presence of malperfusion syndrome or rupture) hyperacute (less than 24 hours), acute (1 to 14 days), or subacute (15 to 90 days); OR 2.2 Uncomplicated with high-risk features (refractory pain, refractory hypertension, bloody pleural effusion, aortic diameter of more than 40 mm, imaging evidence of malperfusion, entry tear on lesser curvature, or false lumen of more than 22 mm). 3 Patients with traumatic aortic injury who do not have contraindications to endovascular repair.
Vascular | Endovascular aortic repair | Aortic stent graft package | TEVAR package | Terumo Aortic | RelayPro Thoracic Stent-Graft System (Non-Bare Stent Configuration) | 28-N4-38-110-34S | Standalone | DE0503702 | 1 Patients with thoracic aortic aneurysm (TAA; ruptured or unruptured) who are not suitable for OSR and are: 1.1 symptomatic; OR 1.2 asymptomatic and with an aneurysm of 5.5 cm or larger (measured outer-to-outer maximum anterior-posterior aortic diameter); OR 1.3 asymptomatic and with an aneurysm that has grown by more than 1 cm in one year (measured outer-to-outer maximum anterior-posterior aortic diameter). 2 Patients with type B aortic dissection (TBAD) with suitable anatomy for TEVAR and the TBAD is: 2.1 Complicated (presence of malperfusion syndrome or rupture) hyperacute (less than 24 hours), acute (1 to 14 days), or subacute (15 to 90 days); OR 2.2 Uncomplicated with high-risk features (refractory pain, refractory hypertension, bloody pleural effusion, aortic diameter of more than 40 mm, imaging evidence of malperfusion, entry tear on lesser curvature, or false lumen of more than 22 mm). 3 Patients with traumatic aortic injury who do not have contraindications to endovascular repair.
Vascular | Endovascular aortic repair | Aortic stent graft package | TEVAR package | Terumo Aortic | RelayPro Thoracic Stent-Graft System (Non-Bare Stent Configuration) | 28-N4-38-130-34S | Standalone | DE0503702 | 1 Patients with thoracic aortic aneurysm (TAA; ruptured or unruptured) who are not suitable for OSR and are: 1.1 symptomatic; OR 1.2 asymptomatic and with an aneurysm of 5.5 cm or larger (measured outer-to-outer maximum anterior-posterior aortic diameter); OR 1.3 asymptomatic and with an aneurysm that has grown by more than 1 cm in one year (measured outer-to-outer maximum anterior-posterior aortic diameter). 2 Patients with type B aortic dissection (TBAD) with suitable anatomy for TEVAR and the TBAD is: 2.1 Complicated (presence of malperfusion syndrome or rupture) hyperacute (less than 24 hours), acute (1 to 14 days), or subacute (15 to 90 days); OR 2.2 Uncomplicated with high-risk features (refractory pain, refractory hypertension, bloody pleural effusion, aortic diameter of more than 40 mm, imaging evidence of malperfusion, entry tear on lesser curvature, or false lumen of more than 22 mm). 3 Patients with traumatic aortic injury who do not have contraindications to endovascular repair.
Vascular | Endovascular aortic repair | Aortic stent graft package | TEVAR package | Terumo Aortic | RelayPro Thoracic Stent-Graft System (Non-Bare Stent Configuration) | 28-N4-38-154-34S | Standalone | DE0503702 | 1 Patients with thoracic aortic aneurysm (TAA; ruptured or unruptured) who are not suitable for OSR and are: 1.1 symptomatic; OR 1.2 asymptomatic and with an aneurysm of 5.5 cm or larger (measured outer-to-outer maximum anterior-posterior aortic diameter); OR 1.3 asymptomatic and with an aneurysm that has grown by more than 1 cm in one year (measured outer-to-outer maximum anterior-posterior aortic diameter). 2 Patients with type B aortic dissection (TBAD) with suitable anatomy for TEVAR and the TBAD is: 2.1 Complicated (presence of malperfusion syndrome or rupture) hyperacute (less than 24 hours), acute (1 to 14 days), or subacute (15 to 90 days); OR 2.2 Uncomplicated with high-risk features (refractory pain, refractory hypertension, bloody pleural effusion, aortic diameter of more than 40 mm, imaging evidence of malperfusion, entry tear on lesser curvature, or false lumen of more than 22 mm). 3 Patients with traumatic aortic injury who do not have contraindications to endovascular repair.
Vascular | Endovascular aortic repair | Aortic stent graft package | TEVAR package | Terumo Aortic | RelayPro Thoracic Stent-Graft System (Non-Bare Stent Configuration) | 28-N4-38-170-34S | Standalone | DE0503702 | 1 Patients with thoracic aortic aneurysm (TAA; ruptured or unruptured) who are not suitable for OSR and are: 1.1 symptomatic; OR 1.2 asymptomatic and with an aneurysm of 5.5 cm or larger (measured outer-to-outer maximum anterior-posterior aortic diameter); OR 1.3 asymptomatic and with an aneurysm that has grown by more than 1 cm in one year (measured outer-to-outer maximum anterior-posterior aortic diameter). 2 Patients with type B aortic dissection (TBAD) with suitable anatomy for TEVAR and the TBAD is: 2.1 Complicated (presence of malperfusion syndrome or rupture) hyperacute (less than 24 hours), acute (1 to 14 days), or subacute (15 to 90 days); OR 2.2 Uncomplicated with high-risk features (refractory pain, refractory hypertension, bloody pleural effusion, aortic diameter of more than 40 mm, imaging evidence of malperfusion, entry tear on lesser curvature, or false lumen of more than 22 mm). 3 Patients with traumatic aortic injury who do not have contraindications to endovascular repair.
Vascular | Endovascular aortic repair | Aortic stent graft package | TEVAR package | Terumo Aortic | RelayPro Thoracic Stent-Graft System (Non-Bare Stent Configuration) | 28-N4-38-199-34S | Standalone | DE0503702 | 1 Patients with thoracic aortic aneurysm (TAA; ruptured or unruptured) who are not suitable for OSR and are: 1.1 symptomatic; OR 1.2 asymptomatic and with an aneurysm of 5.5 cm or larger (measured outer-to-outer maximum anterior-posterior aortic diameter); OR 1.3 asymptomatic and with an aneurysm that has grown by more than 1 cm in one year (measured outer-to-outer maximum anterior-posterior aortic diameter). 2 Patients with type B aortic dissection (TBAD) with suitable anatomy for TEVAR and the TBAD is: 2.1 Complicated (presence of malperfusion syndrome or rupture) hyperacute (less than 24 hours), acute (1 to 14 days), or subacute (15 to 90 days); OR 2.2 Uncomplicated with high-risk features (refractory pain, refractory hypertension, bloody pleural effusion, aortic diameter of more than 40 mm, imaging evidence of malperfusion, entry tear on lesser curvature, or false lumen of more than 22 mm). 3 Patients with traumatic aortic injury who do not have contraindications to endovascular repair.
Vascular | Endovascular aortic repair | Aortic stent graft package | TEVAR package | Terumo Aortic | RelayPro Thoracic Stent-Graft System (Non-Bare Stent Configuration) | 28-N4-38-210-34S | Standalone | DE0503702 | 1 Patients with thoracic aortic aneurysm (TAA; ruptured or unruptured) who are not suitable for OSR and are: 1.1 symptomatic; OR 1.2 asymptomatic and with an aneurysm of 5.5 cm or larger (measured outer-to-outer maximum anterior-posterior aortic diameter); OR 1.3 asymptomatic and with an aneurysm that has grown by more than 1 cm in one year (measured outer-to-outer maximum anterior-posterior aortic diameter). 2 Patients with type B aortic dissection (TBAD) with suitable anatomy for TEVAR and the TBAD is: 2.1 Complicated (presence of malperfusion syndrome or rupture) hyperacute (less than 24 hours), acute (1 to 14 days), or subacute (15 to 90 days); OR 2.2 Uncomplicated with high-risk features (refractory pain, refractory hypertension, bloody pleural effusion, aortic diameter of more than 40 mm, imaging evidence of malperfusion, entry tear on lesser curvature, or false lumen of more than 22 mm). 3 Patients with traumatic aortic injury who do not have contraindications to endovascular repair.
Vascular | Endovascular aortic repair | Aortic stent graft package | TEVAR package | Terumo Aortic | RelayPro Thoracic Stent-Graft System (Non-Bare Stent Configuration) | 28-N4-38-230-34S | Standalone | DE0503702 | 1 Patients with thoracic aortic aneurysm (TAA; ruptured or unruptured) who are not suitable for OSR and are: 1.1 symptomatic; OR 1.2 asymptomatic and with an aneurysm of 5.5 cm or larger (measured outer-to-outer maximum anterior-posterior aortic diameter); OR 1.3 asymptomatic and with an aneurysm that has grown by more than 1 cm in one year (measured outer-to-outer maximum anterior-posterior aortic diameter). 2 Patients with type B aortic dissection (TBAD) with suitable anatomy for TEVAR and the TBAD is: 2.1 Complicated (presence of malperfusion syndrome or rupture) hyperacute (less than 24 hours), acute (1 to 14 days), or subacute (15 to 90 days); OR 2.2 Uncomplicated with high-risk features (refractory pain, refractory hypertension, bloody pleural effusion, aortic diameter of more than 40 mm, imaging evidence of malperfusion, entry tear on lesser curvature, or false lumen of more than 22 mm). 3 Patients with traumatic aortic injury who do not have contraindications to endovascular repair.
Vascular | Endovascular aortic repair | Aortic stent graft package | TEVAR package | Terumo Aortic | RelayPro Thoracic Stent-Graft System (Non-Bare Stent Configuration) | 28-N4-38-259-34S | Standalone | DE0503702 | 1 Patients with thoracic aortic aneurysm (TAA; ruptured or unruptured) who are not suitable for OSR and are: 1.1 symptomatic; OR 1.2 asymptomatic and with an aneurysm of 5.5 cm or larger (measured outer-to-outer maximum anterior-posterior aortic diameter); OR 1.3 asymptomatic and with an aneurysm that has grown by more than 1 cm in one year (measured outer-to-outer maximum anterior-posterior aortic diameter). 2 Patients with type B aortic dissection (TBAD) with suitable anatomy for TEVAR and the TBAD is: 2.1 Complicated (presence of malperfusion syndrome or rupture) hyperacute (less than 24 hours), acute (1 to 14 days), or subacute (15 to 90 days); OR 2.2 Uncomplicated with high-risk features (refractory pain, refractory hypertension, bloody pleural effusion, aortic diameter of more than 40 mm, imaging evidence of malperfusion, entry tear on lesser curvature, or false lumen of more than 22 mm). 3 Patients with traumatic aortic injury who do not have contraindications to endovascular repair.
Vascular | Endovascular aortic repair | Aortic stent graft package | TEVAR package | Terumo Aortic | RelayPro Thoracic Stent-Graft System (Non-Bare Stent Configuration) | 28-N4-40-110-34S | Standalone | DE0503702 | 1 Patients with thoracic aortic aneurysm (TAA; ruptured or unruptured) who are not suitable for OSR and are: 1.1 symptomatic; OR 1.2 asymptomatic and with an aneurysm of 5.5 cm or larger (measured outer-to-outer maximum anterior-posterior aortic diameter); OR 1.3 asymptomatic and with an aneurysm that has grown by more than 1 cm in one year (measured outer-to-outer maximum anterior-posterior aortic diameter). 2 Patients with type B aortic dissection (TBAD) with suitable anatomy for TEVAR and the TBAD is: 2.1 Complicated (presence of malperfusion syndrome or rupture) hyperacute (less than 24 hours), acute (1 to 14 days), or subacute (15 to 90 days); OR 2.2 Uncomplicated with high-risk features (refractory pain, refractory hypertension, bloody pleural effusion, aortic diameter of more than 40 mm, imaging evidence of malperfusion, entry tear on lesser curvature, or false lumen of more than 22 mm). 3 Patients with traumatic aortic injury who do not have contraindications to endovascular repair.
Vascular | Endovascular aortic repair | Aortic stent graft package | TEVAR package | Terumo Aortic | RelayPro Thoracic Stent-Graft System (Non-Bare Stent Configuration) | 28-N4-40-130-34S | Standalone | DE0503702 | 1 Patients with thoracic aortic aneurysm (TAA; ruptured or unruptured) who are not suitable for OSR and are: 1.1 symptomatic; OR 1.2 asymptomatic and with an aneurysm of 5.5 cm or larger (measured outer-to-outer maximum anterior-posterior aortic diameter); OR 1.3 asymptomatic and with an aneurysm that has grown by more than 1 cm in one year (measured outer-to-outer maximum anterior-posterior aortic diameter). 2 Patients with type B aortic dissection (TBAD) with suitable anatomy for TEVAR and the TBAD is: 2.1 Complicated (presence of malperfusion syndrome or rupture) hyperacute (less than 24 hours), acute (1 to 14 days), or subacute (15 to 90 days); OR 2.2 Uncomplicated with high-risk features (refractory pain, refractory hypertension, bloody pleural effusion, aortic diameter of more than 40 mm, imaging evidence of malperfusion, entry tear on lesser curvature, or false lumen of more than 22 mm). 3 Patients with traumatic aortic injury who do not have contraindications to endovascular repair.
Vascular | Endovascular aortic repair | Aortic stent graft package | TEVAR package | Terumo Aortic | RelayPro Thoracic Stent-Graft System (Non-Bare Stent Configuration) | 28-N4-40-150-34S | Standalone | DE0503702 | 1 Patients with thoracic aortic aneurysm (TAA; ruptured or unruptured) who are not suitable for OSR and are: 1.1 symptomatic; OR 1.2 asymptomatic and with an aneurysm of 5.5 cm or larger (measured outer-to-outer maximum anterior-posterior aortic diameter); OR 1.3 asymptomatic and with an aneurysm that has grown by more than 1 cm in one year (measured outer-to-outer maximum anterior-posterior aortic diameter). 2 Patients with type B aortic dissection (TBAD) with suitable anatomy for TEVAR and the TBAD is: 2.1 Complicated (presence of malperfusion syndrome or rupture) hyperacute (less than 24 hours), acute (1 to 14 days), or subacute (15 to 90 days); OR 2.2 Uncomplicated with high-risk features (refractory pain, refractory hypertension, bloody pleural effusion, aortic diameter of more than 40 mm, imaging evidence of malperfusion, entry tear on lesser curvature, or false lumen of more than 22 mm). 3 Patients with traumatic aortic injury who do not have contraindications to endovascular repair.
Vascular | Endovascular aortic repair | Aortic stent graft package | TEVAR package | Terumo Aortic | RelayPro Thoracic Stent-Graft System (Non-Bare Stent Configuration) | 28-N4-40-170-34S | Standalone | DE0503702 | 1 Patients with thoracic aortic aneurysm (TAA; ruptured or unruptured) who are not suitable for OSR and are: 1.1 symptomatic; OR 1.2 asymptomatic and with an aneurysm of 5.5 cm or larger (measured outer-to-outer maximum anterior-posterior aortic diameter); OR 1.3 asymptomatic and with an aneurysm that has grown by more than 1 cm in one year (measured outer-to-outer maximum anterior-posterior aortic diameter). 2 Patients with type B aortic dissection (TBAD) with suitable anatomy for TEVAR and the TBAD is: 2.1 Complicated (presence of malperfusion syndrome or rupture) hyperacute (less than 24 hours), acute (1 to 14 days), or subacute (15 to 90 days); OR 2.2 Uncomplicated with high-risk features (refractory pain, refractory hypertension, bloody pleural effusion, aortic diameter of more than 40 mm, imaging evidence of malperfusion, entry tear on lesser curvature, or false lumen of more than 22 mm). 3 Patients with traumatic aortic injury who do not have contraindications to endovascular repair.
Vascular | Endovascular aortic repair | Aortic stent graft package | TEVAR package | Terumo Aortic | RelayPro Thoracic Stent-Graft System (Non-Bare Stent Configuration) | 28-N4-40-190-34S | Standalone | DE0503702 | 1 Patients with thoracic aortic aneurysm (TAA; ruptured or unruptured) who are not suitable for OSR and are: 1.1 symptomatic; OR 1.2 asymptomatic and with an aneurysm of 5.5 cm or larger (measured outer-to-outer maximum anterior-posterior aortic diameter); OR 1.3 asymptomatic and with an aneurysm that has grown by more than 1 cm in one year (measured outer-to-outer maximum anterior-posterior aortic diameter). 2 Patients with type B aortic dissection (TBAD) with suitable anatomy for TEVAR and the TBAD is: 2.1 Complicated (presence of malperfusion syndrome or rupture) hyperacute (less than 24 hours), acute (1 to 14 days), or subacute (15 to 90 days); OR 2.2 Uncomplicated with high-risk features (refractory pain, refractory hypertension, bloody pleural effusion, aortic diameter of more than 40 mm, imaging evidence of malperfusion, entry tear on lesser curvature, or false lumen of more than 22 mm). 3 Patients with traumatic aortic injury who do not have contraindications to endovascular repair.
Vascular | Endovascular aortic repair | Aortic stent graft package | TEVAR package | Terumo Aortic | RelayPro Thoracic Stent-Graft System (Non-Bare Stent Configuration) | 28-N4-40-210-34S | Standalone | DE0503702 | 1 Patients with thoracic aortic aneurysm (TAA; ruptured or unruptured) who are not suitable for OSR and are: 1.1 symptomatic; OR 1.2 asymptomatic and with an aneurysm of 5.5 cm or larger (measured outer-to-outer maximum anterior-posterior aortic diameter); OR 1.3 asymptomatic and with an aneurysm that has grown by more than 1 cm in one year (measured outer-to-outer maximum anterior-posterior aortic diameter). 2 Patients with type B aortic dissection (TBAD) with suitable anatomy for TEVAR and the TBAD is: 2.1 Complicated (presence of malperfusion syndrome or rupture) hyperacute (less than 24 hours), acute (1 to 14 days), or subacute (15 to 90 days); OR 2.2 Uncomplicated with high-risk features (refractory pain, refractory hypertension, bloody pleural effusion, aortic diameter of more than 40 mm, imaging evidence of malperfusion, entry tear on lesser curvature, or false lumen of more than 22 mm). 3 Patients with traumatic aortic injury who do not have contraindications to endovascular repair.
Vascular | Endovascular aortic repair | Aortic stent graft package | TEVAR package | Terumo Aortic | RelayPro Thoracic Stent-Graft System (Non-Bare Stent Configuration) | 28-N4-40-230-34S | Standalone | DE0503702 | 1 Patients with thoracic aortic aneurysm (TAA; ruptured or unruptured) who are not suitable for OSR and are: 1.1 symptomatic; OR 1.2 asymptomatic and with an aneurysm of 5.5 cm or larger (measured outer-to-outer maximum anterior-posterior aortic diameter); OR 1.3 asymptomatic and with an aneurysm that has grown by more than 1 cm in one year (measured outer-to-outer maximum anterior-posterior aortic diameter). 2 Patients with type B aortic dissection (TBAD) with suitable anatomy for TEVAR and the TBAD is: 2.1 Complicated (presence of malperfusion syndrome or rupture) hyperacute (less than 24 hours), acute (1 to 14 days), or subacute (15 to 90 days); OR 2.2 Uncomplicated with high-risk features (refractory pain, refractory hypertension, bloody pleural effusion, aortic diameter of more than 40 mm, imaging evidence of malperfusion, entry tear on lesser curvature, or false lumen of more than 22 mm). 3 Patients with traumatic aortic injury who do not have contraindications to endovascular repair.
Vascular | Endovascular aortic repair | Aortic stent graft package | TEVAR package | Terumo Aortic | RelayPro Thoracic Stent-Graft System (Non-Bare Stent Configuration) | 28-N4-40-250-34S | Standalone | DE0503702 | 1 Patients with thoracic aortic aneurysm (TAA; ruptured or unruptured) who are not suitable for OSR and are: 1.1 symptomatic; OR 1.2 asymptomatic and with an aneurysm of 5.5 cm or larger (measured outer-to-outer maximum anterior-posterior aortic diameter); OR 1.3 asymptomatic and with an aneurysm that has grown by more than 1 cm in one year (measured outer-to-outer maximum anterior-posterior aortic diameter). 2 Patients with type B aortic dissection (TBAD) with suitable anatomy for TEVAR and the TBAD is: 2.1 Complicated (presence of malperfusion syndrome or rupture) hyperacute (less than 24 hours), acute (1 to 14 days), or subacute (15 to 90 days); OR 2.2 Uncomplicated with high-risk features (refractory pain, refractory hypertension, bloody pleural effusion, aortic diameter of more than 40 mm, imaging evidence of malperfusion, entry tear on lesser curvature, or false lumen of more than 22 mm). 3 Patients with traumatic aortic injury who do not have contraindications to endovascular repair.
Vascular | Endovascular aortic repair | Aortic stent graft package | TEVAR package | Terumo Aortic | RelayPro Thoracic Stent-Graft System (Non-Bare Stent Configuration) | 28-N4-42-110-34S | Standalone | DE0503702 | 1 Patients with thoracic aortic aneurysm (TAA; ruptured or unruptured) who are not suitable for OSR and are: 1.1 symptomatic; OR 1.2 asymptomatic and with an aneurysm of 5.5 cm or larger (measured outer-to-outer maximum anterior-posterior aortic diameter); OR 1.3 asymptomatic and with an aneurysm that has grown by more than 1 cm in one year (measured outer-to-outer maximum anterior-posterior aortic diameter). 2 Patients with type B aortic dissection (TBAD) with suitable anatomy for TEVAR and the TBAD is: 2.1 Complicated (presence of malperfusion syndrome or rupture) hyperacute (less than 24 hours), acute (1 to 14 days), or subacute (15 to 90 days); OR 2.2 Uncomplicated with high-risk features (refractory pain, refractory hypertension, bloody pleural effusion, aortic diameter of more than 40 mm, imaging evidence of malperfusion, entry tear on lesser curvature, or false lumen of more than 22 mm). 3 Patients with traumatic aortic injury who do not have contraindications to endovascular repair.
Vascular | Endovascular aortic repair | Aortic stent graft package | TEVAR package | Terumo Aortic | RelayPro Thoracic Stent-Graft System (Non-Bare Stent Configuration) | 28-N4-42-130-34S | Standalone | DE0503702 | 1 Patients with thoracic aortic aneurysm (TAA; ruptured or unruptured) who are not suitable for OSR and are: 1.1 symptomatic; OR 1.2 asymptomatic and with an aneurysm of 5.5 cm or larger (measured outer-to-outer maximum anterior-posterior aortic diameter); OR 1.3 asymptomatic and with an aneurysm that has grown by more than 1 cm in one year (measured outer-to-outer maximum anterior-posterior aortic diameter). 2 Patients with type B aortic dissection (TBAD) with suitable anatomy for TEVAR and the TBAD is: 2.1 Complicated (presence of malperfusion syndrome or rupture) hyperacute (less than 24 hours), acute (1 to 14 days), or subacute (15 to 90 days); OR 2.2 Uncomplicated with high-risk features (refractory pain, refractory hypertension, bloody pleural effusion, aortic diameter of more than 40 mm, imaging evidence of malperfusion, entry tear on lesser curvature, or false lumen of more than 22 mm). 3 Patients with traumatic aortic injury who do not have contraindications to endovascular repair.
Vascular | Endovascular aortic repair | Aortic stent graft package | TEVAR package | Terumo Aortic | RelayPro Thoracic Stent-Graft System (Non-Bare Stent Configuration) | 28-N4-42-150-34S | Standalone | DE0503702 | 1 Patients with thoracic aortic aneurysm (TAA; ruptured or unruptured) who are not suitable for OSR and are: 1.1 symptomatic; OR 1.2 asymptomatic and with an aneurysm of 5.5 cm or larger (measured outer-to-outer maximum anterior-posterior aortic diameter); OR 1.3 asymptomatic and with an aneurysm that has grown by more than 1 cm in one year (measured outer-to-outer maximum anterior-posterior aortic diameter). 2 Patients with type B aortic dissection (TBAD) with suitable anatomy for TEVAR and the TBAD is: 2.1 Complicated (presence of malperfusion syndrome or rupture) hyperacute (less than 24 hours), acute (1 to 14 days), or subacute (15 to 90 days); OR 2.2 Uncomplicated with high-risk features (refractory pain, refractory hypertension, bloody pleural effusion, aortic diameter of more than 40 mm, imaging evidence of malperfusion, entry tear on lesser curvature, or false lumen of more than 22 mm). 3 Patients with traumatic aortic injury who do not have contraindications to endovascular repair.
Vascular | Endovascular aortic repair | Aortic stent graft package | TEVAR package | Terumo Aortic | RelayPro Thoracic Stent-Graft System (Non-Bare Stent Configuration) | 28-N4-42-170-34S | Standalone | DE0503702 | 1 Patients with thoracic aortic aneurysm (TAA; ruptured or unruptured) who are not suitable for OSR and are: 1.1 symptomatic; OR 1.2 asymptomatic and with an aneurysm of 5.5 cm or larger (measured outer-to-outer maximum anterior-posterior aortic diameter); OR 1.3 asymptomatic and with an aneurysm that has grown by more than 1 cm in one year (measured outer-to-outer maximum anterior-posterior aortic diameter). 2 Patients with type B aortic dissection (TBAD) with suitable anatomy for TEVAR and the TBAD is: 2.1 Complicated (presence of malperfusion syndrome or rupture) hyperacute (less than 24 hours), acute (1 to 14 days), or subacute (15 to 90 days); OR 2.2 Uncomplicated with high-risk features (refractory pain, refractory hypertension, bloody pleural effusion, aortic diameter of more than 40 mm, imaging evidence of malperfusion, entry tear on lesser curvature, or false lumen of more than 22 mm). 3 Patients with traumatic aortic injury who do not have contraindications to endovascular repair.
Vascular | Endovascular aortic repair | Aortic stent graft package | TEVAR package | Terumo Aortic | RelayPro Thoracic Stent-Graft System (Non-Bare Stent Configuration) | 28-N4-42-190-34S | Standalone | DE0503702 | 1 Patients with thoracic aortic aneurysm (TAA; ruptured or unruptured) who are not suitable for OSR and are: 1.1 symptomatic; OR 1.2 asymptomatic and with an aneurysm of 5.5 cm or larger (measured outer-to-outer maximum anterior-posterior aortic diameter); OR 1.3 asymptomatic and with an aneurysm that has grown by more than 1 cm in one year (measured outer-to-outer maximum anterior-posterior aortic diameter). 2 Patients with type B aortic dissection (TBAD) with suitable anatomy for TEVAR and the TBAD is: 2.1 Complicated (presence of malperfusion syndrome or rupture) hyperacute (less than 24 hours), acute (1 to 14 days), or subacute (15 to 90 days); OR 2.2 Uncomplicated with high-risk features (refractory pain, refractory hypertension, bloody pleural effusion, aortic diameter of more than 40 mm, imaging evidence of malperfusion, entry tear on lesser curvature, or false lumen of more than 22 mm). 3 Patients with traumatic aortic injury who do not have contraindications to endovascular repair.
Vascular | Endovascular aortic repair | Aortic stent graft package | TEVAR package | Terumo Aortic | RelayPro Thoracic Stent-Graft System (Non-Bare Stent Configuration) | 28-N4-42-210-34S | Standalone | DE0503702 | 1 Patients with thoracic aortic aneurysm (TAA; ruptured or unruptured) who are not suitable for OSR and are: 1.1 symptomatic; OR 1.2 asymptomatic and with an aneurysm of 5.5 cm or larger (measured outer-to-outer maximum anterior-posterior aortic diameter); OR 1.3 asymptomatic and with an aneurysm that has grown by more than 1 cm in one year (measured outer-to-outer maximum anterior-posterior aortic diameter). 2 Patients with type B aortic dissection (TBAD) with suitable anatomy for TEVAR and the TBAD is: 2.1 Complicated (presence of malperfusion syndrome or rupture) hyperacute (less than 24 hours), acute (1 to 14 days), or subacute (15 to 90 days); OR 2.2 Uncomplicated with high-risk features (refractory pain, refractory hypertension, bloody pleural effusion, aortic diameter of more than 40 mm, imaging evidence of malperfusion, entry tear on lesser curvature, or false lumen of more than 22 mm). 3 Patients with traumatic aortic injury who do not have contraindications to endovascular repair.
Vascular | Endovascular aortic repair | Aortic stent graft package | TEVAR package | Terumo Aortic | RelayPro Thoracic Stent-Graft System (Non-Bare Stent Configuration) | 28-N4-42-230-34S | Standalone | DE0503702 | 1 Patients with thoracic aortic aneurysm (TAA; ruptured or unruptured) who are not suitable for OSR and are: 1.1 symptomatic; OR 1.2 asymptomatic and with an aneurysm of 5.5 cm or larger (measured outer-to-outer maximum anterior-posterior aortic diameter); OR 1.3 asymptomatic and with an aneurysm that has grown by more than 1 cm in one year (measured outer-to-outer maximum anterior-posterior aortic diameter). 2 Patients with type B aortic dissection (TBAD) with suitable anatomy for TEVAR and the TBAD is: 2.1 Complicated (presence of malperfusion syndrome or rupture) hyperacute (less than 24 hours), acute (1 to 14 days), or subacute (15 to 90 days); OR 2.2 Uncomplicated with high-risk features (refractory pain, refractory hypertension, bloody pleural effusion, aortic diameter of more than 40 mm, imaging evidence of malperfusion, entry tear on lesser curvature, or false lumen of more than 22 mm). 3 Patients with traumatic aortic injury who do not have contraindications to endovascular repair.
Vascular | Endovascular aortic repair | Aortic stent graft package | TEVAR package | Terumo Aortic | RelayPro Thoracic Stent-Graft System (Non-Bare Stent Configuration) | 28-N4-42-250-34S | Standalone | DE0503702 | 1 Patients with thoracic aortic aneurysm (TAA; ruptured or unruptured) who are not suitable for OSR and are: 1.1 symptomatic; OR 1.2 asymptomatic and with an aneurysm of 5.5 cm or larger (measured outer-to-outer maximum anterior-posterior aortic diameter); OR 1.3 asymptomatic and with an aneurysm that has grown by more than 1 cm in one year (measured outer-to-outer maximum anterior-posterior aortic diameter). 2 Patients with type B aortic dissection (TBAD) with suitable anatomy for TEVAR and the TBAD is: 2.1 Complicated (presence of malperfusion syndrome or rupture) hyperacute (less than 24 hours), acute (1 to 14 days), or subacute (15 to 90 days); OR 2.2 Uncomplicated with high-risk features (refractory pain, refractory hypertension, bloody pleural effusion, aortic diameter of more than 40 mm, imaging evidence of malperfusion, entry tear on lesser curvature, or false lumen of more than 22 mm). 3 Patients with traumatic aortic injury who do not have contraindications to endovascular repair.
Vascular | Endovascular aortic repair | Aortic stent graft package | TEVAR package | Terumo Aortic | RelayPro Thoracic Stent-Graft System (Non-Bare Stent Configuration) | 28-N4-44-110-34S | Standalone | DE0503702 | 1 Patients with thoracic aortic aneurysm (TAA; ruptured or unruptured) who are not suitable for OSR and are: 1.1 symptomatic; OR 1.2 asymptomatic and with an aneurysm of 5.5 cm or larger (measured outer-to-outer maximum anterior-posterior aortic diameter); OR 1.3 asymptomatic and with an aneurysm that has grown by more than 1 cm in one year (measured outer-to-outer maximum anterior-posterior aortic diameter). 2 Patients with type B aortic dissection (TBAD) with suitable anatomy for TEVAR and the TBAD is: 2.1 Complicated (presence of malperfusion syndrome or rupture) hyperacute (less than 24 hours), acute (1 to 14 days), or subacute (15 to 90 days); OR 2.2 Uncomplicated with high-risk features (refractory pain, refractory hypertension, bloody pleural effusion, aortic diameter of more than 40 mm, imaging evidence of malperfusion, entry tear on lesser curvature, or false lumen of more than 22 mm). 3 Patients with traumatic aortic injury who do not have contraindications to endovascular repair.
Vascular | Endovascular aortic repair | Aortic stent graft package | TEVAR package | Terumo Aortic | RelayPro Thoracic Stent-Graft System (Non-Bare Stent Configuration) | 28-N4-44-130-34S | Standalone | DE0503702 | 1 Patients with thoracic aortic aneurysm (TAA; ruptured or unruptured) who are not suitable for OSR and are: 1.1 symptomatic; OR 1.2 asymptomatic and with an aneurysm of 5.5 cm or larger (measured outer-to-outer maximum anterior-posterior aortic diameter); OR 1.3 asymptomatic and with an aneurysm that has grown by more than 1 cm in one year (measured outer-to-outer maximum anterior-posterior aortic diameter). 2 Patients with type B aortic dissection (TBAD) with suitable anatomy for TEVAR and the TBAD is: 2.1 Complicated (presence of malperfusion syndrome or rupture) hyperacute (less than 24 hours), acute (1 to 14 days), or subacute (15 to 90 days); OR 2.2 Uncomplicated with high-risk features (refractory pain, refractory hypertension, bloody pleural effusion, aortic diameter of more than 40 mm, imaging evidence of malperfusion, entry tear on lesser curvature, or false lumen of more than 22 mm). 3 Patients with traumatic aortic injury who do not have contraindications to endovascular repair.
Vascular | Endovascular aortic repair | Aortic stent graft package | TEVAR package | Terumo Aortic | RelayPro Thoracic Stent-Graft System (Non-Bare Stent Configuration) | 28-N4-44-150-34S | Standalone | DE0503702 | 1 Patients with thoracic aortic aneurysm (TAA; ruptured or unruptured) who are not suitable for OSR and are: 1.1 symptomatic; OR 1.2 asymptomatic and with an aneurysm of 5.5 cm or larger (measured outer-to-outer maximum anterior-posterior aortic diameter); OR 1.3 asymptomatic and with an aneurysm that has grown by more than 1 cm in one year (measured outer-to-outer maximum anterior-posterior aortic diameter). 2 Patients with type B aortic dissection (TBAD) with suitable anatomy for TEVAR and the TBAD is: 2.1 Complicated (presence of malperfusion syndrome or rupture) hyperacute (less than 24 hours), acute (1 to 14 days), or subacute (15 to 90 days); OR 2.2 Uncomplicated with high-risk features (refractory pain, refractory hypertension, bloody pleural effusion, aortic diameter of more than 40 mm, imaging evidence of malperfusion, entry tear on lesser curvature, or false lumen of more than 22 mm). 3 Patients with traumatic aortic injury who do not have contraindications to endovascular repair.
Vascular | Endovascular aortic repair | Aortic stent graft package | TEVAR package | Terumo Aortic | RelayPro Thoracic Stent-Graft System (Non-Bare Stent Configuration) | 28-N4-44-170-34S | Standalone | DE0503702 | 1 Patients with thoracic aortic aneurysm (TAA; ruptured or unruptured) who are not suitable for OSR and are: 1.1 symptomatic; OR 1.2 asymptomatic and with an aneurysm of 5.5 cm or larger (measured outer-to-outer maximum anterior-posterior aortic diameter); OR 1.3 asymptomatic and with an aneurysm that has grown by more than 1 cm in one year (measured outer-to-outer maximum anterior-posterior aortic diameter). 2 Patients with type B aortic dissection (TBAD) with suitable anatomy for TEVAR and the TBAD is: 2.1 Complicated (presence of malperfusion syndrome or rupture) hyperacute (less than 24 hours), acute (1 to 14 days), or subacute (15 to 90 days); OR 2.2 Uncomplicated with high-risk features (refractory pain, refractory hypertension, bloody pleural effusion, aortic diameter of more than 40 mm, imaging evidence of malperfusion, entry tear on lesser curvature, or false lumen of more than 22 mm). 3 Patients with traumatic aortic injury who do not have contraindications to endovascular repair.
Vascular | Endovascular aortic repair | Aortic stent graft package | TEVAR package | Terumo Aortic | RelayPro Thoracic Stent-Graft System (Non-Bare Stent Configuration) | 28-N4-44-190-34S | Standalone | DE0503702 | 1 Patients with thoracic aortic aneurysm (TAA; ruptured or unruptured) who are not suitable for OSR and are: 1.1 symptomatic; OR 1.2 asymptomatic and with an aneurysm of 5.5 cm or larger (measured outer-to-outer maximum anterior-posterior aortic diameter); OR 1.3 asymptomatic and with an aneurysm that has grown by more than 1 cm in one year (measured outer-to-outer maximum anterior-posterior aortic diameter). 2 Patients with type B aortic dissection (TBAD) with suitable anatomy for TEVAR and the TBAD is: 2.1 Complicated (presence of malperfusion syndrome or rupture) hyperacute (less than 24 hours), acute (1 to 14 days), or subacute (15 to 90 days); OR 2.2 Uncomplicated with high-risk features (refractory pain, refractory hypertension, bloody pleural effusion, aortic diameter of more than 40 mm, imaging evidence of malperfusion, entry tear on lesser curvature, or false lumen of more than 22 mm). 3 Patients with traumatic aortic injury who do not have contraindications to endovascular repair.
Vascular | Endovascular aortic repair | Aortic stent graft package | TEVAR package | Terumo Aortic | RelayPro Thoracic Stent-Graft System (Non-Bare Stent Configuration) | 28-N4-44-210-34S | Standalone | DE0503702 | 1 Patients with thoracic aortic aneurysm (TAA; ruptured or unruptured) who are not suitable for OSR and are: 1.1 symptomatic; OR 1.2 asymptomatic and with an aneurysm of 5.5 cm or larger (measured outer-to-outer maximum anterior-posterior aortic diameter); OR 1.3 asymptomatic and with an aneurysm that has grown by more than 1 cm in one year (measured outer-to-outer maximum anterior-posterior aortic diameter). 2 Patients with type B aortic dissection (TBAD) with suitable anatomy for TEVAR and the TBAD is: 2.1 Complicated (presence of malperfusion syndrome or rupture) hyperacute (less than 24 hours), acute (1 to 14 days), or subacute (15 to 90 days); OR 2.2 Uncomplicated with high-risk features (refractory pain, refractory hypertension, bloody pleural effusion, aortic diameter of more than 40 mm, imaging evidence of malperfusion, entry tear on lesser curvature, or false lumen of more than 22 mm). 3 Patients with traumatic aortic injury who do not have contraindications to endovascular repair.
Vascular | Endovascular aortic repair | Aortic stent graft package | TEVAR package | Terumo Aortic | RelayPro Thoracic Stent-Graft System (Non-Bare Stent Configuration) | 28-N4-44-230-34S | Standalone | DE0503702 | 1 Patients with thoracic aortic aneurysm (TAA; ruptured or unruptured) who are not suitable for OSR and are: 1.1 symptomatic; OR 1.2 asymptomatic and with an aneurysm of 5.5 cm or larger (measured outer-to-outer maximum anterior-posterior aortic diameter); OR 1.3 asymptomatic and with an aneurysm that has grown by more than 1 cm in one year (measured outer-to-outer maximum anterior-posterior aortic diameter). 2 Patients with type B aortic dissection (TBAD) with suitable anatomy for TEVAR and the TBAD is: 2.1 Complicated (presence of malperfusion syndrome or rupture) hyperacute (less than 24 hours), acute (1 to 14 days), or subacute (15 to 90 days); OR 2.2 Uncomplicated with high-risk features (refractory pain, refractory hypertension, bloody pleural effusion, aortic diameter of more than 40 mm, imaging evidence of malperfusion, entry tear on lesser curvature, or false lumen of more than 22 mm). 3 Patients with traumatic aortic injury who do not have contraindications to endovascular repair.
Vascular | Endovascular aortic repair | Aortic stent graft package | TEVAR package | Terumo Aortic | RelayPro Thoracic Stent-Graft System (Non-Bare Stent Configuration) | 28-N4-44-250-34S | Standalone | DE0503702 | 1 Patients with thoracic aortic aneurysm (TAA; ruptured or unruptured) who are not suitable for OSR and are: 1.1 symptomatic; OR 1.2 asymptomatic and with an aneurysm of 5.5 cm or larger (measured outer-to-outer maximum anterior-posterior aortic diameter); OR 1.3 asymptomatic and with an aneurysm that has grown by more than 1 cm in one year (measured outer-to-outer maximum anterior-posterior aortic diameter). 2 Patients with type B aortic dissection (TBAD) with suitable anatomy for TEVAR and the TBAD is: 2.1 Complicated (presence of malperfusion syndrome or rupture) hyperacute (less than 24 hours), acute (1 to 14 days), or subacute (15 to 90 days); OR 2.2 Uncomplicated with high-risk features (refractory pain, refractory hypertension, bloody pleural effusion, aortic diameter of more than 40 mm, imaging evidence of malperfusion, entry tear on lesser curvature, or false lumen of more than 22 mm). 3 Patients with traumatic aortic injury who do not have contraindications to endovascular repair.
Vascular | Endovascular aortic repair | Aortic stent graft package | TEVAR package | Terumo Aortic | RelayPro Thoracic Stent-Graft System (Non-Bare Stent Configuration) | 28-N4-46-150-34S | Standalone | DE0503702 | 1 Patients with thoracic aortic aneurysm (TAA; ruptured or unruptured) who are not suitable for OSR and are: 1.1 symptomatic; OR 1.2 asymptomatic and with an aneurysm of 5.5 cm or larger (measured outer-to-outer maximum anterior-posterior aortic diameter); OR 1.3 asymptomatic and with an aneurysm that has grown by more than 1 cm in one year (measured outer-to-outer maximum anterior-posterior aortic diameter). 2 Patients with type B aortic dissection (TBAD) with suitable anatomy for TEVAR and the TBAD is: 2.1 Complicated (presence of malperfusion syndrome or rupture) hyperacute (less than 24 hours), acute (1 to 14 days), or subacute (15 to 90 days); OR 2.2 Uncomplicated with high-risk features (refractory pain, refractory hypertension, bloody pleural effusion, aortic diameter of more than 40 mm, imaging evidence of malperfusion, entry tear on lesser curvature, or false lumen of more than 22 mm). 3 Patients with traumatic aortic injury who do not have contraindications to endovascular repair.
Vascular | Endovascular aortic repair | Aortic stent graft package | TEVAR package | Terumo Aortic | RelayPro Thoracic Stent-Graft System (Non-Bare Stent Configuration) | 28-N4-46-170-34S | Standalone | DE0503702 | 1 Patients with thoracic aortic aneurysm (TAA; ruptured or unruptured) who are not suitable for OSR and are: 1.1 symptomatic; OR 1.2 asymptomatic and with an aneurysm of 5.5 cm or larger (measured outer-to-outer maximum anterior-posterior aortic diameter); OR 1.3 asymptomatic and with an aneurysm that has grown by more than 1 cm in one year (measured outer-to-outer maximum anterior-posterior aortic diameter). 2 Patients with type B aortic dissection (TBAD) with suitable anatomy for TEVAR and the TBAD is: 2.1 Complicated (presence of malperfusion syndrome or rupture) hyperacute (less than 24 hours), acute (1 to 14 days), or subacute (15 to 90 days); OR 2.2 Uncomplicated with high-risk features (refractory pain, refractory hypertension, bloody pleural effusion, aortic diameter of more than 40 mm, imaging evidence of malperfusion, entry tear on lesser curvature, or false lumen of more than 22 mm). 3 Patients with traumatic aortic injury who do not have contraindications to endovascular repair.
Vascular | Endovascular aortic repair | Aortic stent graft package | TEVAR package | Terumo Aortic | RelayPro Thoracic Stent-Graft System (Non-Bare Stent Configuration) | 28-N4-46-190-34S | Standalone | DE0503702 | 1 Patients with thoracic aortic aneurysm (TAA; ruptured or unruptured) who are not suitable for OSR and are: 1.1 symptomatic; OR 1.2 asymptomatic and with an aneurysm of 5.5 cm or larger (measured outer-to-outer maximum anterior-posterior aortic diameter); OR 1.3 asymptomatic and with an aneurysm that has grown by more than 1 cm in one year (measured outer-to-outer maximum anterior-posterior aortic diameter). 2 Patients with type B aortic dissection (TBAD) with suitable anatomy for TEVAR and the TBAD is: 2.1 Complicated (presence of malperfusion syndrome or rupture) hyperacute (less than 24 hours), acute (1 to 14 days), or subacute (15 to 90 days); OR 2.2 Uncomplicated with high-risk features (refractory pain, refractory hypertension, bloody pleural effusion, aortic diameter of more than 40 mm, imaging evidence of malperfusion, entry tear on lesser curvature, or false lumen of more than 22 mm). 3 Patients with traumatic aortic injury who do not have contraindications to endovascular repair.
Vascular | Endovascular aortic repair | Aortic stent graft package | TEVAR package | Terumo Aortic | RelayPro Thoracic Stent-Graft System (Non-Bare Stent Configuration) | 28-N4-46-210-34S | Standalone | DE0503702 | 1 Patients with thoracic aortic aneurysm (TAA; ruptured or unruptured) who are not suitable for OSR and are: 1.1 symptomatic; OR 1.2 asymptomatic and with an aneurysm of 5.5 cm or larger (measured outer-to-outer maximum anterior-posterior aortic diameter); OR 1.3 asymptomatic and with an aneurysm that has grown by more than 1 cm in one year (measured outer-to-outer maximum anterior-posterior aortic diameter). 2 Patients with type B aortic dissection (TBAD) with suitable anatomy for TEVAR and the TBAD is: 2.1 Complicated (presence of malperfusion syndrome or rupture) hyperacute (less than 24 hours), acute (1 to 14 days), or subacute (15 to 90 days); OR 2.2 Uncomplicated with high-risk features (refractory pain, refractory hypertension, bloody pleural effusion, aortic diameter of more than 40 mm, imaging evidence of malperfusion, entry tear on lesser curvature, or false lumen of more than 22 mm). 3 Patients with traumatic aortic injury who do not have contraindications to endovascular repair.
Vascular | Endovascular aortic repair | Aortic stent graft package | TEVAR package | Terumo Aortic | RelayPro Thoracic Stent-Graft System (Non-Bare Stent Configuration) | 28-N4-46-230-34S | Standalone | DE0503702 | 1 Patients with thoracic aortic aneurysm (TAA; ruptured or unruptured) who are not suitable for OSR and are: 1.1 symptomatic; OR 1.2 asymptomatic and with an aneurysm of 5.5 cm or larger (measured outer-to-outer maximum anterior-posterior aortic diameter); OR 1.3 asymptomatic and with an aneurysm that has grown by more than 1 cm in one year (measured outer-to-outer maximum anterior-posterior aortic diameter). 2 Patients with type B aortic dissection (TBAD) with suitable anatomy for TEVAR and the TBAD is: 2.1 Complicated (presence of malperfusion syndrome or rupture) hyperacute (less than 24 hours), acute (1 to 14 days), or subacute (15 to 90 days); OR 2.2 Uncomplicated with high-risk features (refractory pain, refractory hypertension, bloody pleural effusion, aortic diameter of more than 40 mm, imaging evidence of malperfusion, entry tear on lesser curvature, or false lumen of more than 22 mm). 3 Patients with traumatic aortic injury who do not have contraindications to endovascular repair.
Vascular | Endovascular aortic repair | Aortic stent graft package | TEVAR package | Terumo Aortic | RelayPro Thoracic Stent-Graft System (Non-Bare Stent Configuration) | 28-N4-46-250-34S | Standalone | DE0503702 | 1 Patients with thoracic aortic aneurysm (TAA; ruptured or unruptured) who are not suitable for OSR and are: 1.1 symptomatic; OR 1.2 asymptomatic and with an aneurysm of 5.5 cm or larger (measured outer-to-outer maximum anterior-posterior aortic diameter); OR 1.3 asymptomatic and with an aneurysm that has grown by more than 1 cm in one year (measured outer-to-outer maximum anterior-posterior aortic diameter). 2 Patients with type B aortic dissection (TBAD) with suitable anatomy for TEVAR and the TBAD is: 2.1 Complicated (presence of malperfusion syndrome or rupture) hyperacute (less than 24 hours), acute (1 to 14 days), or subacute (15 to 90 days); OR 2.2 Uncomplicated with high-risk features (refractory pain, refractory hypertension, bloody pleural effusion, aortic diameter of more than 40 mm, imaging evidence of malperfusion, entry tear on lesser curvature, or false lumen of more than 22 mm). 3 Patients with traumatic aortic injury who do not have contraindications to endovascular repair.
Vascular | Endovascular aortic repair | Aortic stent graft package | TEVAR package | Terumo Aortic | RelayPro Thoracic Stent-Graft System (Non-Bare Stent Configuration) | 28-N4-22-150-36S | Standalone | DE0503702 | 1 Patients with thoracic aortic aneurysm (TAA; ruptured or unruptured) who are not suitable for OSR and are: 1.1 symptomatic; OR 1.2 asymptomatic and with an aneurysm of 5.5 cm or larger (measured outer-to-outer maximum anterior-posterior aortic diameter); OR 1.3 asymptomatic and with an aneurysm that has grown by more than 1 cm in one year (measured outer-to-outer maximum anterior-posterior aortic diameter). 2 Patients with type B aortic dissection (TBAD) with suitable anatomy for TEVAR and the TBAD is: 2.1 Complicated (presence of malperfusion syndrome or rupture) hyperacute (less than 24 hours), acute (1 to 14 days), or subacute (15 to 90 days); OR 2.2 Uncomplicated with high-risk features (refractory pain, refractory hypertension, bloody pleural effusion, aortic diameter of more than 40 mm, imaging evidence of malperfusion, entry tear on lesser curvature, or false lumen of more than 22 mm). 3 Patients with traumatic aortic injury who do not have contraindications to endovascular repair.
Vascular | Endovascular aortic repair | Aortic stent graft package | TEVAR package | Terumo Aortic | RelayPro Thoracic Stent-Graft System (Non-Bare Stent Configuration) | 28-N4-22-170-36S | Standalone | DE0503702 | 1 Patients with thoracic aortic aneurysm (TAA; ruptured or unruptured) who are not suitable for OSR and are: 1.1 symptomatic; OR 1.2 asymptomatic and with an aneurysm of 5.5 cm or larger (measured outer-to-outer maximum anterior-posterior aortic diameter); OR 1.3 asymptomatic and with an aneurysm that has grown by more than 1 cm in one year (measured outer-to-outer maximum anterior-posterior aortic diameter). 2 Patients with type B aortic dissection (TBAD) with suitable anatomy for TEVAR and the TBAD is: 2.1 Complicated (presence of malperfusion syndrome or rupture) hyperacute (less than 24 hours), acute (1 to 14 days), or subacute (15 to 90 days); OR 2.2 Uncomplicated with high-risk features (refractory pain, refractory hypertension, bloody pleural effusion, aortic diameter of more than 40 mm, imaging evidence of malperfusion, entry tear on lesser curvature, or false lumen of more than 22 mm). 3 Patients with traumatic aortic injury who do not have contraindications to endovascular repair.
Vascular | Endovascular aortic repair | Aortic stent graft package | TEVAR package | Terumo Aortic | RelayPro Thoracic Stent-Graft System (Non-Bare Stent Configuration) | 28-N4-22-190-36S | Standalone | DE0503702 | 1 Patients with thoracic aortic aneurysm (TAA; ruptured or unruptured) who are not suitable for OSR and are: 1.1 symptomatic; OR 1.2 asymptomatic and with an aneurysm of 5.5 cm or larger (measured outer-to-outer maximum anterior-posterior aortic diameter); OR 1.3 asymptomatic and with an aneurysm that has grown by more than 1 cm in one year (measured outer-to-outer maximum anterior-posterior aortic diameter). 2 Patients with type B aortic dissection (TBAD) with suitable anatomy for TEVAR and the TBAD is: 2.1 Complicated (presence of malperfusion syndrome or rupture) hyperacute (less than 24 hours), acute (1 to 14 days), or subacute (15 to 90 days); OR 2.2 Uncomplicated with high-risk features (refractory pain, refractory hypertension, bloody pleural effusion, aortic diameter of more than 40 mm, imaging evidence of malperfusion, entry tear on lesser curvature, or false lumen of more than 22 mm). 3 Patients with traumatic aortic injury who do not have contraindications to endovascular repair.
Vascular | Endovascular aortic repair | Aortic stent graft package | TEVAR package | Terumo Aortic | RelayPro Thoracic Stent-Graft System (Non-Bare Stent Configuration) | 28-N4-22-210-36S | Standalone | DE0503702 | 1 Patients with thoracic aortic aneurysm (TAA; ruptured or unruptured) who are not suitable for OSR and are: 1.1 symptomatic; OR 1.2 asymptomatic and with an aneurysm of 5.5 cm or larger (measured outer-to-outer maximum anterior-posterior aortic diameter); OR 1.3 asymptomatic and with an aneurysm that has grown by more than 1 cm in one year (measured outer-to-outer maximum anterior-posterior aortic diameter). 2 Patients with type B aortic dissection (TBAD) with suitable anatomy for TEVAR and the TBAD is: 2.1 Complicated (presence of malperfusion syndrome or rupture) hyperacute (less than 24 hours), acute (1 to 14 days), or subacute (15 to 90 days); OR 2.2 Uncomplicated with high-risk features (refractory pain, refractory hypertension, bloody pleural effusion, aortic diameter of more than 40 mm, imaging evidence of malperfusion, entry tear on lesser curvature, or false lumen of more than 22 mm). 3 Patients with traumatic aortic injury who do not have contraindications to endovascular repair.
Vascular | Endovascular aortic repair | Aortic stent graft package | TEVAR package | Terumo Aortic | RelayPro Thoracic Stent-Graft System (Non-Bare Stent Configuration) | 28-N4-22-230-36S | Standalone | DE0503702 | 1 Patients with thoracic aortic aneurysm (TAA; ruptured or unruptured) who are not suitable for OSR and are: 1.1 symptomatic; OR 1.2 asymptomatic and with an aneurysm of 5.5 cm or larger (measured outer-to-outer maximum anterior-posterior aortic diameter); OR 1.3 asymptomatic and with an aneurysm that has grown by more than 1 cm in one year (measured outer-to-outer maximum anterior-posterior aortic diameter). 2 Patients with type B aortic dissection (TBAD) with suitable anatomy for TEVAR and the TBAD is: 2.1 Complicated (presence of malperfusion syndrome or rupture) hyperacute (less than 24 hours), acute (1 to 14 days), or subacute (15 to 90 days); OR 2.2 Uncomplicated with high-risk features (refractory pain, refractory hypertension, bloody pleural effusion, aortic diameter of more than 40 mm, imaging evidence of malperfusion, entry tear on lesser curvature, or false lumen of more than 22 mm). 3 Patients with traumatic aortic injury who do not have contraindications to endovascular repair.
Vascular | Endovascular aortic repair | Aortic stent graft package | TEVAR package | Terumo Aortic | RelayPro Thoracic Stent-Graft System (Non-Bare Stent Configuration) | 28-N4-22-250-36S | Standalone | DE0503702 | 1 Patients with thoracic aortic aneurysm (TAA; ruptured or unruptured) who are not suitable for OSR and are: 1.1 symptomatic; OR 1.2 asymptomatic and with an aneurysm of 5.5 cm or larger (measured outer-to-outer maximum anterior-posterior aortic diameter); OR 1.3 asymptomatic and with an aneurysm that has grown by more than 1 cm in one year (measured outer-to-outer maximum anterior-posterior aortic diameter). 2 Patients with type B aortic dissection (TBAD) with suitable anatomy for TEVAR and the TBAD is: 2.1 Complicated (presence of malperfusion syndrome or rupture) hyperacute (less than 24 hours), acute (1 to 14 days), or subacute (15 to 90 days); OR 2.2 Uncomplicated with high-risk features (refractory pain, refractory hypertension, bloody pleural effusion, aortic diameter of more than 40 mm, imaging evidence of malperfusion, entry tear on lesser curvature, or false lumen of more than 22 mm). 3 Patients with traumatic aortic injury who do not have contraindications to endovascular repair.
Vascular | Endovascular aortic repair | Aortic stent graft package | TEVAR package | Terumo Aortic | RelayPro Thoracic Stent-Graft System (Non-Bare Stent Configuration) | 28-N4-24-150-36S | Standalone | DE0503702 | 1 Patients with thoracic aortic aneurysm (TAA; ruptured or unruptured) who are not suitable for OSR and are: 1.1 symptomatic; OR 1.2 asymptomatic and with an aneurysm of 5.5 cm or larger (measured outer-to-outer maximum anterior-posterior aortic diameter); OR 1.3 asymptomatic and with an aneurysm that has grown by more than 1 cm in one year (measured outer-to-outer maximum anterior-posterior aortic diameter). 2 Patients with type B aortic dissection (TBAD) with suitable anatomy for TEVAR and the TBAD is: 2.1 Complicated (presence of malperfusion syndrome or rupture) hyperacute (less than 24 hours), acute (1 to 14 days), or subacute (15 to 90 days); OR 2.2 Uncomplicated with high-risk features (refractory pain, refractory hypertension, bloody pleural effusion, aortic diameter of more than 40 mm, imaging evidence of malperfusion, entry tear on lesser curvature, or false lumen of more than 22 mm). 3 Patients with traumatic aortic injury who do not have contraindications to endovascular repair.
Vascular | Endovascular aortic repair | Aortic stent graft package | TEVAR package | Terumo Aortic | RelayPro Thoracic Stent-Graft System (Non-Bare Stent Configuration) | 28-N4-24-170-36S | Standalone | DE0503702 | 1 Patients with thoracic aortic aneurysm (TAA; ruptured or unruptured) who are not suitable for OSR and are: 1.1 symptomatic; OR 1.2 asymptomatic and with an aneurysm of 5.5 cm or larger (measured outer-to-outer maximum anterior-posterior aortic diameter); OR 1.3 asymptomatic and with an aneurysm that has grown by more than 1 cm in one year (measured outer-to-outer maximum anterior-posterior aortic diameter). 2 Patients with type B aortic dissection (TBAD) with suitable anatomy for TEVAR and the TBAD is: 2.1 Complicated (presence of malperfusion syndrome or rupture) hyperacute (less than 24 hours), acute (1 to 14 days), or subacute (15 to 90 days); OR 2.2 Uncomplicated with high-risk features (refractory pain, refractory hypertension, bloody pleural effusion, aortic diameter of more than 40 mm, imaging evidence of malperfusion, entry tear on lesser curvature, or false lumen of more than 22 mm). 3 Patients with traumatic aortic injury who do not have contraindications to endovascular repair.
Vascular | Endovascular aortic repair | Aortic stent graft package | TEVAR package | Terumo Aortic | RelayPro Thoracic Stent-Graft System (Non-Bare Stent Configuration) | 28-N4-24-190-36S | Standalone | DE0503702 | 1 Patients with thoracic aortic aneurysm (TAA; ruptured or unruptured) who are not suitable for OSR and are: 1.1 symptomatic; OR 1.2 asymptomatic and with an aneurysm of 5.5 cm or larger (measured outer-to-outer maximum anterior-posterior aortic diameter); OR 1.3 asymptomatic and with an aneurysm that has grown by more than 1 cm in one year (measured outer-to-outer maximum anterior-posterior aortic diameter). 2 Patients with type B aortic dissection (TBAD) with suitable anatomy for TEVAR and the TBAD is: 2.1 Complicated (presence of malperfusion syndrome or rupture) hyperacute (less than 24 hours), acute (1 to 14 days), or subacute (15 to 90 days); OR 2.2 Uncomplicated with high-risk features (refractory pain, refractory hypertension, bloody pleural effusion, aortic diameter of more than 40 mm, imaging evidence of malperfusion, entry tear on lesser curvature, or false lumen of more than 22 mm). 3 Patients with traumatic aortic injury who do not have contraindications to endovascular repair.
Vascular | Endovascular aortic repair | Aortic stent graft package | TEVAR package | Terumo Aortic | RelayPro Thoracic Stent-Graft System (Non-Bare Stent Configuration) | 28-N4-24-210-36S | Standalone | DE0503702 | 1 Patients with thoracic aortic aneurysm (TAA; ruptured or unruptured) who are not suitable for OSR and are: 1.1 symptomatic; OR 1.2 asymptomatic and with an aneurysm of 5.5 cm or larger (measured outer-to-outer maximum anterior-posterior aortic diameter); OR 1.3 asymptomatic and with an aneurysm that has grown by more than 1 cm in one year (measured outer-to-outer maximum anterior-posterior aortic diameter). 2 Patients with type B aortic dissection (TBAD) with suitable anatomy for TEVAR and the TBAD is: 2.1 Complicated (presence of malperfusion syndrome or rupture) hyperacute (less than 24 hours), acute (1 to 14 days), or subacute (15 to 90 days); OR 2.2 Uncomplicated with high-risk features (refractory pain, refractory hypertension, bloody pleural effusion, aortic diameter of more than 40 mm, imaging evidence of malperfusion, entry tear on lesser curvature, or false lumen of more than 22 mm). 3 Patients with traumatic aortic injury who do not have contraindications to endovascular repair.
Vascular | Endovascular aortic repair | Aortic stent graft package | TEVAR package | Terumo Aortic | RelayPro Thoracic Stent-Graft System (Non-Bare Stent Configuration) | 28-N4-24-230-36S | Standalone | DE0503702 | 1 Patients with thoracic aortic aneurysm (TAA; ruptured or unruptured) who are not suitable for OSR and are: 1.1 symptomatic; OR 1.2 asymptomatic and with an aneurysm of 5.5 cm or larger (measured outer-to-outer maximum anterior-posterior aortic diameter); OR 1.3 asymptomatic and with an aneurysm that has grown by more than 1 cm in one year (measured outer-to-outer maximum anterior-posterior aortic diameter). 2 Patients with type B aortic dissection (TBAD) with suitable anatomy for TEVAR and the TBAD is: 2.1 Complicated (presence of malperfusion syndrome or rupture) hyperacute (less than 24 hours), acute (1 to 14 days), or subacute (15 to 90 days); OR 2.2 Uncomplicated with high-risk features (refractory pain, refractory hypertension, bloody pleural effusion, aortic diameter of more than 40 mm, imaging evidence of malperfusion, entry tear on lesser curvature, or false lumen of more than 22 mm). 3 Patients with traumatic aortic injury who do not have contraindications to endovascular repair.
Vascular | Endovascular aortic repair | Aortic stent graft package | TEVAR package | Terumo Aortic | RelayPro Thoracic Stent-Graft System (Non-Bare Stent Configuration) | 28-N4-24-250-36S | Standalone | DE0503702 | 1 Patients with thoracic aortic aneurysm (TAA; ruptured or unruptured) who are not suitable for OSR and are: 1.1 symptomatic; OR 1.2 asymptomatic and with an aneurysm of 5.5 cm or larger (measured outer-to-outer maximum anterior-posterior aortic diameter); OR 1.3 asymptomatic and with an aneurysm that has grown by more than 1 cm in one year (measured outer-to-outer maximum anterior-posterior aortic diameter). 2 Patients with type B aortic dissection (TBAD) with suitable anatomy for TEVAR and the TBAD is: 2.1 Complicated (presence of malperfusion syndrome or rupture) hyperacute (less than 24 hours), acute (1 to 14 days), or subacute (15 to 90 days); OR 2.2 Uncomplicated with high-risk features (refractory pain, refractory hypertension, bloody pleural effusion, aortic diameter of more than 40 mm, imaging evidence of malperfusion, entry tear on lesser curvature, or false lumen of more than 22 mm). 3 Patients with traumatic aortic injury who do not have contraindications to endovascular repair.
Vascular | Endovascular aortic repair | Aortic stent graft package | TEVAR package | Terumo Aortic | RelayPro Thoracic Stent-Graft System (Non-Bare Stent Configuration) | 28-N4-26-090-36S | Standalone | DE0503702 | 1 Patients with thoracic aortic aneurysm (TAA; ruptured or unruptured) who are not suitable for OSR and are: 1.1 symptomatic; OR 1.2 asymptomatic and with an aneurysm of 5.5 cm or larger (measured outer-to-outer maximum anterior-posterior aortic diameter); OR 1.3 asymptomatic and with an aneurysm that has grown by more than 1 cm in one year (measured outer-to-outer maximum anterior-posterior aortic diameter). 2 Patients with type B aortic dissection (TBAD) with suitable anatomy for TEVAR and the TBAD is: 2.1 Complicated (presence of malperfusion syndrome or rupture) hyperacute (less than 24 hours), acute (1 to 14 days), or subacute (15 to 90 days); OR 2.2 Uncomplicated with high-risk features (refractory pain, refractory hypertension, bloody pleural effusion, aortic diameter of more than 40 mm, imaging evidence of malperfusion, entry tear on lesser curvature, or false lumen of more than 22 mm). 3 Patients with traumatic aortic injury who do not have contraindications to endovascular repair.
Vascular | Endovascular aortic repair | Aortic stent graft package | TEVAR package | Terumo Aortic | RelayPro Thoracic Stent-Graft System (Non-Bare Stent Configuration) | 28-N4-26-110-36S | Standalone | DE0503702 | 1 Patients with thoracic aortic aneurysm (TAA; ruptured or unruptured) who are not suitable for OSR and are: 1.1 symptomatic; OR 1.2 asymptomatic and with an aneurysm of 5.5 cm or larger (measured outer-to-outer maximum anterior-posterior aortic diameter); OR 1.3 asymptomatic and with an aneurysm that has grown by more than 1 cm in one year (measured outer-to-outer maximum anterior-posterior aortic diameter). 2 Patients with type B aortic dissection (TBAD) with suitable anatomy for TEVAR and the TBAD is: 2.1 Complicated (presence of malperfusion syndrome or rupture) hyperacute (less than 24 hours), acute (1 to 14 days), or subacute (15 to 90 days); OR 2.2 Uncomplicated with high-risk features (refractory pain, refractory hypertension, bloody pleural effusion, aortic diameter of more than 40 mm, imaging evidence of malperfusion, entry tear on lesser curvature, or false lumen of more than 22 mm). 3 Patients with traumatic aortic injury who do not have contraindications to endovascular repair.
Vascular | Endovascular aortic repair | Aortic stent graft package | TEVAR package | Terumo Aortic | RelayPro Thoracic Stent-Graft System (Non-Bare Stent Configuration) | 28-N4-26-130-36S | Standalone | DE0503702 | 1 Patients with thoracic aortic aneurysm (TAA; ruptured or unruptured) who are not suitable for OSR and are: 1.1 symptomatic; OR 1.2 asymptomatic and with an aneurysm of 5.5 cm or larger (measured outer-to-outer maximum anterior-posterior aortic diameter); OR 1.3 asymptomatic and with an aneurysm that has grown by more than 1 cm in one year (measured outer-to-outer maximum anterior-posterior aortic diameter). 2 Patients with type B aortic dissection (TBAD) with suitable anatomy for TEVAR and the TBAD is: 2.1 Complicated (presence of malperfusion syndrome or rupture) hyperacute (less than 24 hours), acute (1 to 14 days), or subacute (15 to 90 days); OR 2.2 Uncomplicated with high-risk features (refractory pain, refractory hypertension, bloody pleural effusion, aortic diameter of more than 40 mm, imaging evidence of malperfusion, entry tear on lesser curvature, or false lumen of more than 22 mm). 3 Patients with traumatic aortic injury who do not have contraindications to endovascular repair.
Vascular | Endovascular aortic repair | Aortic stent graft package | TEVAR package | Terumo Aortic | RelayPro Thoracic Stent-Graft System (Non-Bare Stent Configuration) | 28-N4-26-150-36S | Standalone | DE0503702 | 1 Patients with thoracic aortic aneurysm (TAA; ruptured or unruptured) who are not suitable for OSR and are: 1.1 symptomatic; OR 1.2 asymptomatic and with an aneurysm of 5.5 cm or larger (measured outer-to-outer maximum anterior-posterior aortic diameter); OR 1.3 asymptomatic and with an aneurysm that has grown by more than 1 cm in one year (measured outer-to-outer maximum anterior-posterior aortic diameter). 2 Patients with type B aortic dissection (TBAD) with suitable anatomy for TEVAR and the TBAD is: 2.1 Complicated (presence of malperfusion syndrome or rupture) hyperacute (less than 24 hours), acute (1 to 14 days), or subacute (15 to 90 days); OR 2.2 Uncomplicated with high-risk features (refractory pain, refractory hypertension, bloody pleural effusion, aortic diameter of more than 40 mm, imaging evidence of malperfusion, entry tear on lesser curvature, or false lumen of more than 22 mm). 3 Patients with traumatic aortic injury who do not have contraindications to endovascular repair.
Vascular | Endovascular aortic repair | Aortic stent graft package | TEVAR package | Terumo Aortic | RelayPro Thoracic Stent-Graft System (Non-Bare Stent Configuration) | 28-N4-26-170-36S | Standalone | DE0503702 | 1 Patients with thoracic aortic aneurysm (TAA; ruptured or unruptured) who are not suitable for OSR and are: 1.1 symptomatic; OR 1.2 asymptomatic and with an aneurysm of 5.5 cm or larger (measured outer-to-outer maximum anterior-posterior aortic diameter); OR 1.3 asymptomatic and with an aneurysm that has grown by more than 1 cm in one year (measured outer-to-outer maximum anterior-posterior aortic diameter). 2 Patients with type B aortic dissection (TBAD) with suitable anatomy for TEVAR and the TBAD is: 2.1 Complicated (presence of malperfusion syndrome or rupture) hyperacute (less than 24 hours), acute (1 to 14 days), or subacute (15 to 90 days); OR 2.2 Uncomplicated with high-risk features (refractory pain, refractory hypertension, bloody pleural effusion, aortic diameter of more than 40 mm, imaging evidence of malperfusion, entry tear on lesser curvature, or false lumen of more than 22 mm). 3 Patients with traumatic aortic injury who do not have contraindications to endovascular repair.
Vascular | Endovascular aortic repair | Aortic stent graft package | TEVAR package | Terumo Aortic | RelayPro Thoracic Stent-Graft System (Non-Bare Stent Configuration) | 28-N4-26-190-36S | Standalone | DE0503702 | 1 Patients with thoracic aortic aneurysm (TAA; ruptured or unruptured) who are not suitable for OSR and are: 1.1 symptomatic; OR 1.2 asymptomatic and with an aneurysm of 5.5 cm or larger (measured outer-to-outer maximum anterior-posterior aortic diameter); OR 1.3 asymptomatic and with an aneurysm that has grown by more than 1 cm in one year (measured outer-to-outer maximum anterior-posterior aortic diameter). 2 Patients with type B aortic dissection (TBAD) with suitable anatomy for TEVAR and the TBAD is: 2.1 Complicated (presence of malperfusion syndrome or rupture) hyperacute (less than 24 hours), acute (1 to 14 days), or subacute (15 to 90 days); OR 2.2 Uncomplicated with high-risk features (refractory pain, refractory hypertension, bloody pleural effusion, aortic diameter of more than 40 mm, imaging evidence of malperfusion, entry tear on lesser curvature, or false lumen of more than 22 mm). 3 Patients with traumatic aortic injury who do not have contraindications to endovascular repair.
Vascular | Endovascular aortic repair | Aortic stent graft package | TEVAR package | Terumo Aortic | RelayPro Thoracic Stent-Graft System (Non-Bare Stent Configuration) | 28-N4-26-210-36S | Standalone | DE0503702 | 1 Patients with thoracic aortic aneurysm (TAA; ruptured or unruptured) who are not suitable for OSR and are: 1.1 symptomatic; OR 1.2 asymptomatic and with an aneurysm of 5.5 cm or larger (measured outer-to-outer maximum anterior-posterior aortic diameter); OR 1.3 asymptomatic and with an aneurysm that has grown by more than 1 cm in one year (measured outer-to-outer maximum anterior-posterior aortic diameter). 2 Patients with type B aortic dissection (TBAD) with suitable anatomy for TEVAR and the TBAD is: 2.1 Complicated (presence of malperfusion syndrome or rupture) hyperacute (less than 24 hours), acute (1 to 14 days), or subacute (15 to 90 days); OR 2.2 Uncomplicated with high-risk features (refractory pain, refractory hypertension, bloody pleural effusion, aortic diameter of more than 40 mm, imaging evidence of malperfusion, entry tear on lesser curvature, or false lumen of more than 22 mm). 3 Patients with traumatic aortic injury who do not have contraindications to endovascular repair.
Vascular | Endovascular aortic repair | Aortic stent graft package | TEVAR package | Terumo Aortic | RelayPro Thoracic Stent-Graft System (Non-Bare Stent Configuration) | 28-N4-26-230-36S | Standalone | DE0503702 | 1 Patients with thoracic aortic aneurysm (TAA; ruptured or unruptured) who are not suitable for OSR and are: 1.1 symptomatic; OR 1.2 asymptomatic and with an aneurysm of 5.5 cm or larger (measured outer-to-outer maximum anterior-posterior aortic diameter); OR 1.3 asymptomatic and with an aneurysm that has grown by more than 1 cm in one year (measured outer-to-outer maximum anterior-posterior aortic diameter). 2 Patients with type B aortic dissection (TBAD) with suitable anatomy for TEVAR and the TBAD is: 2.1 Complicated (presence of malperfusion syndrome or rupture) hyperacute (less than 24 hours), acute (1 to 14 days), or subacute (15 to 90 days); OR 2.2 Uncomplicated with high-risk features (refractory pain, refractory hypertension, bloody pleural effusion, aortic diameter of more than 40 mm, imaging evidence of malperfusion, entry tear on lesser curvature, or false lumen of more than 22 mm). 3 Patients with traumatic aortic injury who do not have contraindications to endovascular repair.
Vascular | Endovascular aortic repair | Aortic stent graft package | TEVAR package | Terumo Aortic | RelayPro Thoracic Stent-Graft System (Non-Bare Stent Configuration) | 28-N4-26-250-36S | Standalone | DE0503702 | 1 Patients with thoracic aortic aneurysm (TAA; ruptured or unruptured) who are not suitable for OSR and are: 1.1 symptomatic; OR 1.2 asymptomatic and with an aneurysm of 5.5 cm or larger (measured outer-to-outer maximum anterior-posterior aortic diameter); OR 1.3 asymptomatic and with an aneurysm that has grown by more than 1 cm in one year (measured outer-to-outer maximum anterior-posterior aortic diameter). 2 Patients with type B aortic dissection (TBAD) with suitable anatomy for TEVAR and the TBAD is: 2.1 Complicated (presence of malperfusion syndrome or rupture) hyperacute (less than 24 hours), acute (1 to 14 days), or subacute (15 to 90 days); OR 2.2 Uncomplicated with high-risk features (refractory pain, refractory hypertension, bloody pleural effusion, aortic diameter of more than 40 mm, imaging evidence of malperfusion, entry tear on lesser curvature, or false lumen of more than 22 mm). 3 Patients with traumatic aortic injury who do not have contraindications to endovascular repair.
Vascular | Endovascular aortic repair | Aortic stent graft package | TEVAR package | Terumo Aortic | RelayPro Thoracic Stent-Graft System (Non-Bare Stent Configuration) | 28-N4-28-090-36S | Standalone | DE0503702 | 1 Patients with thoracic aortic aneurysm (TAA; ruptured or unruptured) who are not suitable for OSR and are: 1.1 symptomatic; OR 1.2 asymptomatic and with an aneurysm of 5.5 cm or larger (measured outer-to-outer maximum anterior-posterior aortic diameter); OR 1.3 asymptomatic and with an aneurysm that has grown by more than 1 cm in one year (measured outer-to-outer maximum anterior-posterior aortic diameter). 2 Patients with type B aortic dissection (TBAD) with suitable anatomy for TEVAR and the TBAD is: 2.1 Complicated (presence of malperfusion syndrome or rupture) hyperacute (less than 24 hours), acute (1 to 14 days), or subacute (15 to 90 days); OR 2.2 Uncomplicated with high-risk features (refractory pain, refractory hypertension, bloody pleural effusion, aortic diameter of more than 40 mm, imaging evidence of malperfusion, entry tear on lesser curvature, or false lumen of more than 22 mm). 3 Patients with traumatic aortic injury who do not have contraindications to endovascular repair.
Vascular | Endovascular aortic repair | Aortic stent graft package | TEVAR package | Terumo Aortic | RelayPro Thoracic Stent-Graft System (Non-Bare Stent Configuration) | 28-N4-28-110-36S | Standalone | DE0503702 | 1 Patients with thoracic aortic aneurysm (TAA; ruptured or unruptured) who are not suitable for OSR and are: 1.1 symptomatic; OR 1.2 asymptomatic and with an aneurysm of 5.5 cm or larger (measured outer-to-outer maximum anterior-posterior aortic diameter); OR 1.3 asymptomatic and with an aneurysm that has grown by more than 1 cm in one year (measured outer-to-outer maximum anterior-posterior aortic diameter). 2 Patients with type B aortic dissection (TBAD) with suitable anatomy for TEVAR and the TBAD is: 2.1 Complicated (presence of malperfusion syndrome or rupture) hyperacute (less than 24 hours), acute (1 to 14 days), or subacute (15 to 90 days); OR 2.2 Uncomplicated with high-risk features (refractory pain, refractory hypertension, bloody pleural effusion, aortic diameter of more than 40 mm, imaging evidence of malperfusion, entry tear on lesser curvature, or false lumen of more than 22 mm). 3 Patients with traumatic aortic injury who do not have contraindications to endovascular repair.
Vascular | Endovascular aortic repair | Aortic stent graft package | TEVAR package | Terumo Aortic | RelayPro Thoracic Stent-Graft System (Non-Bare Stent Configuration) | 28-N4-28-130-36S | Standalone | DE0503702 | 1 Patients with thoracic aortic aneurysm (TAA; ruptured or unruptured) who are not suitable for OSR and are: 1.1 symptomatic; OR 1.2 asymptomatic and with an aneurysm of 5.5 cm or larger (measured outer-to-outer maximum anterior-posterior aortic diameter); OR 1.3 asymptomatic and with an aneurysm that has grown by more than 1 cm in one year (measured outer-to-outer maximum anterior-posterior aortic diameter). 2 Patients with type B aortic dissection (TBAD) with suitable anatomy for TEVAR and the TBAD is: 2.1 Complicated (presence of malperfusion syndrome or rupture) hyperacute (less than 24 hours), acute (1 to 14 days), or subacute (15 to 90 days); OR 2.2 Uncomplicated with high-risk features (refractory pain, refractory hypertension, bloody pleural effusion, aortic diameter of more than 40 mm, imaging evidence of malperfusion, entry tear on lesser curvature, or false lumen of more than 22 mm). 3 Patients with traumatic aortic injury who do not have contraindications to endovascular repair.
Vascular | Endovascular aortic repair | Aortic stent graft package | TEVAR package | Terumo Aortic | RelayPro Thoracic Stent-Graft System (Non-Bare Stent Configuration) | 28-N4-28-150-36S | Standalone | DE0503702 | 1 Patients with thoracic aortic aneurysm (TAA; ruptured or unruptured) who are not suitable for OSR and are: 1.1 symptomatic; OR 1.2 asymptomatic and with an aneurysm of 5.5 cm or larger (measured outer-to-outer maximum anterior-posterior aortic diameter); OR 1.3 asymptomatic and with an aneurysm that has grown by more than 1 cm in one year (measured outer-to-outer maximum anterior-posterior aortic diameter). 2 Patients with type B aortic dissection (TBAD) with suitable anatomy for TEVAR and the TBAD is: 2.1 Complicated (presence of malperfusion syndrome or rupture) hyperacute (less than 24 hours), acute (1 to 14 days), or subacute (15 to 90 days); OR 2.2 Uncomplicated with high-risk features (refractory pain, refractory hypertension, bloody pleural effusion, aortic diameter of more than 40 mm, imaging evidence of malperfusion, entry tear on lesser curvature, or false lumen of more than 22 mm). 3 Patients with traumatic aortic injury who do not have contraindications to endovascular repair.
Vascular | Endovascular aortic repair | Aortic stent graft package | TEVAR package | Terumo Aortic | RelayPro Thoracic Stent-Graft System (Non-Bare Stent Configuration) | 28-N4-28-170-36S | Standalone | DE0503702 | 1 Patients with thoracic aortic aneurysm (TAA; ruptured or unruptured) who are not suitable for OSR and are: 1.1 symptomatic; OR 1.2 asymptomatic and with an aneurysm of 5.5 cm or larger (measured outer-to-outer maximum anterior-posterior aortic diameter); OR 1.3 asymptomatic and with an aneurysm that has grown by more than 1 cm in one year (measured outer-to-outer maximum anterior-posterior aortic diameter). 2 Patients with type B aortic dissection (TBAD) with suitable anatomy for TEVAR and the TBAD is: 2.1 Complicated (presence of malperfusion syndrome or rupture) hyperacute (less than 24 hours), acute (1 to 14 days), or subacute (15 to 90 days); OR 2.2 Uncomplicated with high-risk features (refractory pain, refractory hypertension, bloody pleural effusion, aortic diameter of more than 40 mm, imaging evidence of malperfusion, entry tear on lesser curvature, or false lumen of more than 22 mm). 3 Patients with traumatic aortic injury who do not have contraindications to endovascular repair.
Vascular | Endovascular aortic repair | Aortic stent graft package | TEVAR package | Terumo Aortic | RelayPro Thoracic Stent-Graft System (Non-Bare Stent Configuration) | 28-N4-28-190-36S | Standalone | DE0503702 | 1 Patients with thoracic aortic aneurysm (TAA; ruptured or unruptured) who are not suitable for OSR and are: 1.1 symptomatic; OR 1.2 asymptomatic and with an aneurysm of 5.5 cm or larger (measured outer-to-outer maximum anterior-posterior aortic diameter); OR 1.3 asymptomatic and with an aneurysm that has grown by more than 1 cm in one year (measured outer-to-outer maximum anterior-posterior aortic diameter). 2 Patients with type B aortic dissection (TBAD) with suitable anatomy for TEVAR and the TBAD is: 2.1 Complicated (presence of malperfusion syndrome or rupture) hyperacute (less than 24 hours), acute (1 to 14 days), or subacute (15 to 90 days); OR 2.2 Uncomplicated with high-risk features (refractory pain, refractory hypertension, bloody pleural effusion, aortic diameter of more than 40 mm, imaging evidence of malperfusion, entry tear on lesser curvature, or false lumen of more than 22 mm). 3 Patients with traumatic aortic injury who do not have contraindications to endovascular repair.
Vascular | Endovascular aortic repair | Aortic stent graft package | TEVAR package | Terumo Aortic | RelayPro Thoracic Stent-Graft System (Non-Bare Stent Configuration) | 28-N4-28-210-36S | Standalone | DE0503702 | 1 Patients with thoracic aortic aneurysm (TAA; ruptured or unruptured) who are not suitable for OSR and are: 1.1 symptomatic; OR 1.2 asymptomatic and with an aneurysm of 5.5 cm or larger (measured outer-to-outer maximum anterior-posterior aortic diameter); OR 1.3 asymptomatic and with an aneurysm that has grown by more than 1 cm in one year (measured outer-to-outer maximum anterior-posterior aortic diameter). 2 Patients with type B aortic dissection (TBAD) with suitable anatomy for TEVAR and the TBAD is: 2.1 Complicated (presence of malperfusion syndrome or rupture) hyperacute (less than 24 hours), acute (1 to 14 days), or subacute (15 to 90 days); OR 2.2 Uncomplicated with high-risk features (refractory pain, refractory hypertension, bloody pleural effusion, aortic diameter of more than 40 mm, imaging evidence of malperfusion, entry tear on lesser curvature, or false lumen of more than 22 mm). 3 Patients with traumatic aortic injury who do not have contraindications to endovascular repair.
Vascular | Endovascular aortic repair | Aortic stent graft package | TEVAR package | Terumo Aortic | RelayPro Thoracic Stent-Graft System (Non-Bare Stent Configuration) | 28-N4-28-230-36S | Standalone | DE0503702 | 1 Patients with thoracic aortic aneurysm (TAA; ruptured or unruptured) who are not suitable for OSR and are: 1.1 symptomatic; OR 1.2 asymptomatic and with an aneurysm of 5.5 cm or larger (measured outer-to-outer maximum anterior-posterior aortic diameter); OR 1.3 asymptomatic and with an aneurysm that has grown by more than 1 cm in one year (measured outer-to-outer maximum anterior-posterior aortic diameter). 2 Patients with type B aortic dissection (TBAD) with suitable anatomy for TEVAR and the TBAD is: 2.1 Complicated (presence of malperfusion syndrome or rupture) hyperacute (less than 24 hours), acute (1 to 14 days), or subacute (15 to 90 days); OR 2.2 Uncomplicated with high-risk features (refractory pain, refractory hypertension, bloody pleural effusion, aortic diameter of more than 40 mm, imaging evidence of malperfusion, entry tear on lesser curvature, or false lumen of more than 22 mm). 3 Patients with traumatic aortic injury who do not have contraindications to endovascular repair.
Vascular | Endovascular aortic repair | Aortic stent graft package | TEVAR package | Terumo Aortic | RelayPro Thoracic Stent-Graft System (Non-Bare Stent Configuration) | 28-N4-28-250-36S | Standalone | DE0503702 | 1 Patients with thoracic aortic aneurysm (TAA; ruptured or unruptured) who are not suitable for OSR and are: 1.1 symptomatic; OR 1.2 asymptomatic and with an aneurysm of 5.5 cm or larger (measured outer-to-outer maximum anterior-posterior aortic diameter); OR 1.3 asymptomatic and with an aneurysm that has grown by more than 1 cm in one year (measured outer-to-outer maximum anterior-posterior aortic diameter). 2 Patients with type B aortic dissection (TBAD) with suitable anatomy for TEVAR and the TBAD is: 2.1 Complicated (presence of malperfusion syndrome or rupture) hyperacute (less than 24 hours), acute (1 to 14 days), or subacute (15 to 90 days); OR 2.2 Uncomplicated with high-risk features (refractory pain, refractory hypertension, bloody pleural effusion, aortic diameter of more than 40 mm, imaging evidence of malperfusion, entry tear on lesser curvature, or false lumen of more than 22 mm). 3 Patients with traumatic aortic injury who do not have contraindications to endovascular repair.
Vascular | Endovascular aortic repair | Aortic stent graft package | TEVAR package | Terumo Aortic | RelayPro Thoracic Stent-Graft System (Non-Bare Stent Configuration) | 28-N4-30-090-36S | Standalone | DE0503702 | 1 Patients with thoracic aortic aneurysm (TAA; ruptured or unruptured) who are not suitable for OSR and are: 1.1 symptomatic; OR 1.2 asymptomatic and with an aneurysm of 5.5 cm or larger (measured outer-to-outer maximum anterior-posterior aortic diameter); OR 1.3 asymptomatic and with an aneurysm that has grown by more than 1 cm in one year (measured outer-to-outer maximum anterior-posterior aortic diameter). 2 Patients with type B aortic dissection (TBAD) with suitable anatomy for TEVAR and the TBAD is: 2.1 Complicated (presence of malperfusion syndrome or rupture) hyperacute (less than 24 hours), acute (1 to 14 days), or subacute (15 to 90 days); OR 2.2 Uncomplicated with high-risk features (refractory pain, refractory hypertension, bloody pleural effusion, aortic diameter of more than 40 mm, imaging evidence of malperfusion, entry tear on lesser curvature, or false lumen of more than 22 mm). 3 Patients with traumatic aortic injury who do not have contraindications to endovascular repair.
Vascular | Endovascular aortic repair | Aortic stent graft package | TEVAR package | Terumo Aortic | RelayPro Thoracic Stent-Graft System (Non-Bare Stent Configuration) | 28-N4-30-110-36S | Standalone | DE0503702 | 1 Patients with thoracic aortic aneurysm (TAA; ruptured or unruptured) who are not suitable for OSR and are: 1.1 symptomatic; OR 1.2 asymptomatic and with an aneurysm of 5.5 cm or larger (measured outer-to-outer maximum anterior-posterior aortic diameter); OR 1.3 asymptomatic and with an aneurysm that has grown by more than 1 cm in one year (measured outer-to-outer maximum anterior-posterior aortic diameter). 2 Patients with type B aortic dissection (TBAD) with suitable anatomy for TEVAR and the TBAD is: 2.1 Complicated (presence of malperfusion syndrome or rupture) hyperacute (less than 24 hours), acute (1 to 14 days), or subacute (15 to 90 days); OR 2.2 Uncomplicated with high-risk features (refractory pain, refractory hypertension, bloody pleural effusion, aortic diameter of more than 40 mm, imaging evidence of malperfusion, entry tear on lesser curvature, or false lumen of more than 22 mm). 3 Patients with traumatic aortic injury who do not have contraindications to endovascular repair.
Vascular | Endovascular aortic repair | Aortic stent graft package | TEVAR package | Terumo Aortic | RelayPro Thoracic Stent-Graft System (Non-Bare Stent Configuration) | 28-N4-30-130-36S | Standalone | DE0503702 | 1 Patients with thoracic aortic aneurysm (TAA; ruptured or unruptured) who are not suitable for OSR and are: 1.1 symptomatic; OR 1.2 asymptomatic and with an aneurysm of 5.5 cm or larger (measured outer-to-outer maximum anterior-posterior aortic diameter); OR 1.3 asymptomatic and with an aneurysm that has grown by more than 1 cm in one year (measured outer-to-outer maximum anterior-posterior aortic diameter). 2 Patients with type B aortic dissection (TBAD) with suitable anatomy for TEVAR and the TBAD is: 2.1 Complicated (presence of malperfusion syndrome or rupture) hyperacute (less than 24 hours), acute (1 to 14 days), or subacute (15 to 90 days); OR 2.2 Uncomplicated with high-risk features (refractory pain, refractory hypertension, bloody pleural effusion, aortic diameter of more than 40 mm, imaging evidence of malperfusion, entry tear on lesser curvature, or false lumen of more than 22 mm). 3 Patients with traumatic aortic injury who do not have contraindications to endovascular repair.
Vascular | Endovascular aortic repair | Aortic stent graft package | TEVAR package | Terumo Aortic | RelayPro Thoracic Stent-Graft System (Non-Bare Stent Configuration) | 28-N4-30-150-36S | Standalone | DE0503702 | 1 Patients with thoracic aortic aneurysm (TAA; ruptured or unruptured) who are not suitable for OSR and are: 1.1 symptomatic; OR 1.2 asymptomatic and with an aneurysm of 5.5 cm or larger (measured outer-to-outer maximum anterior-posterior aortic diameter); OR 1.3 asymptomatic and with an aneurysm that has grown by more than 1 cm in one year (measured outer-to-outer maximum anterior-posterior aortic diameter). 2 Patients with type B aortic dissection (TBAD) with suitable anatomy for TEVAR and the TBAD is: 2.1 Complicated (presence of malperfusion syndrome or rupture) hyperacute (less than 24 hours), acute (1 to 14 days), or subacute (15 to 90 days); OR 2.2 Uncomplicated with high-risk features (refractory pain, refractory hypertension, bloody pleural effusion, aortic diameter of more than 40 mm, imaging evidence of malperfusion, entry tear on lesser curvature, or false lumen of more than 22 mm). 3 Patients with traumatic aortic injury who do not have contraindications to endovascular repair.
Vascular | Endovascular aortic repair | Aortic stent graft package | TEVAR package | Terumo Aortic | RelayPro Thoracic Stent-Graft System (Non-Bare Stent Configuration) | 28-N4-30-170-36S | Standalone | DE0503702 | 1 Patients with thoracic aortic aneurysm (TAA; ruptured or unruptured) who are not suitable for OSR and are: 1.1 symptomatic; OR 1.2 asymptomatic and with an aneurysm of 5.5 cm or larger (measured outer-to-outer maximum anterior-posterior aortic diameter); OR 1.3 asymptomatic and with an aneurysm that has grown by more than 1 cm in one year (measured outer-to-outer maximum anterior-posterior aortic diameter). 2 Patients with type B aortic dissection (TBAD) with suitable anatomy for TEVAR and the TBAD is: 2.1 Complicated (presence of malperfusion syndrome or rupture) hyperacute (less than 24 hours), acute (1 to 14 days), or subacute (15 to 90 days); OR 2.2 Uncomplicated with high-risk features (refractory pain, refractory hypertension, bloody pleural effusion, aortic diameter of more than 40 mm, imaging evidence of malperfusion, entry tear on lesser curvature, or false lumen of more than 22 mm). 3 Patients with traumatic aortic injury who do not have contraindications to endovascular repair.
Vascular | Endovascular aortic repair | Aortic stent graft package | TEVAR package | Terumo Aortic | RelayPro Thoracic Stent-Graft System (Non-Bare Stent Configuration) | 28-N4-30-190-36S | Standalone | DE0503702 | 1 Patients with thoracic aortic aneurysm (TAA; ruptured or unruptured) who are not suitable for OSR and are: 1.1 symptomatic; OR 1.2 asymptomatic and with an aneurysm of 5.5 cm or larger (measured outer-to-outer maximum anterior-posterior aortic diameter); OR 1.3 asymptomatic and with an aneurysm that has grown by more than 1 cm in one year (measured outer-to-outer maximum anterior-posterior aortic diameter). 2 Patients with type B aortic dissection (TBAD) with suitable anatomy for TEVAR and the TBAD is: 2.1 Complicated (presence of malperfusion syndrome or rupture) hyperacute (less than 24 hours), acute (1 to 14 days), or subacute (15 to 90 days); OR 2.2 Uncomplicated with high-risk features (refractory pain, refractory hypertension, bloody pleural effusion, aortic diameter of more than 40 mm, imaging evidence of malperfusion, entry tear on lesser curvature, or false lumen of more than 22 mm). 3 Patients with traumatic aortic injury who do not have contraindications to endovascular repair.
Vascular | Endovascular aortic repair | Aortic stent graft package | TEVAR package | Terumo Aortic | RelayPro Thoracic Stent-Graft System (Non-Bare Stent Configuration) | 28-N4-30-210-36S | Standalone | DE0503702 | 1 Patients with thoracic aortic aneurysm (TAA; ruptured or unruptured) who are not suitable for OSR and are: 1.1 symptomatic; OR 1.2 asymptomatic and with an aneurysm of 5.5 cm or larger (measured outer-to-outer maximum anterior-posterior aortic diameter); OR 1.3 asymptomatic and with an aneurysm that has grown by more than 1 cm in one year (measured outer-to-outer maximum anterior-posterior aortic diameter). 2 Patients with type B aortic dissection (TBAD) with suitable anatomy for TEVAR and the TBAD is: 2.1 Complicated (presence of malperfusion syndrome or rupture) hyperacute (less than 24 hours), acute (1 to 14 days), or subacute (15 to 90 days); OR 2.2 Uncomplicated with high-risk features (refractory pain, refractory hypertension, bloody pleural effusion, aortic diameter of more than 40 mm, imaging evidence of malperfusion, entry tear on lesser curvature, or false lumen of more than 22 mm). 3 Patients with traumatic aortic injury who do not have contraindications to endovascular repair.
Vascular | Endovascular aortic repair | Aortic stent graft package | TEVAR package | Terumo Aortic | RelayPro Thoracic Stent-Graft System (Non-Bare Stent Configuration) | 28-N4-30-230-36S | Standalone | DE0503702 | 1 Patients with thoracic aortic aneurysm (TAA; ruptured or unruptured) who are not suitable for OSR and are: 1.1 symptomatic; OR 1.2 asymptomatic and with an aneurysm of 5.5 cm or larger (measured outer-to-outer maximum anterior-posterior aortic diameter); OR 1.3 asymptomatic and with an aneurysm that has grown by more than 1 cm in one year (measured outer-to-outer maximum anterior-posterior aortic diameter). 2 Patients with type B aortic dissection (TBAD) with suitable anatomy for TEVAR and the TBAD is: 2.1 Complicated (presence of malperfusion syndrome or rupture) hyperacute (less than 24 hours), acute (1 to 14 days), or subacute (15 to 90 days); OR 2.2 Uncomplicated with high-risk features (refractory pain, refractory hypertension, bloody pleural effusion, aortic diameter of more than 40 mm, imaging evidence of malperfusion, entry tear on lesser curvature, or false lumen of more than 22 mm). 3 Patients with traumatic aortic injury who do not have contraindications to endovascular repair.
Vascular | Endovascular aortic repair | Aortic stent graft package | TEVAR package | Terumo Aortic | RelayPro Thoracic Stent-Graft System (Non-Bare Stent Configuration) | 28-N4-30-250-36S | Standalone | DE0503702 | 1 Patients with thoracic aortic aneurysm (TAA; ruptured or unruptured) who are not suitable for OSR and are: 1.1 symptomatic; OR 1.2 asymptomatic and with an aneurysm of 5.5 cm or larger (measured outer-to-outer maximum anterior-posterior aortic diameter); OR 1.3 asymptomatic and with an aneurysm that has grown by more than 1 cm in one year (measured outer-to-outer maximum anterior-posterior aortic diameter). 2 Patients with type B aortic dissection (TBAD) with suitable anatomy for TEVAR and the TBAD is: 2.1 Complicated (presence of malperfusion syndrome or rupture) hyperacute (less than 24 hours), acute (1 to 14 days), or subacute (15 to 90 days); OR 2.2 Uncomplicated with high-risk features (refractory pain, refractory hypertension, bloody pleural effusion, aortic diameter of more than 40 mm, imaging evidence of malperfusion, entry tear on lesser curvature, or false lumen of more than 22 mm). 3 Patients with traumatic aortic injury who do not have contraindications to endovascular repair.
Vascular | Endovascular aortic repair | Aortic stent graft package | TEVAR package | Terumo Aortic | RelayPro Thoracic Stent-Graft System (Non-Bare Stent Configuration) | 28-N4-32-090-36S | Standalone | DE0503702 | 1 Patients with thoracic aortic aneurysm (TAA; ruptured or unruptured) who are not suitable for OSR and are: 1.1 symptomatic; OR 1.2 asymptomatic and with an aneurysm of 5.5 cm or larger (measured outer-to-outer maximum anterior-posterior aortic diameter); OR 1.3 asymptomatic and with an aneurysm that has grown by more than 1 cm in one year (measured outer-to-outer maximum anterior-posterior aortic diameter). 2 Patients with type B aortic dissection (TBAD) with suitable anatomy for TEVAR and the TBAD is: 2.1 Complicated (presence of malperfusion syndrome or rupture) hyperacute (less than 24 hours), acute (1 to 14 days), or subacute (15 to 90 days); OR 2.2 Uncomplicated with high-risk features (refractory pain, refractory hypertension, bloody pleural effusion, aortic diameter of more than 40 mm, imaging evidence of malperfusion, entry tear on lesser curvature, or false lumen of more than 22 mm). 3 Patients with traumatic aortic injury who do not have contraindications to endovascular repair.
Vascular | Endovascular aortic repair | Aortic stent graft package | TEVAR package | Terumo Aortic | RelayPro Thoracic Stent-Graft System (Non-Bare Stent Configuration) | 28-N4-32-110-36S | Standalone | DE0503702 | 1 Patients with thoracic aortic aneurysm (TAA; ruptured or unruptured) who are not suitable for OSR and are: 1.1 symptomatic; OR 1.2 asymptomatic and with an aneurysm of 5.5 cm or larger (measured outer-to-outer maximum anterior-posterior aortic diameter); OR 1.3 asymptomatic and with an aneurysm that has grown by more than 1 cm in one year (measured outer-to-outer maximum anterior-posterior aortic diameter). 2 Patients with type B aortic dissection (TBAD) with suitable anatomy for TEVAR and the TBAD is: 2.1 Complicated (presence of malperfusion syndrome or rupture) hyperacute (less than 24 hours), acute (1 to 14 days), or subacute (15 to 90 days); OR 2.2 Uncomplicated with high-risk features (refractory pain, refractory hypertension, bloody pleural effusion, aortic diameter of more than 40 mm, imaging evidence of malperfusion, entry tear on lesser curvature, or false lumen of more than 22 mm). 3 Patients with traumatic aortic injury who do not have contraindications to endovascular repair.
Vascular | Endovascular aortic repair | Aortic stent graft package | TEVAR package | Terumo Aortic | RelayPro Thoracic Stent-Graft System (Non-Bare Stent Configuration) | 28-N4-32-130-36S | Standalone | DE0503702 | 1 Patients with thoracic aortic aneurysm (TAA; ruptured or unruptured) who are not suitable for OSR and are: 1.1 symptomatic; OR 1.2 asymptomatic and with an aneurysm of 5.5 cm or larger (measured outer-to-outer maximum anterior-posterior aortic diameter); OR 1.3 asymptomatic and with an aneurysm that has grown by more than 1 cm in one year (measured outer-to-outer maximum anterior-posterior aortic diameter). 2 Patients with type B aortic dissection (TBAD) with suitable anatomy for TEVAR and the TBAD is: 2.1 Complicated (presence of malperfusion syndrome or rupture) hyperacute (less than 24 hours), acute (1 to 14 days), or subacute (15 to 90 days); OR 2.2 Uncomplicated with high-risk features (refractory pain, refractory hypertension, bloody pleural effusion, aortic diameter of more than 40 mm, imaging evidence of malperfusion, entry tear on lesser curvature, or false lumen of more than 22 mm). 3 Patients with traumatic aortic injury who do not have contraindications to endovascular repair.
Vascular | Endovascular aortic repair | Aortic stent graft package | TEVAR package | Terumo Aortic | RelayPro Thoracic Stent-Graft System (Non-Bare Stent Configuration) | 28-N4-32-150-36S | Standalone | DE0503702 | 1 Patients with thoracic aortic aneurysm (TAA; ruptured or unruptured) who are not suitable for OSR and are: 1.1 symptomatic; OR 1.2 asymptomatic and with an aneurysm of 5.5 cm or larger (measured outer-to-outer maximum anterior-posterior aortic diameter); OR 1.3 asymptomatic and with an aneurysm that has grown by more than 1 cm in one year (measured outer-to-outer maximum anterior-posterior aortic diameter). 2 Patients with type B aortic dissection (TBAD) with suitable anatomy for TEVAR and the TBAD is: 2.1 Complicated (presence of malperfusion syndrome or rupture) hyperacute (less than 24 hours), acute (1 to 14 days), or subacute (15 to 90 days); OR 2.2 Uncomplicated with high-risk features (refractory pain, refractory hypertension, bloody pleural effusion, aortic diameter of more than 40 mm, imaging evidence of malperfusion, entry tear on lesser curvature, or false lumen of more than 22 mm). 3 Patients with traumatic aortic injury who do not have contraindications to endovascular repair.
Vascular | Endovascular aortic repair | Aortic stent graft package | TEVAR package | Terumo Aortic | RelayPro Thoracic Stent-Graft System (Non-Bare Stent Configuration) | 28-N4-32-170-36S | Standalone | DE0503702 | 1 Patients with thoracic aortic aneurysm (TAA; ruptured or unruptured) who are not suitable for OSR and are: 1.1 symptomatic; OR 1.2 asymptomatic and with an aneurysm of 5.5 cm or larger (measured outer-to-outer maximum anterior-posterior aortic diameter); OR 1.3 asymptomatic and with an aneurysm that has grown by more than 1 cm in one year (measured outer-to-outer maximum anterior-posterior aortic diameter). 2 Patients with type B aortic dissection (TBAD) with suitable anatomy for TEVAR and the TBAD is: 2.1 Complicated (presence of malperfusion syndrome or rupture) hyperacute (less than 24 hours), acute (1 to 14 days), or subacute (15 to 90 days); OR 2.2 Uncomplicated with high-risk features (refractory pain, refractory hypertension, bloody pleural effusion, aortic diameter of more than 40 mm, imaging evidence of malperfusion, entry tear on lesser curvature, or false lumen of more than 22 mm). 3 Patients with traumatic aortic injury who do not have contraindications to endovascular repair.
Vascular | Endovascular aortic repair | Aortic stent graft package | TEVAR package | Terumo Aortic | RelayPro Thoracic Stent-Graft System (Non-Bare Stent Configuration) | 28-N4-32-190-36S | Standalone | DE0503702 | 1 Patients with thoracic aortic aneurysm (TAA; ruptured or unruptured) who are not suitable for OSR and are: 1.1 symptomatic; OR 1.2 asymptomatic and with an aneurysm of 5.5 cm or larger (measured outer-to-outer maximum anterior-posterior aortic diameter); OR 1.3 asymptomatic and with an aneurysm that has grown by more than 1 cm in one year (measured outer-to-outer maximum anterior-posterior aortic diameter). 2 Patients with type B aortic dissection (TBAD) with suitable anatomy for TEVAR and the TBAD is: 2.1 Complicated (presence of malperfusion syndrome or rupture) hyperacute (less than 24 hours), acute (1 to 14 days), or subacute (15 to 90 days); OR 2.2 Uncomplicated with high-risk features (refractory pain, refractory hypertension, bloody pleural effusion, aortic diameter of more than 40 mm, imaging evidence of malperfusion, entry tear on lesser curvature, or false lumen of more than 22 mm). 3 Patients with traumatic aortic injury who do not have contraindications to endovascular repair.
Vascular | Endovascular aortic repair | Aortic stent graft package | TEVAR package | Terumo Aortic | RelayPro Thoracic Stent-Graft System (Non-Bare Stent Configuration) | 28-N4-32-210-36S | Standalone | DE0503702 | 1 Patients with thoracic aortic aneurysm (TAA; ruptured or unruptured) who are not suitable for OSR and are: 1.1 symptomatic; OR 1.2 asymptomatic and with an aneurysm of 5.5 cm or larger (measured outer-to-outer maximum anterior-posterior aortic diameter); OR 1.3 asymptomatic and with an aneurysm that has grown by more than 1 cm in one year (measured outer-to-outer maximum anterior-posterior aortic diameter). 2 Patients with type B aortic dissection (TBAD) with suitable anatomy for TEVAR and the TBAD is: 2.1 Complicated (presence of malperfusion syndrome or rupture) hyperacute (less than 24 hours), acute (1 to 14 days), or subacute (15 to 90 days); OR 2.2 Uncomplicated with high-risk features (refractory pain, refractory hypertension, bloody pleural effusion, aortic diameter of more than 40 mm, imaging evidence of malperfusion, entry tear on lesser curvature, or false lumen of more than 22 mm). 3 Patients with traumatic aortic injury who do not have contraindications to endovascular repair.
Vascular | Endovascular aortic repair | Aortic stent graft package | TEVAR package | Terumo Aortic | RelayPro Thoracic Stent-Graft System (Non-Bare Stent Configuration) | 28-N4-32-230-36S | Standalone | DE0503702 | 1 Patients with thoracic aortic aneurysm (TAA; ruptured or unruptured) who are not suitable for OSR and are: 1.1 symptomatic; OR 1.2 asymptomatic and with an aneurysm of 5.5 cm or larger (measured outer-to-outer maximum anterior-posterior aortic diameter); OR 1.3 asymptomatic and with an aneurysm that has grown by more than 1 cm in one year (measured outer-to-outer maximum anterior-posterior aortic diameter). 2 Patients with type B aortic dissection (TBAD) with suitable anatomy for TEVAR and the TBAD is: 2.1 Complicated (presence of malperfusion syndrome or rupture) hyperacute (less than 24 hours), acute (1 to 14 days), or subacute (15 to 90 days); OR 2.2 Uncomplicated with high-risk features (refractory pain, refractory hypertension, bloody pleural effusion, aortic diameter of more than 40 mm, imaging evidence of malperfusion, entry tear on lesser curvature, or false lumen of more than 22 mm). 3 Patients with traumatic aortic injury who do not have contraindications to endovascular repair.
Vascular | Endovascular aortic repair | Aortic stent graft package | TEVAR package | Terumo Aortic | RelayPro Thoracic Stent-Graft System (Non-Bare Stent Configuration) | 28-N4-32-250-36S | Standalone | DE0503702 | 1 Patients with thoracic aortic aneurysm (TAA; ruptured or unruptured) who are not suitable for OSR and are: 1.1 symptomatic; OR 1.2 asymptomatic and with an aneurysm of 5.5 cm or larger (measured outer-to-outer maximum anterior-posterior aortic diameter); OR 1.3 asymptomatic and with an aneurysm that has grown by more than 1 cm in one year (measured outer-to-outer maximum anterior-posterior aortic diameter). 2 Patients with type B aortic dissection (TBAD) with suitable anatomy for TEVAR and the TBAD is: 2.1 Complicated (presence of malperfusion syndrome or rupture) hyperacute (less than 24 hours), acute (1 to 14 days), or subacute (15 to 90 days); OR 2.2 Uncomplicated with high-risk features (refractory pain, refractory hypertension, bloody pleural effusion, aortic diameter of more than 40 mm, imaging evidence of malperfusion, entry tear on lesser curvature, or false lumen of more than 22 mm). 3 Patients with traumatic aortic injury who do not have contraindications to endovascular repair.
Vascular | Endovascular aortic repair | Aortic stent graft package | TEVAR package | Terumo Aortic | RelayPro Thoracic Stent-Graft System (Non-Bare Stent Configuration) | 28-N4-34-110-36S | Standalone | DE0503702 | 1 Patients with thoracic aortic aneurysm (TAA; ruptured or unruptured) who are not suitable for OSR and are: 1.1 symptomatic; OR 1.2 asymptomatic and with an aneurysm of 5.5 cm or larger (measured outer-to-outer maximum anterior-posterior aortic diameter); OR 1.3 asymptomatic and with an aneurysm that has grown by more than 1 cm in one year (measured outer-to-outer maximum anterior-posterior aortic diameter). 2 Patients with type B aortic dissection (TBAD) with suitable anatomy for TEVAR and the TBAD is: 2.1 Complicated (presence of malperfusion syndrome or rupture) hyperacute (less than 24 hours), acute (1 to 14 days), or subacute (15 to 90 days); OR 2.2 Uncomplicated with high-risk features (refractory pain, refractory hypertension, bloody pleural effusion, aortic diameter of more than 40 mm, imaging evidence of malperfusion, entry tear on lesser curvature, or false lumen of more than 22 mm). 3 Patients with traumatic aortic injury who do not have contraindications to endovascular repair.
Vascular | Endovascular aortic repair | Aortic stent graft package | TEVAR package | Terumo Aortic | RelayPro Thoracic Stent-Graft System (Non-Bare Stent Configuration) | 28-N4-34-130-36S | Standalone | DE0503702 | 1 Patients with thoracic aortic aneurysm (TAA; ruptured or unruptured) who are not suitable for OSR and are: 1.1 symptomatic; OR 1.2 asymptomatic and with an aneurysm of 5.5 cm or larger (measured outer-to-outer maximum anterior-posterior aortic diameter); OR 1.3 asymptomatic and with an aneurysm that has grown by more than 1 cm in one year (measured outer-to-outer maximum anterior-posterior aortic diameter). 2 Patients with type B aortic dissection (TBAD) with suitable anatomy for TEVAR and the TBAD is: 2.1 Complicated (presence of malperfusion syndrome or rupture) hyperacute (less than 24 hours), acute (1 to 14 days), or subacute (15 to 90 days); OR 2.2 Uncomplicated with high-risk features (refractory pain, refractory hypertension, bloody pleural effusion, aortic diameter of more than 40 mm, imaging evidence of malperfusion, entry tear on lesser curvature, or false lumen of more than 22 mm). 3 Patients with traumatic aortic injury who do not have contraindications to endovascular repair.
Vascular | Endovascular aortic repair | Aortic stent graft package | TEVAR package | Terumo Aortic | RelayPro Thoracic Stent-Graft System (Non-Bare Stent Configuration) | 28-N4-34-150-36S | Standalone | DE0503702 | 1 Patients with thoracic aortic aneurysm (TAA; ruptured or unruptured) who are not suitable for OSR and are: 1.1 symptomatic; OR 1.2 asymptomatic and with an aneurysm of 5.5 cm or larger (measured outer-to-outer maximum anterior-posterior aortic diameter); OR 1.3 asymptomatic and with an aneurysm that has grown by more than 1 cm in one year (measured outer-to-outer maximum anterior-posterior aortic diameter). 2 Patients with type B aortic dissection (TBAD) with suitable anatomy for TEVAR and the TBAD is: 2.1 Complicated (presence of malperfusion syndrome or rupture) hyperacute (less than 24 hours), acute (1 to 14 days), or subacute (15 to 90 days); OR 2.2 Uncomplicated with high-risk features (refractory pain, refractory hypertension, bloody pleural effusion, aortic diameter of more than 40 mm, imaging evidence of malperfusion, entry tear on lesser curvature, or false lumen of more than 22 mm). 3 Patients with traumatic aortic injury who do not have contraindications to endovascular repair.
Vascular | Endovascular aortic repair | Aortic stent graft package | TEVAR package | Terumo Aortic | RelayPro Thoracic Stent-Graft System (Non-Bare Stent Configuration) | 28-N4-34-170-36S | Standalone | DE0503702 | 1 Patients with thoracic aortic aneurysm (TAA; ruptured or unruptured) who are not suitable for OSR and are: 1.1 symptomatic; OR 1.2 asymptomatic and with an aneurysm of 5.5 cm or larger (measured outer-to-outer maximum anterior-posterior aortic diameter); OR 1.3 asymptomatic and with an aneurysm that has grown by more than 1 cm in one year (measured outer-to-outer maximum anterior-posterior aortic diameter). 2 Patients with type B aortic dissection (TBAD) with suitable anatomy for TEVAR and the TBAD is: 2.1 Complicated (presence of malperfusion syndrome or rupture) hyperacute (less than 24 hours), acute (1 to 14 days), or subacute (15 to 90 days); OR 2.2 Uncomplicated with high-risk features (refractory pain, refractory hypertension, bloody pleural effusion, aortic diameter of more than 40 mm, imaging evidence of malperfusion, entry tear on lesser curvature, or false lumen of more than 22 mm). 3 Patients with traumatic aortic injury who do not have contraindications to endovascular repair.
Vascular | Endovascular aortic repair | Aortic stent graft package | TEVAR package | Terumo Aortic | RelayPro Thoracic Stent-Graft System (Non-Bare Stent Configuration) | 28-N4-34-190-36S | Standalone | DE0503702 | 1 Patients with thoracic aortic aneurysm (TAA; ruptured or unruptured) who are not suitable for OSR and are: 1.1 symptomatic; OR 1.2 asymptomatic and with an aneurysm of 5.5 cm or larger (measured outer-to-outer maximum anterior-posterior aortic diameter); OR 1.3 asymptomatic and with an aneurysm that has grown by more than 1 cm in one year (measured outer-to-outer maximum anterior-posterior aortic diameter). 2 Patients with type B aortic dissection (TBAD) with suitable anatomy for TEVAR and the TBAD is: 2.1 Complicated (presence of malperfusion syndrome or rupture) hyperacute (less than 24 hours), acute (1 to 14 days), or subacute (15 to 90 days); OR 2.2 Uncomplicated with high-risk features (refractory pain, refractory hypertension, bloody pleural effusion, aortic diameter of more than 40 mm, imaging evidence of malperfusion, entry tear on lesser curvature, or false lumen of more than 22 mm). 3 Patients with traumatic aortic injury who do not have contraindications to endovascular repair.
Vascular | Endovascular aortic repair | Aortic stent graft package | TEVAR package | Terumo Aortic | RelayPro Thoracic Stent-Graft System (Non-Bare Stent Configuration) | 28-N4-34-210-36S | Standalone | DE0503702 | 1 Patients with thoracic aortic aneurysm (TAA; ruptured or unruptured) who are not suitable for OSR and are: 1.1 symptomatic; OR 1.2 asymptomatic and with an aneurysm of 5.5 cm or larger (measured outer-to-outer maximum anterior-posterior aortic diameter); OR 1.3 asymptomatic and with an aneurysm that has grown by more than 1 cm in one year (measured outer-to-outer maximum anterior-posterior aortic diameter). 2 Patients with type B aortic dissection (TBAD) with suitable anatomy for TEVAR and the TBAD is: 2.1 Complicated (presence of malperfusion syndrome or rupture) hyperacute (less than 24 hours), acute (1 to 14 days), or subacute (15 to 90 days); OR 2.2 Uncomplicated with high-risk features (refractory pain, refractory hypertension, bloody pleural effusion, aortic diameter of more than 40 mm, imaging evidence of malperfusion, entry tear on lesser curvature, or false lumen of more than 22 mm). 3 Patients with traumatic aortic injury who do not have contraindications to endovascular repair.
Vascular | Endovascular aortic repair | Aortic stent graft package | TEVAR package | Terumo Aortic | RelayPro Thoracic Stent-Graft System (Non-Bare Stent Configuration) | 28-N4-34-230-36S | Standalone | DE0503702 | 1 Patients with thoracic aortic aneurysm (TAA; ruptured or unruptured) who are not suitable for OSR and are: 1.1 symptomatic; OR 1.2 asymptomatic and with an aneurysm of 5.5 cm or larger (measured outer-to-outer maximum anterior-posterior aortic diameter); OR 1.3 asymptomatic and with an aneurysm that has grown by more than 1 cm in one year (measured outer-to-outer maximum anterior-posterior aortic diameter). 2 Patients with type B aortic dissection (TBAD) with suitable anatomy for TEVAR and the TBAD is: 2.1 Complicated (presence of malperfusion syndrome or rupture) hyperacute (less than 24 hours), acute (1 to 14 days), or subacute (15 to 90 days); OR 2.2 Uncomplicated with high-risk features (refractory pain, refractory hypertension, bloody pleural effusion, aortic diameter of more than 40 mm, imaging evidence of malperfusion, entry tear on lesser curvature, or false lumen of more than 22 mm). 3 Patients with traumatic aortic injury who do not have contraindications to endovascular repair.
Vascular | Endovascular aortic repair | Aortic stent graft package | TEVAR package | Terumo Aortic | RelayPro Thoracic Stent-Graft System (Non-Bare Stent Configuration) | 28-N4-34-250-36S | Standalone | DE0503702 | 1 Patients with thoracic aortic aneurysm (TAA; ruptured or unruptured) who are not suitable for OSR and are: 1.1 symptomatic; OR 1.2 asymptomatic and with an aneurysm of 5.5 cm or larger (measured outer-to-outer maximum anterior-posterior aortic diameter); OR 1.3 asymptomatic and with an aneurysm that has grown by more than 1 cm in one year (measured outer-to-outer maximum anterior-posterior aortic diameter). 2 Patients with type B aortic dissection (TBAD) with suitable anatomy for TEVAR and the TBAD is: 2.1 Complicated (presence of malperfusion syndrome or rupture) hyperacute (less than 24 hours), acute (1 to 14 days), or subacute (15 to 90 days); OR 2.2 Uncomplicated with high-risk features (refractory pain, refractory hypertension, bloody pleural effusion, aortic diameter of more than 40 mm, imaging evidence of malperfusion, entry tear on lesser curvature, or false lumen of more than 22 mm). 3 Patients with traumatic aortic injury who do not have contraindications to endovascular repair.
Vascular | Endovascular aortic repair | Aortic stent graft package | TEVAR package | Terumo Aortic | RelayPro Thoracic Stent-Graft System (Non-Bare Stent Configuration) | 28-N4-36-109-36S | Standalone | DE0503702 | 1 Patients with thoracic aortic aneurysm (TAA; ruptured or unruptured) who are not suitable for OSR and are: 1.1 symptomatic; OR 1.2 asymptomatic and with an aneurysm of 5.5 cm or larger (measured outer-to-outer maximum anterior-posterior aortic diameter); OR 1.3 asymptomatic and with an aneurysm that has grown by more than 1 cm in one year (measured outer-to-outer maximum anterior-posterior aortic diameter). 2 Patients with type B aortic dissection (TBAD) with suitable anatomy for TEVAR and the TBAD is: 2.1 Complicated (presence of malperfusion syndrome or rupture) hyperacute (less than 24 hours), acute (1 to 14 days), or subacute (15 to 90 days); OR 2.2 Uncomplicated with high-risk features (refractory pain, refractory hypertension, bloody pleural effusion, aortic diameter of more than 40 mm, imaging evidence of malperfusion, entry tear on lesser curvature, or false lumen of more than 22 mm). 3 Patients with traumatic aortic injury who do not have contraindications to endovascular repair.
Vascular | Endovascular aortic repair | Aortic stent graft package | TEVAR package | Terumo Aortic | RelayPro Thoracic Stent-Graft System (Non-Bare Stent Configuration) | 28-N4-36-130-36S | Standalone | DE0503702 | 1 Patients with thoracic aortic aneurysm (TAA; ruptured or unruptured) who are not suitable for OSR and are: 1.1 symptomatic; OR 1.2 asymptomatic and with an aneurysm of 5.5 cm or larger (measured outer-to-outer maximum anterior-posterior aortic diameter); OR 1.3 asymptomatic and with an aneurysm that has grown by more than 1 cm in one year (measured outer-to-outer maximum anterior-posterior aortic diameter). 2 Patients with type B aortic dissection (TBAD) with suitable anatomy for TEVAR and the TBAD is: 2.1 Complicated (presence of malperfusion syndrome or rupture) hyperacute (less than 24 hours), acute (1 to 14 days), or subacute (15 to 90 days); OR 2.2 Uncomplicated with high-risk features (refractory pain, refractory hypertension, bloody pleural effusion, aortic diameter of more than 40 mm, imaging evidence of malperfusion, entry tear on lesser curvature, or false lumen of more than 22 mm). 3 Patients with traumatic aortic injury who do not have contraindications to endovascular repair.
Vascular | Endovascular aortic repair | Aortic stent graft package | TEVAR package | Terumo Aortic | RelayPro Thoracic Stent-Graft System (Non-Bare Stent Configuration) | 28-N4-36-154-36S | Standalone | DE0503702 | 1 Patients with thoracic aortic aneurysm (TAA; ruptured or unruptured) who are not suitable for OSR and are: 1.1 symptomatic; OR 1.2 asymptomatic and with an aneurysm of 5.5 cm or larger (measured outer-to-outer maximum anterior-posterior aortic diameter); OR 1.3 asymptomatic and with an aneurysm that has grown by more than 1 cm in one year (measured outer-to-outer maximum anterior-posterior aortic diameter). 2 Patients with type B aortic dissection (TBAD) with suitable anatomy for TEVAR and the TBAD is: 2.1 Complicated (presence of malperfusion syndrome or rupture) hyperacute (less than 24 hours), acute (1 to 14 days), or subacute (15 to 90 days); OR 2.2 Uncomplicated with high-risk features (refractory pain, refractory hypertension, bloody pleural effusion, aortic diameter of more than 40 mm, imaging evidence of malperfusion, entry tear on lesser curvature, or false lumen of more than 22 mm). 3 Patients with traumatic aortic injury who do not have contraindications to endovascular repair.
Vascular | Endovascular aortic repair | Aortic stent graft package | TEVAR package | Terumo Aortic | RelayPro Thoracic Stent-Graft System (Non-Bare Stent Configuration) | 28-N4-36-170-36S | Standalone | DE0503702 | 1 Patients with thoracic aortic aneurysm (TAA; ruptured or unruptured) who are not suitable for OSR and are: 1.1 symptomatic; OR 1.2 asymptomatic and with an aneurysm of 5.5 cm or larger (measured outer-to-outer maximum anterior-posterior aortic diameter); OR 1.3 asymptomatic and with an aneurysm that has grown by more than 1 cm in one year (measured outer-to-outer maximum anterior-posterior aortic diameter). 2 Patients with type B aortic dissection (TBAD) with suitable anatomy for TEVAR and the TBAD is: 2.1 Complicated (presence of malperfusion syndrome or rupture) hyperacute (less than 24 hours), acute (1 to 14 days), or subacute (15 to 90 days); OR 2.2 Uncomplicated with high-risk features (refractory pain, refractory hypertension, bloody pleural effusion, aortic diameter of more than 40 mm, imaging evidence of malperfusion, entry tear on lesser curvature, or false lumen of more than 22 mm). 3 Patients with traumatic aortic injury who do not have contraindications to endovascular repair.
Vascular | Endovascular aortic repair | Aortic stent graft package | TEVAR package | Terumo Aortic | RelayPro Thoracic Stent-Graft System (Non-Bare Stent Configuration) | 28-N4-36-199-36S | Standalone | DE0503702 | 1 Patients with thoracic aortic aneurysm (TAA; ruptured or unruptured) who are not suitable for OSR and are: 1.1 symptomatic; OR 1.2 asymptomatic and with an aneurysm of 5.5 cm or larger (measured outer-to-outer maximum anterior-posterior aortic diameter); OR 1.3 asymptomatic and with an aneurysm that has grown by more than 1 cm in one year (measured outer-to-outer maximum anterior-posterior aortic diameter). 2 Patients with type B aortic dissection (TBAD) with suitable anatomy for TEVAR and the TBAD is: 2.1 Complicated (presence of malperfusion syndrome or rupture) hyperacute (less than 24 hours), acute (1 to 14 days), or subacute (15 to 90 days); OR 2.2 Uncomplicated with high-risk features (refractory pain, refractory hypertension, bloody pleural effusion, aortic diameter of more than 40 mm, imaging evidence of malperfusion, entry tear on lesser curvature, or false lumen of more than 22 mm). 3 Patients with traumatic aortic injury who do not have contraindications to endovascular repair.
Vascular | Endovascular aortic repair | Aortic stent graft package | TEVAR package | Terumo Aortic | RelayPro Thoracic Stent-Graft System (Non-Bare Stent Configuration) | 28-N4-36-210-36S | Standalone | DE0503702 | 1 Patients with thoracic aortic aneurysm (TAA; ruptured or unruptured) who are not suitable for OSR and are: 1.1 symptomatic; OR 1.2 asymptomatic and with an aneurysm of 5.5 cm or larger (measured outer-to-outer maximum anterior-posterior aortic diameter); OR 1.3 asymptomatic and with an aneurysm that has grown by more than 1 cm in one year (measured outer-to-outer maximum anterior-posterior aortic diameter). 2 Patients with type B aortic dissection (TBAD) with suitable anatomy for TEVAR and the TBAD is: 2.1 Complicated (presence of malperfusion syndrome or rupture) hyperacute (less than 24 hours), acute (1 to 14 days), or subacute (15 to 90 days); OR 2.2 Uncomplicated with high-risk features (refractory pain, refractory hypertension, bloody pleural effusion, aortic diameter of more than 40 mm, imaging evidence of malperfusion, entry tear on lesser curvature, or false lumen of more than 22 mm). 3 Patients with traumatic aortic injury who do not have contraindications to endovascular repair.
Vascular | Endovascular aortic repair | Aortic stent graft package | TEVAR package | Terumo Aortic | RelayPro Thoracic Stent-Graft System (Non-Bare Stent Configuration) | 28-N4-36-230-36S | Standalone | DE0503702 | 1 Patients with thoracic aortic aneurysm (TAA; ruptured or unruptured) who are not suitable for OSR and are: 1.1 symptomatic; OR 1.2 asymptomatic and with an aneurysm of 5.5 cm or larger (measured outer-to-outer maximum anterior-posterior aortic diameter); OR 1.3 asymptomatic and with an aneurysm that has grown by more than 1 cm in one year (measured outer-to-outer maximum anterior-posterior aortic diameter). 2 Patients with type B aortic dissection (TBAD) with suitable anatomy for TEVAR and the TBAD is: 2.1 Complicated (presence of malperfusion syndrome or rupture) hyperacute (less than 24 hours), acute (1 to 14 days), or subacute (15 to 90 days); OR 2.2 Uncomplicated with high-risk features (refractory pain, refractory hypertension, bloody pleural effusion, aortic diameter of more than 40 mm, imaging evidence of malperfusion, entry tear on lesser curvature, or false lumen of more than 22 mm). 3 Patients with traumatic aortic injury who do not have contraindications to endovascular repair.
Vascular | Endovascular aortic repair | Aortic stent graft package | TEVAR package | Terumo Aortic | RelayPro Thoracic Stent-Graft System (Non-Bare Stent Configuration) | 28-N4-36-259-36S | Standalone | DE0503702 | 1 Patients with thoracic aortic aneurysm (TAA; ruptured or unruptured) who are not suitable for OSR and are: 1.1 symptomatic; OR 1.2 asymptomatic and with an aneurysm of 5.5 cm or larger (measured outer-to-outer maximum anterior-posterior aortic diameter); OR 1.3 asymptomatic and with an aneurysm that has grown by more than 1 cm in one year (measured outer-to-outer maximum anterior-posterior aortic diameter). 2 Patients with type B aortic dissection (TBAD) with suitable anatomy for TEVAR and the TBAD is: 2.1 Complicated (presence of malperfusion syndrome or rupture) hyperacute (less than 24 hours), acute (1 to 14 days), or subacute (15 to 90 days); OR 2.2 Uncomplicated with high-risk features (refractory pain, refractory hypertension, bloody pleural effusion, aortic diameter of more than 40 mm, imaging evidence of malperfusion, entry tear on lesser curvature, or false lumen of more than 22 mm). 3 Patients with traumatic aortic injury who do not have contraindications to endovascular repair.
Vascular | Endovascular aortic repair | Aortic stent graft package | TEVAR package | Terumo Aortic | RelayPro Thoracic Stent-Graft System (Non-Bare Stent Configuration) | 28-N4-38-110-36S | Standalone | DE0503702 | 1 Patients with thoracic aortic aneurysm (TAA; ruptured or unruptured) who are not suitable for OSR and are: 1.1 symptomatic; OR 1.2 asymptomatic and with an aneurysm of 5.5 cm or larger (measured outer-to-outer maximum anterior-posterior aortic diameter); OR 1.3 asymptomatic and with an aneurysm that has grown by more than 1 cm in one year (measured outer-to-outer maximum anterior-posterior aortic diameter). 2 Patients with type B aortic dissection (TBAD) with suitable anatomy for TEVAR and the TBAD is: 2.1 Complicated (presence of malperfusion syndrome or rupture) hyperacute (less than 24 hours), acute (1 to 14 days), or subacute (15 to 90 days); OR 2.2 Uncomplicated with high-risk features (refractory pain, refractory hypertension, bloody pleural effusion, aortic diameter of more than 40 mm, imaging evidence of malperfusion, entry tear on lesser curvature, or false lumen of more than 22 mm). 3 Patients with traumatic aortic injury who do not have contraindications to endovascular repair.
Vascular | Endovascular aortic repair | Aortic stent graft package | TEVAR package | Terumo Aortic | RelayPro Thoracic Stent-Graft System (Non-Bare Stent Configuration) | 28-N4-38-130-36S | Standalone | DE0503702 | 1 Patients with thoracic aortic aneurysm (TAA; ruptured or unruptured) who are not suitable for OSR and are: 1.1 symptomatic; OR 1.2 asymptomatic and with an aneurysm of 5.5 cm or larger (measured outer-to-outer maximum anterior-posterior aortic diameter); OR 1.3 asymptomatic and with an aneurysm that has grown by more than 1 cm in one year (measured outer-to-outer maximum anterior-posterior aortic diameter). 2 Patients with type B aortic dissection (TBAD) with suitable anatomy for TEVAR and the TBAD is: 2.1 Complicated (presence of malperfusion syndrome or rupture) hyperacute (less than 24 hours), acute (1 to 14 days), or subacute (15 to 90 days); OR 2.2 Uncomplicated with high-risk features (refractory pain, refractory hypertension, bloody pleural effusion, aortic diameter of more than 40 mm, imaging evidence of malperfusion, entry tear on lesser curvature, or false lumen of more than 22 mm). 3 Patients with traumatic aortic injury who do not have contraindications to endovascular repair.
Vascular | Endovascular aortic repair | Aortic stent graft package | TEVAR package | Terumo Aortic | RelayPro Thoracic Stent-Graft System (Non-Bare Stent Configuration) | 28-N4-38-150-36S | Standalone | DE0503702 | 1 Patients with thoracic aortic aneurysm (TAA; ruptured or unruptured) who are not suitable for OSR and are: 1.1 symptomatic; OR 1.2 asymptomatic and with an aneurysm of 5.5 cm or larger (measured outer-to-outer maximum anterior-posterior aortic diameter); OR 1.3 asymptomatic and with an aneurysm that has grown by more than 1 cm in one year (measured outer-to-outer maximum anterior-posterior aortic diameter). 2 Patients with type B aortic dissection (TBAD) with suitable anatomy for TEVAR and the TBAD is: 2.1 Complicated (presence of malperfusion syndrome or rupture) hyperacute (less than 24 hours), acute (1 to 14 days), or subacute (15 to 90 days); OR 2.2 Uncomplicated with high-risk features (refractory pain, refractory hypertension, bloody pleural effusion, aortic diameter of more than 40 mm, imaging evidence of malperfusion, entry tear on lesser curvature, or false lumen of more than 22 mm). 3 Patients with traumatic aortic injury who do not have contraindications to endovascular repair.
Vascular | Endovascular aortic repair | Aortic stent graft package | TEVAR package | Terumo Aortic | RelayPro Thoracic Stent-Graft System (Non-Bare Stent Configuration) | 28-N4-38-170-36S | Standalone | DE0503702 | 1 Patients with thoracic aortic aneurysm (TAA; ruptured or unruptured) who are not suitable for OSR and are: 1.1 symptomatic; OR 1.2 asymptomatic and with an aneurysm of 5.5 cm or larger (measured outer-to-outer maximum anterior-posterior aortic diameter); OR 1.3 asymptomatic and with an aneurysm that has grown by more than 1 cm in one year (measured outer-to-outer maximum anterior-posterior aortic diameter). 2 Patients with type B aortic dissection (TBAD) with suitable anatomy for TEVAR and the TBAD is: 2.1 Complicated (presence of malperfusion syndrome or rupture) hyperacute (less than 24 hours), acute (1 to 14 days), or subacute (15 to 90 days); OR 2.2 Uncomplicated with high-risk features (refractory pain, refractory hypertension, bloody pleural effusion, aortic diameter of more than 40 mm, imaging evidence of malperfusion, entry tear on lesser curvature, or false lumen of more than 22 mm). 3 Patients with traumatic aortic injury who do not have contraindications to endovascular repair.
Vascular | Endovascular aortic repair | Aortic stent graft package | TEVAR package | Terumo Aortic | RelayPro Thoracic Stent-Graft System (Non-Bare Stent Configuration) | 28-N4-38-190-36S | Standalone | DE0503702 | 1 Patients with thoracic aortic aneurysm (TAA; ruptured or unruptured) who are not suitable for OSR and are: 1.1 symptomatic; OR 1.2 asymptomatic and with an aneurysm of 5.5 cm or larger (measured outer-to-outer maximum anterior-posterior aortic diameter); OR 1.3 asymptomatic and with an aneurysm that has grown by more than 1 cm in one year (measured outer-to-outer maximum anterior-posterior aortic diameter). 2 Patients with type B aortic dissection (TBAD) with suitable anatomy for TEVAR and the TBAD is: 2.1 Complicated (presence of malperfusion syndrome or rupture) hyperacute (less than 24 hours), acute (1 to 14 days), or subacute (15 to 90 days); OR 2.2 Uncomplicated with high-risk features (refractory pain, refractory hypertension, bloody pleural effusion, aortic diameter of more than 40 mm, imaging evidence of malperfusion, entry tear on lesser curvature, or false lumen of more than 22 mm). 3 Patients with traumatic aortic injury who do not have contraindications to endovascular repair.
Vascular | Endovascular aortic repair | Aortic stent graft package | TEVAR package | Terumo Aortic | RelayPro Thoracic Stent-Graft System (Non-Bare Stent Configuration) | 28-N4-38-210-36S | Standalone | DE0503702 | 1 Patients with thoracic aortic aneurysm (TAA; ruptured or unruptured) who are not suitable for OSR and are: 1.1 symptomatic; OR 1.2 asymptomatic and with an aneurysm of 5.5 cm or larger (measured outer-to-outer maximum anterior-posterior aortic diameter); OR 1.3 asymptomatic and with an aneurysm that has grown by more than 1 cm in one year (measured outer-to-outer maximum anterior-posterior aortic diameter). 2 Patients with type B aortic dissection (TBAD) with suitable anatomy for TEVAR and the TBAD is: 2.1 Complicated (presence of malperfusion syndrome or rupture) hyperacute (less than 24 hours), acute (1 to 14 days), or subacute (15 to 90 days); OR 2.2 Uncomplicated with high-risk features (refractory pain, refractory hypertension, bloody pleural effusion, aortic diameter of more than 40 mm, imaging evidence of malperfusion, entry tear on lesser curvature, or false lumen of more than 22 mm). 3 Patients with traumatic aortic injury who do not have contraindications to endovascular repair.
Vascular | Endovascular aortic repair | Aortic stent graft package | TEVAR package | Terumo Aortic | RelayPro Thoracic Stent-Graft System (Non-Bare Stent Configuration) | 28-N4-38-230-36S | Standalone | DE0503702 | 1 Patients with thoracic aortic aneurysm (TAA; ruptured or unruptured) who are not suitable for OSR and are: 1.1 symptomatic; OR 1.2 asymptomatic and with an aneurysm of 5.5 cm or larger (measured outer-to-outer maximum anterior-posterior aortic diameter); OR 1.3 asymptomatic and with an aneurysm that has grown by more than 1 cm in one year (measured outer-to-outer maximum anterior-posterior aortic diameter). 2 Patients with type B aortic dissection (TBAD) with suitable anatomy for TEVAR and the TBAD is: 2.1 Complicated (presence of malperfusion syndrome or rupture) hyperacute (less than 24 hours), acute (1 to 14 days), or subacute (15 to 90 days); OR 2.2 Uncomplicated with high-risk features (refractory pain, refractory hypertension, bloody pleural effusion, aortic diameter of more than 40 mm, imaging evidence of malperfusion, entry tear on lesser curvature, or false lumen of more than 22 mm). 3 Patients with traumatic aortic injury who do not have contraindications to endovascular repair.
Vascular | Endovascular aortic repair | Aortic stent graft package | TEVAR package | Terumo Aortic | RelayPro Thoracic Stent-Graft System (Non-Bare Stent Configuration) | 28-N4-38-250-36S | Standalone | DE0503702 | 1 Patients with thoracic aortic aneurysm (TAA; ruptured or unruptured) who are not suitable for OSR and are: 1.1 symptomatic; OR 1.2 asymptomatic and with an aneurysm of 5.5 cm or larger (measured outer-to-outer maximum anterior-posterior aortic diameter); OR 1.3 asymptomatic and with an aneurysm that has grown by more than 1 cm in one year (measured outer-to-outer maximum anterior-posterior aortic diameter). 2 Patients with type B aortic dissection (TBAD) with suitable anatomy for TEVAR and the TBAD is: 2.1 Complicated (presence of malperfusion syndrome or rupture) hyperacute (less than 24 hours), acute (1 to 14 days), or subacute (15 to 90 days); OR 2.2 Uncomplicated with high-risk features (refractory pain, refractory hypertension, bloody pleural effusion, aortic diameter of more than 40 mm, imaging evidence of malperfusion, entry tear on lesser curvature, or false lumen of more than 22 mm). 3 Patients with traumatic aortic injury who do not have contraindications to endovascular repair.
Vascular | Endovascular aortic repair | Aortic stent graft package | TEVAR package | Terumo Aortic | RelayPro Thoracic Stent-Graft System (Non-Bare Stent Configuration) | 28-N4-40-110-36S | Standalone | DE0503702 | 1 Patients with thoracic aortic aneurysm (TAA; ruptured or unruptured) who are not suitable for OSR and are: 1.1 symptomatic; OR 1.2 asymptomatic and with an aneurysm of 5.5 cm or larger (measured outer-to-outer maximum anterior-posterior aortic diameter); OR 1.3 asymptomatic and with an aneurysm that has grown by more than 1 cm in one year (measured outer-to-outer maximum anterior-posterior aortic diameter). 2 Patients with type B aortic dissection (TBAD) with suitable anatomy for TEVAR and the TBAD is: 2.1 Complicated (presence of malperfusion syndrome or rupture) hyperacute (less than 24 hours), acute (1 to 14 days), or subacute (15 to 90 days); OR 2.2 Uncomplicated with high-risk features (refractory pain, refractory hypertension, bloody pleural effusion, aortic diameter of more than 40 mm, imaging evidence of malperfusion, entry tear on lesser curvature, or false lumen of more than 22 mm). 3 Patients with traumatic aortic injury who do not have contraindications to endovascular repair.
Vascular | Endovascular aortic repair | Aortic stent graft package | TEVAR package | Terumo Aortic | RelayPro Thoracic Stent-Graft System (Non-Bare Stent Configuration) | 28-N4-40-130-36S | Standalone | DE0503702 | 1 Patients with thoracic aortic aneurysm (TAA; ruptured or unruptured) who are not suitable for OSR and are: 1.1 symptomatic; OR 1.2 asymptomatic and with an aneurysm of 5.5 cm or larger (measured outer-to-outer maximum anterior-posterior aortic diameter); OR 1.3 asymptomatic and with an aneurysm that has grown by more than 1 cm in one year (measured outer-to-outer maximum anterior-posterior aortic diameter). 2 Patients with type B aortic dissection (TBAD) with suitable anatomy for TEVAR and the TBAD is: 2.1 Complicated (presence of malperfusion syndrome or rupture) hyperacute (less than 24 hours), acute (1 to 14 days), or subacute (15 to 90 days); OR 2.2 Uncomplicated with high-risk features (refractory pain, refractory hypertension, bloody pleural effusion, aortic diameter of more than 40 mm, imaging evidence of malperfusion, entry tear on lesser curvature, or false lumen of more than 22 mm). 3 Patients with traumatic aortic injury who do not have contraindications to endovascular repair.
Vascular | Endovascular aortic repair | Aortic stent graft package | TEVAR package | Terumo Aortic | RelayPro Thoracic Stent-Graft System (Non-Bare Stent Configuration) | 28-N4-40-154-36S | Standalone | DE0503702 | 1 Patients with thoracic aortic aneurysm (TAA; ruptured or unruptured) who are not suitable for OSR and are: 1.1 symptomatic; OR 1.2 asymptomatic and with an aneurysm of 5.5 cm or larger (measured outer-to-outer maximum anterior-posterior aortic diameter); OR 1.3 asymptomatic and with an aneurysm that has grown by more than 1 cm in one year (measured outer-to-outer maximum anterior-posterior aortic diameter). 2 Patients with type B aortic dissection (TBAD) with suitable anatomy for TEVAR and the TBAD is: 2.1 Complicated (presence of malperfusion syndrome or rupture) hyperacute (less than 24 hours), acute (1 to 14 days), or subacute (15 to 90 days); OR 2.2 Uncomplicated with high-risk features (refractory pain, refractory hypertension, bloody pleural effusion, aortic diameter of more than 40 mm, imaging evidence of malperfusion, entry tear on lesser curvature, or false lumen of more than 22 mm). 3 Patients with traumatic aortic injury who do not have contraindications to endovascular repair.
Vascular | Endovascular aortic repair | Aortic stent graft package | TEVAR package | Terumo Aortic | RelayPro Thoracic Stent-Graft System (Non-Bare Stent Configuration) | 28-N4-40-170-36S | Standalone | DE0503702 | 1 Patients with thoracic aortic aneurysm (TAA; ruptured or unruptured) who are not suitable for OSR and are: 1.1 symptomatic; OR 1.2 asymptomatic and with an aneurysm of 5.5 cm or larger (measured outer-to-outer maximum anterior-posterior aortic diameter); OR 1.3 asymptomatic and with an aneurysm that has grown by more than 1 cm in one year (measured outer-to-outer maximum anterior-posterior aortic diameter). 2 Patients with type B aortic dissection (TBAD) with suitable anatomy for TEVAR and the TBAD is: 2.1 Complicated (presence of malperfusion syndrome or rupture) hyperacute (less than 24 hours), acute (1 to 14 days), or subacute (15 to 90 days); OR 2.2 Uncomplicated with high-risk features (refractory pain, refractory hypertension, bloody pleural effusion, aortic diameter of more than 40 mm, imaging evidence of malperfusion, entry tear on lesser curvature, or false lumen of more than 22 mm). 3 Patients with traumatic aortic injury who do not have contraindications to endovascular repair.
Vascular | Endovascular aortic repair | Aortic stent graft package | TEVAR package | Terumo Aortic | RelayPro Thoracic Stent-Graft System (Non-Bare Stent Configuration) | 28-N4-40-190-36S | Standalone | DE0503702 | 1 Patients with thoracic aortic aneurysm (TAA; ruptured or unruptured) who are not suitable for OSR and are: 1.1 symptomatic; OR 1.2 asymptomatic and with an aneurysm of 5.5 cm or larger (measured outer-to-outer maximum anterior-posterior aortic diameter); OR 1.3 asymptomatic and with an aneurysm that has grown by more than 1 cm in one year (measured outer-to-outer maximum anterior-posterior aortic diameter). 2 Patients with type B aortic dissection (TBAD) with suitable anatomy for TEVAR and the TBAD is: 2.1 Complicated (presence of malperfusion syndrome or rupture) hyperacute (less than 24 hours), acute (1 to 14 days), or subacute (15 to 90 days); OR 2.2 Uncomplicated with high-risk features (refractory pain, refractory hypertension, bloody pleural effusion, aortic diameter of more than 40 mm, imaging evidence of malperfusion, entry tear on lesser curvature, or false lumen of more than 22 mm). 3 Patients with traumatic aortic injury who do not have contraindications to endovascular repair.
Vascular | Endovascular aortic repair | Aortic stent graft package | TEVAR package | Terumo Aortic | RelayPro Thoracic Stent-Graft System (Non-Bare Stent Configuration) | 28-N4-40-204-36S | Standalone | DE0503702 | 1 Patients with thoracic aortic aneurysm (TAA; ruptured or unruptured) who are not suitable for OSR and are: 1.1 symptomatic; OR 1.2 asymptomatic and with an aneurysm of 5.5 cm or larger (measured outer-to-outer maximum anterior-posterior aortic diameter); OR 1.3 asymptomatic and with an aneurysm that has grown by more than 1 cm in one year (measured outer-to-outer maximum anterior-posterior aortic diameter). 2 Patients with type B aortic dissection (TBAD) with suitable anatomy for TEVAR and the TBAD is: 2.1 Complicated (presence of malperfusion syndrome or rupture) hyperacute (less than 24 hours), acute (1 to 14 days), or subacute (15 to 90 days); OR 2.2 Uncomplicated with high-risk features (refractory pain, refractory hypertension, bloody pleural effusion, aortic diameter of more than 40 mm, imaging evidence of malperfusion, entry tear on lesser curvature, or false lumen of more than 22 mm). 3 Patients with traumatic aortic injury who do not have contraindications to endovascular repair.
Vascular | Endovascular aortic repair | Aortic stent graft package | TEVAR package | Terumo Aortic | RelayPro Thoracic Stent-Graft System (Non-Bare Stent Configuration) | 28-N4-40-230-36S | Standalone | DE0503702 | 1 Patients with thoracic aortic aneurysm (TAA; ruptured or unruptured) who are not suitable for OSR and are: 1.1 symptomatic; OR 1.2 asymptomatic and with an aneurysm of 5.5 cm or larger (measured outer-to-outer maximum anterior-posterior aortic diameter); OR 1.3 asymptomatic and with an aneurysm that has grown by more than 1 cm in one year (measured outer-to-outer maximum anterior-posterior aortic diameter). 2 Patients with type B aortic dissection (TBAD) with suitable anatomy for TEVAR and the TBAD is: 2.1 Complicated (presence of malperfusion syndrome or rupture) hyperacute (less than 24 hours), acute (1 to 14 days), or subacute (15 to 90 days); OR 2.2 Uncomplicated with high-risk features (refractory pain, refractory hypertension, bloody pleural effusion, aortic diameter of more than 40 mm, imaging evidence of malperfusion, entry tear on lesser curvature, or false lumen of more than 22 mm). 3 Patients with traumatic aortic injury who do not have contraindications to endovascular repair.
Vascular | Endovascular aortic repair | Aortic stent graft package | TEVAR package | Terumo Aortic | RelayPro Thoracic Stent-Graft System (Non-Bare Stent Configuration) | 28-N4-40-259-36S | Standalone | DE0503702 | 1 Patients with thoracic aortic aneurysm (TAA; ruptured or unruptured) who are not suitable for OSR and are: 1.1 symptomatic; OR 1.2 asymptomatic and with an aneurysm of 5.5 cm or larger (measured outer-to-outer maximum anterior-posterior aortic diameter); OR 1.3 asymptomatic and with an aneurysm that has grown by more than 1 cm in one year (measured outer-to-outer maximum anterior-posterior aortic diameter). 2 Patients with type B aortic dissection (TBAD) with suitable anatomy for TEVAR and the TBAD is: 2.1 Complicated (presence of malperfusion syndrome or rupture) hyperacute (less than 24 hours), acute (1 to 14 days), or subacute (15 to 90 days); OR 2.2 Uncomplicated with high-risk features (refractory pain, refractory hypertension, bloody pleural effusion, aortic diameter of more than 40 mm, imaging evidence of malperfusion, entry tear on lesser curvature, or false lumen of more than 22 mm). 3 Patients with traumatic aortic injury who do not have contraindications to endovascular repair.
Vascular | Endovascular aortic repair | Aortic stent graft package | TEVAR package | Terumo Aortic | RelayPro Thoracic Stent-Graft System (Non-Bare Stent Configuration) | 28-N4-42-110-36S | Standalone | DE0503702 | 1 Patients with thoracic aortic aneurysm (TAA; ruptured or unruptured) who are not suitable for OSR and are: 1.1 symptomatic; OR 1.2 asymptomatic and with an aneurysm of 5.5 cm or larger (measured outer-to-outer maximum anterior-posterior aortic diameter); OR 1.3 asymptomatic and with an aneurysm that has grown by more than 1 cm in one year (measured outer-to-outer maximum anterior-posterior aortic diameter). 2 Patients with type B aortic dissection (TBAD) with suitable anatomy for TEVAR and the TBAD is: 2.1 Complicated (presence of malperfusion syndrome or rupture) hyperacute (less than 24 hours), acute (1 to 14 days), or subacute (15 to 90 days); OR 2.2 Uncomplicated with high-risk features (refractory pain, refractory hypertension, bloody pleural effusion, aortic diameter of more than 40 mm, imaging evidence of malperfusion, entry tear on lesser curvature, or false lumen of more than 22 mm). 3 Patients with traumatic aortic injury who do not have contraindications to endovascular repair.
Vascular | Endovascular aortic repair | Aortic stent graft package | TEVAR package | Terumo Aortic | RelayPro Thoracic Stent-Graft System (Non-Bare Stent Configuration) | 28-N4-42-130-36S | Standalone | DE0503702 | 1 Patients with thoracic aortic aneurysm (TAA; ruptured or unruptured) who are not suitable for OSR and are: 1.1 symptomatic; OR 1.2 asymptomatic and with an aneurysm of 5.5 cm or larger (measured outer-to-outer maximum anterior-posterior aortic diameter); OR 1.3 asymptomatic and with an aneurysm that has grown by more than 1 cm in one year (measured outer-to-outer maximum anterior-posterior aortic diameter). 2 Patients with type B aortic dissection (TBAD) with suitable anatomy for TEVAR and the TBAD is: 2.1 Complicated (presence of malperfusion syndrome or rupture) hyperacute (less than 24 hours), acute (1 to 14 days), or subacute (15 to 90 days); OR 2.2 Uncomplicated with high-risk features (refractory pain, refractory hypertension, bloody pleural effusion, aortic diameter of more than 40 mm, imaging evidence of malperfusion, entry tear on lesser curvature, or false lumen of more than 22 mm). 3 Patients with traumatic aortic injury who do not have contraindications to endovascular repair.
Vascular | Endovascular aortic repair | Aortic stent graft package | TEVAR package | Terumo Aortic | RelayPro Thoracic Stent-Graft System (Non-Bare Stent Configuration) | 28-N4-42-150-36S | Standalone | DE0503702 | 1 Patients with thoracic aortic aneurysm (TAA; ruptured or unruptured) who are not suitable for OSR and are: 1.1 symptomatic; OR 1.2 asymptomatic and with an aneurysm of 5.5 cm or larger (measured outer-to-outer maximum anterior-posterior aortic diameter); OR 1.3 asymptomatic and with an aneurysm that has grown by more than 1 cm in one year (measured outer-to-outer maximum anterior-posterior aortic diameter). 2 Patients with type B aortic dissection (TBAD) with suitable anatomy for TEVAR and the TBAD is: 2.1 Complicated (presence of malperfusion syndrome or rupture) hyperacute (less than 24 hours), acute (1 to 14 days), or subacute (15 to 90 days); OR 2.2 Uncomplicated with high-risk features (refractory pain, refractory hypertension, bloody pleural effusion, aortic diameter of more than 40 mm, imaging evidence of malperfusion, entry tear on lesser curvature, or false lumen of more than 22 mm). 3 Patients with traumatic aortic injury who do not have contraindications to endovascular repair.
Vascular | Endovascular aortic repair | Aortic stent graft package | TEVAR package | Terumo Aortic | RelayPro Thoracic Stent-Graft System (Non-Bare Stent Configuration) | 28-N4-42-170-36S | Standalone | DE0503702 | 1 Patients with thoracic aortic aneurysm (TAA; ruptured or unruptured) who are not suitable for OSR and are: 1.1 symptomatic; OR 1.2 asymptomatic and with an aneurysm of 5.5 cm or larger (measured outer-to-outer maximum anterior-posterior aortic diameter); OR 1.3 asymptomatic and with an aneurysm that has grown by more than 1 cm in one year (measured outer-to-outer maximum anterior-posterior aortic diameter). 2 Patients with type B aortic dissection (TBAD) with suitable anatomy for TEVAR and the TBAD is: 2.1 Complicated (presence of malperfusion syndrome or rupture) hyperacute (less than 24 hours), acute (1 to 14 days), or subacute (15 to 90 days); OR 2.2 Uncomplicated with high-risk features (refractory pain, refractory hypertension, bloody pleural effusion, aortic diameter of more than 40 mm, imaging evidence of malperfusion, entry tear on lesser curvature, or false lumen of more than 22 mm). 3 Patients with traumatic aortic injury who do not have contraindications to endovascular repair.
Vascular | Endovascular aortic repair | Aortic stent graft package | TEVAR package | Terumo Aortic | RelayPro Thoracic Stent-Graft System (Non-Bare Stent Configuration) | 28-N4-42-190-36S | Standalone | DE0503702 | 1 Patients with thoracic aortic aneurysm (TAA; ruptured or unruptured) who are not suitable for OSR and are: 1.1 symptomatic; OR 1.2 asymptomatic and with an aneurysm of 5.5 cm or larger (measured outer-to-outer maximum anterior-posterior aortic diameter); OR 1.3 asymptomatic and with an aneurysm that has grown by more than 1 cm in one year (measured outer-to-outer maximum anterior-posterior aortic diameter). 2 Patients with type B aortic dissection (TBAD) with suitable anatomy for TEVAR and the TBAD is: 2.1 Complicated (presence of malperfusion syndrome or rupture) hyperacute (less than 24 hours), acute (1 to 14 days), or subacute (15 to 90 days); OR 2.2 Uncomplicated with high-risk features (refractory pain, refractory hypertension, bloody pleural effusion, aortic diameter of more than 40 mm, imaging evidence of malperfusion, entry tear on lesser curvature, or false lumen of more than 22 mm). 3 Patients with traumatic aortic injury who do not have contraindications to endovascular repair.
Vascular | Endovascular aortic repair | Aortic stent graft package | TEVAR package | Terumo Aortic | RelayPro Thoracic Stent-Graft System (Non-Bare Stent Configuration) | 28-N4-42-210-36S | Standalone | DE0503702 | 1 Patients with thoracic aortic aneurysm (TAA; ruptured or unruptured) who are not suitable for OSR and are: 1.1 symptomatic; OR 1.2 asymptomatic and with an aneurysm of 5.5 cm or larger (measured outer-to-outer maximum anterior-posterior aortic diameter); OR 1.3 asymptomatic and with an aneurysm that has grown by more than 1 cm in one year (measured outer-to-outer maximum anterior-posterior aortic diameter). 2 Patients with type B aortic dissection (TBAD) with suitable anatomy for TEVAR and the TBAD is: 2.1 Complicated (presence of malperfusion syndrome or rupture) hyperacute (less than 24 hours), acute (1 to 14 days), or subacute (15 to 90 days); OR 2.2 Uncomplicated with high-risk features (refractory pain, refractory hypertension, bloody pleural effusion, aortic diameter of more than 40 mm, imaging evidence of malperfusion, entry tear on lesser curvature, or false lumen of more than 22 mm). 3 Patients with traumatic aortic injury who do not have contraindications to endovascular repair.
Vascular | Endovascular aortic repair | Aortic stent graft package | TEVAR package | Terumo Aortic | RelayPro Thoracic Stent-Graft System (Non-Bare Stent Configuration) | 28-N4-42-230-36S | Standalone | DE0503702 | 1 Patients with thoracic aortic aneurysm (TAA; ruptured or unruptured) who are not suitable for OSR and are: 1.1 symptomatic; OR 1.2 asymptomatic and with an aneurysm of 5.5 cm or larger (measured outer-to-outer maximum anterior-posterior aortic diameter); OR 1.3 asymptomatic and with an aneurysm that has grown by more than 1 cm in one year (measured outer-to-outer maximum anterior-posterior aortic diameter). 2 Patients with type B aortic dissection (TBAD) with suitable anatomy for TEVAR and the TBAD is: 2.1 Complicated (presence of malperfusion syndrome or rupture) hyperacute (less than 24 hours), acute (1 to 14 days), or subacute (15 to 90 days); OR 2.2 Uncomplicated with high-risk features (refractory pain, refractory hypertension, bloody pleural effusion, aortic diameter of more than 40 mm, imaging evidence of malperfusion, entry tear on lesser curvature, or false lumen of more than 22 mm). 3 Patients with traumatic aortic injury who do not have contraindications to endovascular repair.
Vascular | Endovascular aortic repair | Aortic stent graft package | TEVAR package | Terumo Aortic | RelayPro Thoracic Stent-Graft System (Non-Bare Stent Configuration) | 28-N4-42-250-36S | Standalone | DE0503702 | 1 Patients with thoracic aortic aneurysm (TAA; ruptured or unruptured) who are not suitable for OSR and are: 1.1 symptomatic; OR 1.2 asymptomatic and with an aneurysm of 5.5 cm or larger (measured outer-to-outer maximum anterior-posterior aortic diameter); OR 1.3 asymptomatic and with an aneurysm that has grown by more than 1 cm in one year (measured outer-to-outer maximum anterior-posterior aortic diameter). 2 Patients with type B aortic dissection (TBAD) with suitable anatomy for TEVAR and the TBAD is: 2.1 Complicated (presence of malperfusion syndrome or rupture) hyperacute (less than 24 hours), acute (1 to 14 days), or subacute (15 to 90 days); OR 2.2 Uncomplicated with high-risk features (refractory pain, refractory hypertension, bloody pleural effusion, aortic diameter of more than 40 mm, imaging evidence of malperfusion, entry tear on lesser curvature, or false lumen of more than 22 mm). 3 Patients with traumatic aortic injury who do not have contraindications to endovascular repair.
Vascular | Endovascular aortic repair | Aortic stent graft package | TEVAR package | Terumo Aortic | RelayPro Thoracic Stent-Graft System (Non-Bare Stent Configuration) | 28-N4-44-110-36S | Standalone | DE0503702 | 1 Patients with thoracic aortic aneurysm (TAA; ruptured or unruptured) who are not suitable for OSR and are: 1.1 symptomatic; OR 1.2 asymptomatic and with an aneurysm of 5.5 cm or larger (measured outer-to-outer maximum anterior-posterior aortic diameter); OR 1.3 asymptomatic and with an aneurysm that has grown by more than 1 cm in one year (measured outer-to-outer maximum anterior-posterior aortic diameter). 2 Patients with type B aortic dissection (TBAD) with suitable anatomy for TEVAR and the TBAD is: 2.1 Complicated (presence of malperfusion syndrome or rupture) hyperacute (less than 24 hours), acute (1 to 14 days), or subacute (15 to 90 days); OR 2.2 Uncomplicated with high-risk features (refractory pain, refractory hypertension, bloody pleural effusion, aortic diameter of more than 40 mm, imaging evidence of malperfusion, entry tear on lesser curvature, or false lumen of more than 22 mm). 3 Patients with traumatic aortic injury who do not have contraindications to endovascular repair.
Vascular | Endovascular aortic repair | Aortic stent graft package | TEVAR package | Terumo Aortic | RelayPro Thoracic Stent-Graft System (Non-Bare Stent Configuration) | 28-N4-44-130-36S | Standalone | DE0503702 | 1 Patients with thoracic aortic aneurysm (TAA; ruptured or unruptured) who are not suitable for OSR and are: 1.1 symptomatic; OR 1.2 asymptomatic and with an aneurysm of 5.5 cm or larger (measured outer-to-outer maximum anterior-posterior aortic diameter); OR 1.3 asymptomatic and with an aneurysm that has grown by more than 1 cm in one year (measured outer-to-outer maximum anterior-posterior aortic diameter). 2 Patients with type B aortic dissection (TBAD) with suitable anatomy for TEVAR and the TBAD is: 2.1 Complicated (presence of malperfusion syndrome or rupture) hyperacute (less than 24 hours), acute (1 to 14 days), or subacute (15 to 90 days); OR 2.2 Uncomplicated with high-risk features (refractory pain, refractory hypertension, bloody pleural effusion, aortic diameter of more than 40 mm, imaging evidence of malperfusion, entry tear on lesser curvature, or false lumen of more than 22 mm). 3 Patients with traumatic aortic injury who do not have contraindications to endovascular repair.
Vascular | Endovascular aortic repair | Aortic stent graft package | TEVAR package | Terumo Aortic | RelayPro Thoracic Stent-Graft System (Non-Bare Stent Configuration) | 28-N4-44-150-36S | Standalone | DE0503702 | 1 Patients with thoracic aortic aneurysm (TAA; ruptured or unruptured) who are not suitable for OSR and are: 1.1 symptomatic; OR 1.2 asymptomatic and with an aneurysm of 5.5 cm or larger (measured outer-to-outer maximum anterior-posterior aortic diameter); OR 1.3 asymptomatic and with an aneurysm that has grown by more than 1 cm in one year (measured outer-to-outer maximum anterior-posterior aortic diameter). 2 Patients with type B aortic dissection (TBAD) with suitable anatomy for TEVAR and the TBAD is: 2.1 Complicated (presence of malperfusion syndrome or rupture) hyperacute (less than 24 hours), acute (1 to 14 days), or subacute (15 to 90 days); OR 2.2 Uncomplicated with high-risk features (refractory pain, refractory hypertension, bloody pleural effusion, aortic diameter of more than 40 mm, imaging evidence of malperfusion, entry tear on lesser curvature, or false lumen of more than 22 mm). 3 Patients with traumatic aortic injury who do not have contraindications to endovascular repair.
Vascular | Endovascular aortic repair | Aortic stent graft package | TEVAR package | Terumo Aortic | RelayPro Thoracic Stent-Graft System (Non-Bare Stent Configuration) | 28-N4-44-170-36S | Standalone | DE0503702 | 1 Patients with thoracic aortic aneurysm (TAA; ruptured or unruptured) who are not suitable for OSR and are: 1.1 symptomatic; OR 1.2 asymptomatic and with an aneurysm of 5.5 cm or larger (measured outer-to-outer maximum anterior-posterior aortic diameter); OR 1.3 asymptomatic and with an aneurysm that has grown by more than 1 cm in one year (measured outer-to-outer maximum anterior-posterior aortic diameter). 2 Patients with type B aortic dissection (TBAD) with suitable anatomy for TEVAR and the TBAD is: 2.1 Complicated (presence of malperfusion syndrome or rupture) hyperacute (less than 24 hours), acute (1 to 14 days), or subacute (15 to 90 days); OR 2.2 Uncomplicated with high-risk features (refractory pain, refractory hypertension, bloody pleural effusion, aortic diameter of more than 40 mm, imaging evidence of malperfusion, entry tear on lesser curvature, or false lumen of more than 22 mm). 3 Patients with traumatic aortic injury who do not have contraindications to endovascular repair.
Vascular | Endovascular aortic repair | Aortic stent graft package | TEVAR package | Terumo Aortic | RelayPro Thoracic Stent-Graft System (Non-Bare Stent Configuration) | 28-N4-44-190-36S | Standalone | DE0503702 | 1 Patients with thoracic aortic aneurysm (TAA; ruptured or unruptured) who are not suitable for OSR and are: 1.1 symptomatic; OR 1.2 asymptomatic and with an aneurysm of 5.5 cm or larger (measured outer-to-outer maximum anterior-posterior aortic diameter); OR 1.3 asymptomatic and with an aneurysm that has grown by more than 1 cm in one year (measured outer-to-outer maximum anterior-posterior aortic diameter). 2 Patients with type B aortic dissection (TBAD) with suitable anatomy for TEVAR and the TBAD is: 2.1 Complicated (presence of malperfusion syndrome or rupture) hyperacute (less than 24 hours), acute (1 to 14 days), or subacute (15 to 90 days); OR 2.2 Uncomplicated with high-risk features (refractory pain, refractory hypertension, bloody pleural effusion, aortic diameter of more than 40 mm, imaging evidence of malperfusion, entry tear on lesser curvature, or false lumen of more than 22 mm). 3 Patients with traumatic aortic injury who do not have contraindications to endovascular repair.
Vascular | Endovascular aortic repair | Aortic stent graft package | TEVAR package | Terumo Aortic | RelayPro Thoracic Stent-Graft System (Non-Bare Stent Configuration) | 28-N4-44-210-36S | Standalone | DE0503702 | 1 Patients with thoracic aortic aneurysm (TAA; ruptured or unruptured) who are not suitable for OSR and are: 1.1 symptomatic; OR 1.2 asymptomatic and with an aneurysm of 5.5 cm or larger (measured outer-to-outer maximum anterior-posterior aortic diameter); OR 1.3 asymptomatic and with an aneurysm that has grown by more than 1 cm in one year (measured outer-to-outer maximum anterior-posterior aortic diameter). 2 Patients with type B aortic dissection (TBAD) with suitable anatomy for TEVAR and the TBAD is: 2.1 Complicated (presence of malperfusion syndrome or rupture) hyperacute (less than 24 hours), acute (1 to 14 days), or subacute (15 to 90 days); OR 2.2 Uncomplicated with high-risk features (refractory pain, refractory hypertension, bloody pleural effusion, aortic diameter of more than 40 mm, imaging evidence of malperfusion, entry tear on lesser curvature, or false lumen of more than 22 mm). 3 Patients with traumatic aortic injury who do not have contraindications to endovascular repair.
Vascular | Endovascular aortic repair | Aortic stent graft package | TEVAR package | Terumo Aortic | RelayPro Thoracic Stent-Graft System (Non-Bare Stent Configuration) | 28-N4-44-230-36S | Standalone | DE0503702 | 1 Patients with thoracic aortic aneurysm (TAA; ruptured or unruptured) who are not suitable for OSR and are: 1.1 symptomatic; OR 1.2 asymptomatic and with an aneurysm of 5.5 cm or larger (measured outer-to-outer maximum anterior-posterior aortic diameter); OR 1.3 asymptomatic and with an aneurysm that has grown by more than 1 cm in one year (measured outer-to-outer maximum anterior-posterior aortic diameter). 2 Patients with type B aortic dissection (TBAD) with suitable anatomy for TEVAR and the TBAD is: 2.1 Complicated (presence of malperfusion syndrome or rupture) hyperacute (less than 24 hours), acute (1 to 14 days), or subacute (15 to 90 days); OR 2.2 Uncomplicated with high-risk features (refractory pain, refractory hypertension, bloody pleural effusion, aortic diameter of more than 40 mm, imaging evidence of malperfusion, entry tear on lesser curvature, or false lumen of more than 22 mm). 3 Patients with traumatic aortic injury who do not have contraindications to endovascular repair.
Vascular | Endovascular aortic repair | Aortic stent graft package | TEVAR package | Terumo Aortic | RelayPro Thoracic Stent-Graft System (Non-Bare Stent Configuration) | 28-N4-44-250-36S | Standalone | DE0503702 | 1 Patients with thoracic aortic aneurysm (TAA; ruptured or unruptured) who are not suitable for OSR and are: 1.1 symptomatic; OR 1.2 asymptomatic and with an aneurysm of 5.5 cm or larger (measured outer-to-outer maximum anterior-posterior aortic diameter); OR 1.3 asymptomatic and with an aneurysm that has grown by more than 1 cm in one year (measured outer-to-outer maximum anterior-posterior aortic diameter). 2 Patients with type B aortic dissection (TBAD) with suitable anatomy for TEVAR and the TBAD is: 2.1 Complicated (presence of malperfusion syndrome or rupture) hyperacute (less than 24 hours), acute (1 to 14 days), or subacute (15 to 90 days); OR 2.2 Uncomplicated with high-risk features (refractory pain, refractory hypertension, bloody pleural effusion, aortic diameter of more than 40 mm, imaging evidence of malperfusion, entry tear on lesser curvature, or false lumen of more than 22 mm). 3 Patients with traumatic aortic injury who do not have contraindications to endovascular repair.
Vascular | Endovascular aortic repair | Aortic stent graft package | TEVAR package | Terumo Aortic | RelayPro Thoracic Stent-Graft System (Non-Bare Stent Configuration) | 28-N4-46-110-36S | Standalone | DE0503702 | 1 Patients with thoracic aortic aneurysm (TAA; ruptured or unruptured) who are not suitable for OSR and are: 1.1 symptomatic; OR 1.2 asymptomatic and with an aneurysm of 5.5 cm or larger (measured outer-to-outer maximum anterior-posterior aortic diameter); OR 1.3 asymptomatic and with an aneurysm that has grown by more than 1 cm in one year (measured outer-to-outer maximum anterior-posterior aortic diameter). 2 Patients with type B aortic dissection (TBAD) with suitable anatomy for TEVAR and the TBAD is: 2.1 Complicated (presence of malperfusion syndrome or rupture) hyperacute (less than 24 hours), acute (1 to 14 days), or subacute (15 to 90 days); OR 2.2 Uncomplicated with high-risk features (refractory pain, refractory hypertension, bloody pleural effusion, aortic diameter of more than 40 mm, imaging evidence of malperfusion, entry tear on lesser curvature, or false lumen of more than 22 mm). 3 Patients with traumatic aortic injury who do not have contraindications to endovascular repair.
Vascular | Endovascular aortic repair | Aortic stent graft package | TEVAR package | Terumo Aortic | RelayPro Thoracic Stent-Graft System (Non-Bare Stent Configuration) | 28-N4-46-130-36S | Standalone | DE0503702 | 1 Patients with thoracic aortic aneurysm (TAA; ruptured or unruptured) who are not suitable for OSR and are: 1.1 symptomatic; OR 1.2 asymptomatic and with an aneurysm of 5.5 cm or larger (measured outer-to-outer maximum anterior-posterior aortic diameter); OR 1.3 asymptomatic and with an aneurysm that has grown by more than 1 cm in one year (measured outer-to-outer maximum anterior-posterior aortic diameter). 2 Patients with type B aortic dissection (TBAD) with suitable anatomy for TEVAR and the TBAD is: 2.1 Complicated (presence of malperfusion syndrome or rupture) hyperacute (less than 24 hours), acute (1 to 14 days), or subacute (15 to 90 days); OR 2.2 Uncomplicated with high-risk features (refractory pain, refractory hypertension, bloody pleural effusion, aortic diameter of more than 40 mm, imaging evidence of malperfusion, entry tear on lesser curvature, or false lumen of more than 22 mm). 3 Patients with traumatic aortic injury who do not have contraindications to endovascular repair.
Vascular | Endovascular aortic repair | Aortic stent graft package | TEVAR package | Terumo Aortic | RelayPro Thoracic Stent-Graft System (Non-Bare Stent Configuration) | 28-N4-46-150-36S | Standalone | DE0503702 | 1 Patients with thoracic aortic aneurysm (TAA; ruptured or unruptured) who are not suitable for OSR and are: 1.1 symptomatic; OR 1.2 asymptomatic and with an aneurysm of 5.5 cm or larger (measured outer-to-outer maximum anterior-posterior aortic diameter); OR 1.3 asymptomatic and with an aneurysm that has grown by more than 1 cm in one year (measured outer-to-outer maximum anterior-posterior aortic diameter). 2 Patients with type B aortic dissection (TBAD) with suitable anatomy for TEVAR and the TBAD is: 2.1 Complicated (presence of malperfusion syndrome or rupture) hyperacute (less than 24 hours), acute (1 to 14 days), or subacute (15 to 90 days); OR 2.2 Uncomplicated with high-risk features (refractory pain, refractory hypertension, bloody pleural effusion, aortic diameter of more than 40 mm, imaging evidence of malperfusion, entry tear on lesser curvature, or false lumen of more than 22 mm). 3 Patients with traumatic aortic injury who do not have contraindications to endovascular repair.
Vascular | Endovascular aortic repair | Aortic stent graft package | TEVAR package | Terumo Aortic | RelayPro Thoracic Stent-Graft System (Non-Bare Stent Configuration) | 28-N4-46-170-36S | Standalone | DE0503702 | 1 Patients with thoracic aortic aneurysm (TAA; ruptured or unruptured) who are not suitable for OSR and are: 1.1 symptomatic; OR 1.2 asymptomatic and with an aneurysm of 5.5 cm or larger (measured outer-to-outer maximum anterior-posterior aortic diameter); OR 1.3 asymptomatic and with an aneurysm that has grown by more than 1 cm in one year (measured outer-to-outer maximum anterior-posterior aortic diameter). 2 Patients with type B aortic dissection (TBAD) with suitable anatomy for TEVAR and the TBAD is: 2.1 Complicated (presence of malperfusion syndrome or rupture) hyperacute (less than 24 hours), acute (1 to 14 days), or subacute (15 to 90 days); OR 2.2 Uncomplicated with high-risk features (refractory pain, refractory hypertension, bloody pleural effusion, aortic diameter of more than 40 mm, imaging evidence of malperfusion, entry tear on lesser curvature, or false lumen of more than 22 mm). 3 Patients with traumatic aortic injury who do not have contraindications to endovascular repair.
Vascular | Endovascular aortic repair | Aortic stent graft package | TEVAR package | Terumo Aortic | RelayPro Thoracic Stent-Graft System (Non-Bare Stent Configuration) | 28-N4-46-190-36S | Standalone | DE0503702 | 1 Patients with thoracic aortic aneurysm (TAA; ruptured or unruptured) who are not suitable for OSR and are: 1.1 symptomatic; OR 1.2 asymptomatic and with an aneurysm of 5.5 cm or larger (measured outer-to-outer maximum anterior-posterior aortic diameter); OR 1.3 asymptomatic and with an aneurysm that has grown by more than 1 cm in one year (measured outer-to-outer maximum anterior-posterior aortic diameter). 2 Patients with type B aortic dissection (TBAD) with suitable anatomy for TEVAR and the TBAD is: 2.1 Complicated (presence of malperfusion syndrome or rupture) hyperacute (less than 24 hours), acute (1 to 14 days), or subacute (15 to 90 days); OR 2.2 Uncomplicated with high-risk features (refractory pain, refractory hypertension, bloody pleural effusion, aortic diameter of more than 40 mm, imaging evidence of malperfusion, entry tear on lesser curvature, or false lumen of more than 22 mm). 3 Patients with traumatic aortic injury who do not have contraindications to endovascular repair.
Vascular | Endovascular aortic repair | Aortic stent graft package | TEVAR package | Terumo Aortic | RelayPro Thoracic Stent-Graft System (Non-Bare Stent Configuration) | 28-N4-46-210-36S | Standalone | DE0503702 | 1 Patients with thoracic aortic aneurysm (TAA; ruptured or unruptured) who are not suitable for OSR and are: 1.1 symptomatic; OR 1.2 asymptomatic and with an aneurysm of 5.5 cm or larger (measured outer-to-outer maximum anterior-posterior aortic diameter); OR 1.3 asymptomatic and with an aneurysm that has grown by more than 1 cm in one year (measured outer-to-outer maximum anterior-posterior aortic diameter). 2 Patients with type B aortic dissection (TBAD) with suitable anatomy for TEVAR and the TBAD is: 2.1 Complicated (presence of malperfusion syndrome or rupture) hyperacute (less than 24 hours), acute (1 to 14 days), or subacute (15 to 90 days); OR 2.2 Uncomplicated with high-risk features (refractory pain, refractory hypertension, bloody pleural effusion, aortic diameter of more than 40 mm, imaging evidence of malperfusion, entry tear on lesser curvature, or false lumen of more than 22 mm). 3 Patients with traumatic aortic injury who do not have contraindications to endovascular repair.
Vascular | Endovascular aortic repair | Aortic stent graft package | TEVAR package | Terumo Aortic | RelayPro Thoracic Stent-Graft System (Non-Bare Stent Configuration) | 28-N4-46-230-36S | Standalone | DE0503702 | 1 Patients with thoracic aortic aneurysm (TAA; ruptured or unruptured) who are not suitable for OSR and are: 1.1 symptomatic; OR 1.2 asymptomatic and with an aneurysm of 5.5 cm or larger (measured outer-to-outer maximum anterior-posterior aortic diameter); OR 1.3 asymptomatic and with an aneurysm that has grown by more than 1 cm in one year (measured outer-to-outer maximum anterior-posterior aortic diameter). 2 Patients with type B aortic dissection (TBAD) with suitable anatomy for TEVAR and the TBAD is: 2.1 Complicated (presence of malperfusion syndrome or rupture) hyperacute (less than 24 hours), acute (1 to 14 days), or subacute (15 to 90 days); OR 2.2 Uncomplicated with high-risk features (refractory pain, refractory hypertension, bloody pleural effusion, aortic diameter of more than 40 mm, imaging evidence of malperfusion, entry tear on lesser curvature, or false lumen of more than 22 mm). 3 Patients with traumatic aortic injury who do not have contraindications to endovascular repair.
Vascular | Endovascular aortic repair | Aortic stent graft package | TEVAR package | Terumo Aortic | RelayPro Thoracic Stent-Graft System (Non-Bare Stent Configuration) | 28-N4-46-250-36S | Standalone | DE0503702 | 1 Patients with thoracic aortic aneurysm (TAA; ruptured or unruptured) who are not suitable for OSR and are: 1.1 symptomatic; OR 1.2 asymptomatic and with an aneurysm of 5.5 cm or larger (measured outer-to-outer maximum anterior-posterior aortic diameter); OR 1.3 asymptomatic and with an aneurysm that has grown by more than 1 cm in one year (measured outer-to-outer maximum anterior-posterior aortic diameter). 2 Patients with type B aortic dissection (TBAD) with suitable anatomy for TEVAR and the TBAD is: 2.1 Complicated (presence of malperfusion syndrome or rupture) hyperacute (less than 24 hours), acute (1 to 14 days), or subacute (15 to 90 days); OR 2.2 Uncomplicated with high-risk features (refractory pain, refractory hypertension, bloody pleural effusion, aortic diameter of more than 40 mm, imaging evidence of malperfusion, entry tear on lesser curvature, or false lumen of more than 22 mm). 3 Patients with traumatic aortic injury who do not have contraindications to endovascular repair.
Vascular | Endovascular aortic repair | Aortic stent graft package | TEVAR package | Terumo Aortic | RelayPro Thoracic Stent-Graft System (Non-Bare Stent Configuration) | 28-N4-22-170-38S | Standalone | DE0503702 | 1 Patients with thoracic aortic aneurysm (TAA; ruptured or unruptured) who are not suitable for OSR and are: 1.1 symptomatic; OR 1.2 asymptomatic and with an aneurysm of 5.5 cm or larger (measured outer-to-outer maximum anterior-posterior aortic diameter); OR 1.3 asymptomatic and with an aneurysm that has grown by more than 1 cm in one year (measured outer-to-outer maximum anterior-posterior aortic diameter). 2 Patients with type B aortic dissection (TBAD) with suitable anatomy for TEVAR and the TBAD is: 2.1 Complicated (presence of malperfusion syndrome or rupture) hyperacute (less than 24 hours), acute (1 to 14 days), or subacute (15 to 90 days); OR 2.2 Uncomplicated with high-risk features (refractory pain, refractory hypertension, bloody pleural effusion, aortic diameter of more than 40 mm, imaging evidence of malperfusion, entry tear on lesser curvature, or false lumen of more than 22 mm). 3 Patients with traumatic aortic injury who do not have contraindications to endovascular repair.
Vascular | Endovascular aortic repair | Aortic stent graft package | TEVAR package | Terumo Aortic | RelayPro Thoracic Stent-Graft System (Non-Bare Stent Configuration) | 28-N4-22-190-38S | Standalone | DE0503702 | 1 Patients with thoracic aortic aneurysm (TAA; ruptured or unruptured) who are not suitable for OSR and are: 1.1 symptomatic; OR 1.2 asymptomatic and with an aneurysm of 5.5 cm or larger (measured outer-to-outer maximum anterior-posterior aortic diameter); OR 1.3 asymptomatic and with an aneurysm that has grown by more than 1 cm in one year (measured outer-to-outer maximum anterior-posterior aortic diameter). 2 Patients with type B aortic dissection (TBAD) with suitable anatomy for TEVAR and the TBAD is: 2.1 Complicated (presence of malperfusion syndrome or rupture) hyperacute (less than 24 hours), acute (1 to 14 days), or subacute (15 to 90 days); OR 2.2 Uncomplicated with high-risk features (refractory pain, refractory hypertension, bloody pleural effusion, aortic diameter of more than 40 mm, imaging evidence of malperfusion, entry tear on lesser curvature, or false lumen of more than 22 mm). 3 Patients with traumatic aortic injury who do not have contraindications to endovascular repair.
Vascular | Endovascular aortic repair | Aortic stent graft package | TEVAR package | Terumo Aortic | RelayPro Thoracic Stent-Graft System (Non-Bare Stent Configuration) | 28-N4-22-210-38S | Standalone | DE0503702 | 1 Patients with thoracic aortic aneurysm (TAA; ruptured or unruptured) who are not suitable for OSR and are: 1.1 symptomatic; OR 1.2 asymptomatic and with an aneurysm of 5.5 cm or larger (measured outer-to-outer maximum anterior-posterior aortic diameter); OR 1.3 asymptomatic and with an aneurysm that has grown by more than 1 cm in one year (measured outer-to-outer maximum anterior-posterior aortic diameter). 2 Patients with type B aortic dissection (TBAD) with suitable anatomy for TEVAR and the TBAD is: 2.1 Complicated (presence of malperfusion syndrome or rupture) hyperacute (less than 24 hours), acute (1 to 14 days), or subacute (15 to 90 days); OR 2.2 Uncomplicated with high-risk features (refractory pain, refractory hypertension, bloody pleural effusion, aortic diameter of more than 40 mm, imaging evidence of malperfusion, entry tear on lesser curvature, or false lumen of more than 22 mm). 3 Patients with traumatic aortic injury who do not have contraindications to endovascular repair.
Vascular | Endovascular aortic repair | Aortic stent graft package | TEVAR package | Terumo Aortic | RelayPro Thoracic Stent-Graft System (Non-Bare Stent Configuration) | 28-N4-22-230-38S | Standalone | DE0503702 | 1 Patients with thoracic aortic aneurysm (TAA; ruptured or unruptured) who are not suitable for OSR and are: 1.1 symptomatic; OR 1.2 asymptomatic and with an aneurysm of 5.5 cm or larger (measured outer-to-outer maximum anterior-posterior aortic diameter); OR 1.3 asymptomatic and with an aneurysm that has grown by more than 1 cm in one year (measured outer-to-outer maximum anterior-posterior aortic diameter). 2 Patients with type B aortic dissection (TBAD) with suitable anatomy for TEVAR and the TBAD is: 2.1 Complicated (presence of malperfusion syndrome or rupture) hyperacute (less than 24 hours), acute (1 to 14 days), or subacute (15 to 90 days); OR 2.2 Uncomplicated with high-risk features (refractory pain, refractory hypertension, bloody pleural effusion, aortic diameter of more than 40 mm, imaging evidence of malperfusion, entry tear on lesser curvature, or false lumen of more than 22 mm). 3 Patients with traumatic aortic injury who do not have contraindications to endovascular repair.
Vascular | Endovascular aortic repair | Aortic stent graft package | TEVAR package | Terumo Aortic | RelayPro Thoracic Stent-Graft System (Non-Bare Stent Configuration) | 28-N4-22-250-38S | Standalone | DE0503702 | 1 Patients with thoracic aortic aneurysm (TAA; ruptured or unruptured) who are not suitable for OSR and are: 1.1 symptomatic; OR 1.2 asymptomatic and with an aneurysm of 5.5 cm or larger (measured outer-to-outer maximum anterior-posterior aortic diameter); OR 1.3 asymptomatic and with an aneurysm that has grown by more than 1 cm in one year (measured outer-to-outer maximum anterior-posterior aortic diameter). 2 Patients with type B aortic dissection (TBAD) with suitable anatomy for TEVAR and the TBAD is: 2.1 Complicated (presence of malperfusion syndrome or rupture) hyperacute (less than 24 hours), acute (1 to 14 days), or subacute (15 to 90 days); OR 2.2 Uncomplicated with high-risk features (refractory pain, refractory hypertension, bloody pleural effusion, aortic diameter of more than 40 mm, imaging evidence of malperfusion, entry tear on lesser curvature, or false lumen of more than 22 mm). 3 Patients with traumatic aortic injury who do not have contraindications to endovascular repair.
Vascular | Endovascular aortic repair | Aortic stent graft package | TEVAR package | Terumo Aortic | RelayPro Thoracic Stent-Graft System (Non-Bare Stent Configuration) | 28-N4-24-150-38S | Standalone | DE0503702 | 1 Patients with thoracic aortic aneurysm (TAA; ruptured or unruptured) who are not suitable for OSR and are: 1.1 symptomatic; OR 1.2 asymptomatic and with an aneurysm of 5.5 cm or larger (measured outer-to-outer maximum anterior-posterior aortic diameter); OR 1.3 asymptomatic and with an aneurysm that has grown by more than 1 cm in one year (measured outer-to-outer maximum anterior-posterior aortic diameter). 2 Patients with type B aortic dissection (TBAD) with suitable anatomy for TEVAR and the TBAD is: 2.1 Complicated (presence of malperfusion syndrome or rupture) hyperacute (less than 24 hours), acute (1 to 14 days), or subacute (15 to 90 days); OR 2.2 Uncomplicated with high-risk features (refractory pain, refractory hypertension, bloody pleural effusion, aortic diameter of more than 40 mm, imaging evidence of malperfusion, entry tear on lesser curvature, or false lumen of more than 22 mm). 3 Patients with traumatic aortic injury who do not have contraindications to endovascular repair.
Vascular | Endovascular aortic repair | Aortic stent graft package | TEVAR package | Terumo Aortic | RelayPro Thoracic Stent-Graft System (Non-Bare Stent Configuration) | 28-N4-24-170-38S | Standalone | DE0503702 | 1 Patients with thoracic aortic aneurysm (TAA; ruptured or unruptured) who are not suitable for OSR and are: 1.1 symptomatic; OR 1.2 asymptomatic and with an aneurysm of 5.5 cm or larger (measured outer-to-outer maximum anterior-posterior aortic diameter); OR 1.3 asymptomatic and with an aneurysm that has grown by more than 1 cm in one year (measured outer-to-outer maximum anterior-posterior aortic diameter). 2 Patients with type B aortic dissection (TBAD) with suitable anatomy for TEVAR and the TBAD is: 2.1 Complicated (presence of malperfusion syndrome or rupture) hyperacute (less than 24 hours), acute (1 to 14 days), or subacute (15 to 90 days); OR 2.2 Uncomplicated with high-risk features (refractory pain, refractory hypertension, bloody pleural effusion, aortic diameter of more than 40 mm, imaging evidence of malperfusion, entry tear on lesser curvature, or false lumen of more than 22 mm). 3 Patients with traumatic aortic injury who do not have contraindications to endovascular repair.
Vascular | Endovascular aortic repair | Aortic stent graft package | TEVAR package | Terumo Aortic | RelayPro Thoracic Stent-Graft System (Non-Bare Stent Configuration) | 28-N4-24-190-38S | Standalone | DE0503702 | 1 Patients with thoracic aortic aneurysm (TAA; ruptured or unruptured) who are not suitable for OSR and are: 1.1 symptomatic; OR 1.2 asymptomatic and with an aneurysm of 5.5 cm or larger (measured outer-to-outer maximum anterior-posterior aortic diameter); OR 1.3 asymptomatic and with an aneurysm that has grown by more than 1 cm in one year (measured outer-to-outer maximum anterior-posterior aortic diameter). 2 Patients with type B aortic dissection (TBAD) with suitable anatomy for TEVAR and the TBAD is: 2.1 Complicated (presence of malperfusion syndrome or rupture) hyperacute (less than 24 hours), acute (1 to 14 days), or subacute (15 to 90 days); OR 2.2 Uncomplicated with high-risk features (refractory pain, refractory hypertension, bloody pleural effusion, aortic diameter of more than 40 mm, imaging evidence of malperfusion, entry tear on lesser curvature, or false lumen of more than 22 mm). 3 Patients with traumatic aortic injury who do not have contraindications to endovascular repair.
Vascular | Endovascular aortic repair | Aortic stent graft package | TEVAR package | Terumo Aortic | RelayPro Thoracic Stent-Graft System (Non-Bare Stent Configuration) | 28-N4-24-210-38S | Standalone | DE0503702 | 1 Patients with thoracic aortic aneurysm (TAA; ruptured or unruptured) who are not suitable for OSR and are: 1.1 symptomatic; OR 1.2 asymptomatic and with an aneurysm of 5.5 cm or larger (measured outer-to-outer maximum anterior-posterior aortic diameter); OR 1.3 asymptomatic and with an aneurysm that has grown by more than 1 cm in one year (measured outer-to-outer maximum anterior-posterior aortic diameter). 2 Patients with type B aortic dissection (TBAD) with suitable anatomy for TEVAR and the TBAD is: 2.1 Complicated (presence of malperfusion syndrome or rupture) hyperacute (less than 24 hours), acute (1 to 14 days), or subacute (15 to 90 days); OR 2.2 Uncomplicated with high-risk features (refractory pain, refractory hypertension, bloody pleural effusion, aortic diameter of more than 40 mm, imaging evidence of malperfusion, entry tear on lesser curvature, or false lumen of more than 22 mm). 3 Patients with traumatic aortic injury who do not have contraindications to endovascular repair.
Vascular | Endovascular aortic repair | Aortic stent graft package | TEVAR package | Terumo Aortic | RelayPro Thoracic Stent-Graft System (Non-Bare Stent Configuration) | 28-N4-24-230-38S | Standalone | DE0503702 | 1 Patients with thoracic aortic aneurysm (TAA; ruptured or unruptured) who are not suitable for OSR and are: 1.1 symptomatic; OR 1.2 asymptomatic and with an aneurysm of 5.5 cm or larger (measured outer-to-outer maximum anterior-posterior aortic diameter); OR 1.3 asymptomatic and with an aneurysm that has grown by more than 1 cm in one year (measured outer-to-outer maximum anterior-posterior aortic diameter). 2 Patients with type B aortic dissection (TBAD) with suitable anatomy for TEVAR and the TBAD is: 2.1 Complicated (presence of malperfusion syndrome or rupture) hyperacute (less than 24 hours), acute (1 to 14 days), or subacute (15 to 90 days); OR 2.2 Uncomplicated with high-risk features (refractory pain, refractory hypertension, bloody pleural effusion, aortic diameter of more than 40 mm, imaging evidence of malperfusion, entry tear on lesser curvature, or false lumen of more than 22 mm). 3 Patients with traumatic aortic injury who do not have contraindications to endovascular repair.
Vascular | Endovascular aortic repair | Aortic stent graft package | TEVAR package | Terumo Aortic | RelayPro Thoracic Stent-Graft System (Non-Bare Stent Configuration) | 28-N4-24-250-38S | Standalone | DE0503702 | 1 Patients with thoracic aortic aneurysm (TAA; ruptured or unruptured) who are not suitable for OSR and are: 1.1 symptomatic; OR 1.2 asymptomatic and with an aneurysm of 5.5 cm or larger (measured outer-to-outer maximum anterior-posterior aortic diameter); OR 1.3 asymptomatic and with an aneurysm that has grown by more than 1 cm in one year (measured outer-to-outer maximum anterior-posterior aortic diameter). 2 Patients with type B aortic dissection (TBAD) with suitable anatomy for TEVAR and the TBAD is: 2.1 Complicated (presence of malperfusion syndrome or rupture) hyperacute (less than 24 hours), acute (1 to 14 days), or subacute (15 to 90 days); OR 2.2 Uncomplicated with high-risk features (refractory pain, refractory hypertension, bloody pleural effusion, aortic diameter of more than 40 mm, imaging evidence of malperfusion, entry tear on lesser curvature, or false lumen of more than 22 mm). 3 Patients with traumatic aortic injury who do not have contraindications to endovascular repair.
Vascular | Endovascular aortic repair | Aortic stent graft package | TEVAR package | Terumo Aortic | RelayPro Thoracic Stent-Graft System (Non-Bare Stent Configuration) | 28-N4-26-150-38S | Standalone | DE0503702 | 1 Patients with thoracic aortic aneurysm (TAA; ruptured or unruptured) who are not suitable for OSR and are: 1.1 symptomatic; OR 1.2 asymptomatic and with an aneurysm of 5.5 cm or larger (measured outer-to-outer maximum anterior-posterior aortic diameter); OR 1.3 asymptomatic and with an aneurysm that has grown by more than 1 cm in one year (measured outer-to-outer maximum anterior-posterior aortic diameter). 2 Patients with type B aortic dissection (TBAD) with suitable anatomy for TEVAR and the TBAD is: 2.1 Complicated (presence of malperfusion syndrome or rupture) hyperacute (less than 24 hours), acute (1 to 14 days), or subacute (15 to 90 days); OR 2.2 Uncomplicated with high-risk features (refractory pain, refractory hypertension, bloody pleural effusion, aortic diameter of more than 40 mm, imaging evidence of malperfusion, entry tear on lesser curvature, or false lumen of more than 22 mm). 3 Patients with traumatic aortic injury who do not have contraindications to endovascular repair.
Vascular | Endovascular aortic repair | Aortic stent graft package | TEVAR package | Terumo Aortic | RelayPro Thoracic Stent-Graft System (Non-Bare Stent Configuration) | 28-N4-26-170-38S | Standalone | DE0503702 | 1 Patients with thoracic aortic aneurysm (TAA; ruptured or unruptured) who are not suitable for OSR and are: 1.1 symptomatic; OR 1.2 asymptomatic and with an aneurysm of 5.5 cm or larger (measured outer-to-outer maximum anterior-posterior aortic diameter); OR 1.3 asymptomatic and with an aneurysm that has grown by more than 1 cm in one year (measured outer-to-outer maximum anterior-posterior aortic diameter). 2 Patients with type B aortic dissection (TBAD) with suitable anatomy for TEVAR and the TBAD is: 2.1 Complicated (presence of malperfusion syndrome or rupture) hyperacute (less than 24 hours), acute (1 to 14 days), or subacute (15 to 90 days); OR 2.2 Uncomplicated with high-risk features (refractory pain, refractory hypertension, bloody pleural effusion, aortic diameter of more than 40 mm, imaging evidence of malperfusion, entry tear on lesser curvature, or false lumen of more than 22 mm). 3 Patients with traumatic aortic injury who do not have contraindications to endovascular repair.
Vascular | Endovascular aortic repair | Aortic stent graft package | TEVAR package | Terumo Aortic | RelayPro Thoracic Stent-Graft System (Non-Bare Stent Configuration) | 28-N4-26-190-38S | Standalone | DE0503702 | 1 Patients with thoracic aortic aneurysm (TAA; ruptured or unruptured) who are not suitable for OSR and are: 1.1 symptomatic; OR 1.2 asymptomatic and with an aneurysm of 5.5 cm or larger (measured outer-to-outer maximum anterior-posterior aortic diameter); OR 1.3 asymptomatic and with an aneurysm that has grown by more than 1 cm in one year (measured outer-to-outer maximum anterior-posterior aortic diameter). 2 Patients with type B aortic dissection (TBAD) with suitable anatomy for TEVAR and the TBAD is: 2.1 Complicated (presence of malperfusion syndrome or rupture) hyperacute (less than 24 hours), acute (1 to 14 days), or subacute (15 to 90 days); OR 2.2 Uncomplicated with high-risk features (refractory pain, refractory hypertension, bloody pleural effusion, aortic diameter of more than 40 mm, imaging evidence of malperfusion, entry tear on lesser curvature, or false lumen of more than 22 mm). 3 Patients with traumatic aortic injury who do not have contraindications to endovascular repair.
Vascular | Endovascular aortic repair | Aortic stent graft package | TEVAR package | Terumo Aortic | RelayPro Thoracic Stent-Graft System (Non-Bare Stent Configuration) | 28-N4-26-210-38S | Standalone | DE0503702 | 1 Patients with thoracic aortic aneurysm (TAA; ruptured or unruptured) who are not suitable for OSR and are: 1.1 symptomatic; OR 1.2 asymptomatic and with an aneurysm of 5.5 cm or larger (measured outer-to-outer maximum anterior-posterior aortic diameter); OR 1.3 asymptomatic and with an aneurysm that has grown by more than 1 cm in one year (measured outer-to-outer maximum anterior-posterior aortic diameter). 2 Patients with type B aortic dissection (TBAD) with suitable anatomy for TEVAR and the TBAD is: 2.1 Complicated (presence of malperfusion syndrome or rupture) hyperacute (less than 24 hours), acute (1 to 14 days), or subacute (15 to 90 days); OR 2.2 Uncomplicated with high-risk features (refractory pain, refractory hypertension, bloody pleural effusion, aortic diameter of more than 40 mm, imaging evidence of malperfusion, entry tear on lesser curvature, or false lumen of more than 22 mm). 3 Patients with traumatic aortic injury who do not have contraindications to endovascular repair.
Vascular | Endovascular aortic repair | Aortic stent graft package | TEVAR package | Terumo Aortic | RelayPro Thoracic Stent-Graft System (Non-Bare Stent Configuration) | 28-N4-26-230-38S | Standalone | DE0503702 | 1 Patients with thoracic aortic aneurysm (TAA; ruptured or unruptured) who are not suitable for OSR and are: 1.1 symptomatic; OR 1.2 asymptomatic and with an aneurysm of 5.5 cm or larger (measured outer-to-outer maximum anterior-posterior aortic diameter); OR 1.3 asymptomatic and with an aneurysm that has grown by more than 1 cm in one year (measured outer-to-outer maximum anterior-posterior aortic diameter). 2 Patients with type B aortic dissection (TBAD) with suitable anatomy for TEVAR and the TBAD is: 2.1 Complicated (presence of malperfusion syndrome or rupture) hyperacute (less than 24 hours), acute (1 to 14 days), or subacute (15 to 90 days); OR 2.2 Uncomplicated with high-risk features (refractory pain, refractory hypertension, bloody pleural effusion, aortic diameter of more than 40 mm, imaging evidence of malperfusion, entry tear on lesser curvature, or false lumen of more than 22 mm). 3 Patients with traumatic aortic injury who do not have contraindications to endovascular repair.
Vascular | Endovascular aortic repair | Aortic stent graft package | TEVAR package | Terumo Aortic | RelayPro Thoracic Stent-Graft System (Non-Bare Stent Configuration) | 28-N4-26-250-38S | Standalone | DE0503702 | 1 Patients with thoracic aortic aneurysm (TAA; ruptured or unruptured) who are not suitable for OSR and are: 1.1 symptomatic; OR 1.2 asymptomatic and with an aneurysm of 5.5 cm or larger (measured outer-to-outer maximum anterior-posterior aortic diameter); OR 1.3 asymptomatic and with an aneurysm that has grown by more than 1 cm in one year (measured outer-to-outer maximum anterior-posterior aortic diameter). 2 Patients with type B aortic dissection (TBAD) with suitable anatomy for TEVAR and the TBAD is: 2.1 Complicated (presence of malperfusion syndrome or rupture) hyperacute (less than 24 hours), acute (1 to 14 days), or subacute (15 to 90 days); OR 2.2 Uncomplicated with high-risk features (refractory pain, refractory hypertension, bloody pleural effusion, aortic diameter of more than 40 mm, imaging evidence of malperfusion, entry tear on lesser curvature, or false lumen of more than 22 mm). 3 Patients with traumatic aortic injury who do not have contraindications to endovascular repair.
Vascular | Endovascular aortic repair | Aortic stent graft package | TEVAR package | Terumo Aortic | RelayPro Thoracic Stent-Graft System (Non-Bare Stent Configuration) | 28-N4-28-090-38S | Standalone | DE0503702 | 1 Patients with thoracic aortic aneurysm (TAA; ruptured or unruptured) who are not suitable for OSR and are: 1.1 symptomatic; OR 1.2 asymptomatic and with an aneurysm of 5.5 cm or larger (measured outer-to-outer maximum anterior-posterior aortic diameter); OR 1.3 asymptomatic and with an aneurysm that has grown by more than 1 cm in one year (measured outer-to-outer maximum anterior-posterior aortic diameter). 2 Patients with type B aortic dissection (TBAD) with suitable anatomy for TEVAR and the TBAD is: 2.1 Complicated (presence of malperfusion syndrome or rupture) hyperacute (less than 24 hours), acute (1 to 14 days), or subacute (15 to 90 days); OR 2.2 Uncomplicated with high-risk features (refractory pain, refractory hypertension, bloody pleural effusion, aortic diameter of more than 40 mm, imaging evidence of malperfusion, entry tear on lesser curvature, or false lumen of more than 22 mm). 3 Patients with traumatic aortic injury who do not have contraindications to endovascular repair.
Vascular | Endovascular aortic repair | Aortic stent graft package | TEVAR package | Terumo Aortic | RelayPro Thoracic Stent-Graft System (Non-Bare Stent Configuration) | 28-N4-28-110-38S | Standalone | DE0503702 | 1 Patients with thoracic aortic aneurysm (TAA; ruptured or unruptured) who are not suitable for OSR and are: 1.1 symptomatic; OR 1.2 asymptomatic and with an aneurysm of 5.5 cm or larger (measured outer-to-outer maximum anterior-posterior aortic diameter); OR 1.3 asymptomatic and with an aneurysm that has grown by more than 1 cm in one year (measured outer-to-outer maximum anterior-posterior aortic diameter). 2 Patients with type B aortic dissection (TBAD) with suitable anatomy for TEVAR and the TBAD is: 2.1 Complicated (presence of malperfusion syndrome or rupture) hyperacute (less than 24 hours), acute (1 to 14 days), or subacute (15 to 90 days); OR 2.2 Uncomplicated with high-risk features (refractory pain, refractory hypertension, bloody pleural effusion, aortic diameter of more than 40 mm, imaging evidence of malperfusion, entry tear on lesser curvature, or false lumen of more than 22 mm). 3 Patients with traumatic aortic injury who do not have contraindications to endovascular repair.
Vascular | Endovascular aortic repair | Aortic stent graft package | TEVAR package | Terumo Aortic | RelayPro Thoracic Stent-Graft System (Non-Bare Stent Configuration) | 28-N4-28-130-38S | Standalone | DE0503702 | 1 Patients with thoracic aortic aneurysm (TAA; ruptured or unruptured) who are not suitable for OSR and are: 1.1 symptomatic; OR 1.2 asymptomatic and with an aneurysm of 5.5 cm or larger (measured outer-to-outer maximum anterior-posterior aortic diameter); OR 1.3 asymptomatic and with an aneurysm that has grown by more than 1 cm in one year (measured outer-to-outer maximum anterior-posterior aortic diameter). 2 Patients with type B aortic dissection (TBAD) with suitable anatomy for TEVAR and the TBAD is: 2.1 Complicated (presence of malperfusion syndrome or rupture) hyperacute (less than 24 hours), acute (1 to 14 days), or subacute (15 to 90 days); OR 2.2 Uncomplicated with high-risk features (refractory pain, refractory hypertension, bloody pleural effusion, aortic diameter of more than 40 mm, imaging evidence of malperfusion, entry tear on lesser curvature, or false lumen of more than 22 mm). 3 Patients with traumatic aortic injury who do not have contraindications to endovascular repair.
Vascular | Endovascular aortic repair | Aortic stent graft package | TEVAR package | Terumo Aortic | RelayPro Thoracic Stent-Graft System (Non-Bare Stent Configuration) | 28-N4-28-150-38S | Standalone | DE0503702 | 1 Patients with thoracic aortic aneurysm (TAA; ruptured or unruptured) who are not suitable for OSR and are: 1.1 symptomatic; OR 1.2 asymptomatic and with an aneurysm of 5.5 cm or larger (measured outer-to-outer maximum anterior-posterior aortic diameter); OR 1.3 asymptomatic and with an aneurysm that has grown by more than 1 cm in one year (measured outer-to-outer maximum anterior-posterior aortic diameter). 2 Patients with type B aortic dissection (TBAD) with suitable anatomy for TEVAR and the TBAD is: 2.1 Complicated (presence of malperfusion syndrome or rupture) hyperacute (less than 24 hours), acute (1 to 14 days), or subacute (15 to 90 days); OR 2.2 Uncomplicated with high-risk features (refractory pain, refractory hypertension, bloody pleural effusion, aortic diameter of more than 40 mm, imaging evidence of malperfusion, entry tear on lesser curvature, or false lumen of more than 22 mm). 3 Patients with traumatic aortic injury who do not have contraindications to endovascular repair.
Vascular | Endovascular aortic repair | Aortic stent graft package | TEVAR package | Terumo Aortic | RelayPro Thoracic Stent-Graft System (Non-Bare Stent Configuration) | 28-N4-28-170-38S | Standalone | DE0503702 | 1 Patients with thoracic aortic aneurysm (TAA; ruptured or unruptured) who are not suitable for OSR and are: 1.1 symptomatic; OR 1.2 asymptomatic and with an aneurysm of 5.5 cm or larger (measured outer-to-outer maximum anterior-posterior aortic diameter); OR 1.3 asymptomatic and with an aneurysm that has grown by more than 1 cm in one year (measured outer-to-outer maximum anterior-posterior aortic diameter). 2 Patients with type B aortic dissection (TBAD) with suitable anatomy for TEVAR and the TBAD is: 2.1 Complicated (presence of malperfusion syndrome or rupture) hyperacute (less than 24 hours), acute (1 to 14 days), or subacute (15 to 90 days); OR 2.2 Uncomplicated with high-risk features (refractory pain, refractory hypertension, bloody pleural effusion, aortic diameter of more than 40 mm, imaging evidence of malperfusion, entry tear on lesser curvature, or false lumen of more than 22 mm). 3 Patients with traumatic aortic injury who do not have contraindications to endovascular repair.
Vascular | Endovascular aortic repair | Aortic stent graft package | TEVAR package | Terumo Aortic | RelayPro Thoracic Stent-Graft System (Non-Bare Stent Configuration) | 28-N4-28-190-38S | Standalone | DE0503702 | 1 Patients with thoracic aortic aneurysm (TAA; ruptured or unruptured) who are not suitable for OSR and are: 1.1 symptomatic; OR 1.2 asymptomatic and with an aneurysm of 5.5 cm or larger (measured outer-to-outer maximum anterior-posterior aortic diameter); OR 1.3 asymptomatic and with an aneurysm that has grown by more than 1 cm in one year (measured outer-to-outer maximum anterior-posterior aortic diameter). 2 Patients with type B aortic dissection (TBAD) with suitable anatomy for TEVAR and the TBAD is: 2.1 Complicated (presence of malperfusion syndrome or rupture) hyperacute (less than 24 hours), acute (1 to 14 days), or subacute (15 to 90 days); OR 2.2 Uncomplicated with high-risk features (refractory pain, refractory hypertension, bloody pleural effusion, aortic diameter of more than 40 mm, imaging evidence of malperfusion, entry tear on lesser curvature, or false lumen of more than 22 mm). 3 Patients with traumatic aortic injury who do not have contraindications to endovascular repair.
Vascular | Endovascular aortic repair | Aortic stent graft package | TEVAR package | Terumo Aortic | RelayPro Thoracic Stent-Graft System (Non-Bare Stent Configuration) | 28-N4-28-210-38S | Standalone | DE0503702 | 1 Patients with thoracic aortic aneurysm (TAA; ruptured or unruptured) who are not suitable for OSR and are: 1.1 symptomatic; OR 1.2 asymptomatic and with an aneurysm of 5.5 cm or larger (measured outer-to-outer maximum anterior-posterior aortic diameter); OR 1.3 asymptomatic and with an aneurysm that has grown by more than 1 cm in one year (measured outer-to-outer maximum anterior-posterior aortic diameter). 2 Patients with type B aortic dissection (TBAD) with suitable anatomy for TEVAR and the TBAD is: 2.1 Complicated (presence of malperfusion syndrome or rupture) hyperacute (less than 24 hours), acute (1 to 14 days), or subacute (15 to 90 days); OR 2.2 Uncomplicated with high-risk features (refractory pain, refractory hypertension, bloody pleural effusion, aortic diameter of more than 40 mm, imaging evidence of malperfusion, entry tear on lesser curvature, or false lumen of more than 22 mm). 3 Patients with traumatic aortic injury who do not have contraindications to endovascular repair.
Vascular | Endovascular aortic repair | Aortic stent graft package | TEVAR package | Terumo Aortic | RelayPro Thoracic Stent-Graft System (Non-Bare Stent Configuration) | 28-N4-28-230-38S | Standalone | DE0503702 | 1 Patients with thoracic aortic aneurysm (TAA; ruptured or unruptured) who are not suitable for OSR and are: 1.1 symptomatic; OR 1.2 asymptomatic and with an aneurysm of 5.5 cm or larger (measured outer-to-outer maximum anterior-posterior aortic diameter); OR 1.3 asymptomatic and with an aneurysm that has grown by more than 1 cm in one year (measured outer-to-outer maximum anterior-posterior aortic diameter). 2 Patients with type B aortic dissection (TBAD) with suitable anatomy for TEVAR and the TBAD is: 2.1 Complicated (presence of malperfusion syndrome or rupture) hyperacute (less than 24 hours), acute (1 to 14 days), or subacute (15 to 90 days); OR 2.2 Uncomplicated with high-risk features (refractory pain, refractory hypertension, bloody pleural effusion, aortic diameter of more than 40 mm, imaging evidence of malperfusion, entry tear on lesser curvature, or false lumen of more than 22 mm). 3 Patients with traumatic aortic injury who do not have contraindications to endovascular repair.
Vascular | Endovascular aortic repair | Aortic stent graft package | TEVAR package | Terumo Aortic | RelayPro Thoracic Stent-Graft System (Non-Bare Stent Configuration) | 28-N4-28-250-38S | Standalone | DE0503702 | 1 Patients with thoracic aortic aneurysm (TAA; ruptured or unruptured) who are not suitable for OSR and are: 1.1 symptomatic; OR 1.2 asymptomatic and with an aneurysm of 5.5 cm or larger (measured outer-to-outer maximum anterior-posterior aortic diameter); OR 1.3 asymptomatic and with an aneurysm that has grown by more than 1 cm in one year (measured outer-to-outer maximum anterior-posterior aortic diameter). 2 Patients with type B aortic dissection (TBAD) with suitable anatomy for TEVAR and the TBAD is: 2.1 Complicated (presence of malperfusion syndrome or rupture) hyperacute (less than 24 hours), acute (1 to 14 days), or subacute (15 to 90 days); OR 2.2 Uncomplicated with high-risk features (refractory pain, refractory hypertension, bloody pleural effusion, aortic diameter of more than 40 mm, imaging evidence of malperfusion, entry tear on lesser curvature, or false lumen of more than 22 mm). 3 Patients with traumatic aortic injury who do not have contraindications to endovascular repair.
Vascular | Endovascular aortic repair | Aortic stent graft package | TEVAR package | Terumo Aortic | RelayPro Thoracic Stent-Graft System (Non-Bare Stent Configuration) | 28-N4-30-090-38S | Standalone | DE0503702 | 1 Patients with thoracic aortic aneurysm (TAA; ruptured or unruptured) who are not suitable for OSR and are: 1.1 symptomatic; OR 1.2 asymptomatic and with an aneurysm of 5.5 cm or larger (measured outer-to-outer maximum anterior-posterior aortic diameter); OR 1.3 asymptomatic and with an aneurysm that has grown by more than 1 cm in one year (measured outer-to-outer maximum anterior-posterior aortic diameter). 2 Patients with type B aortic dissection (TBAD) with suitable anatomy for TEVAR and the TBAD is: 2.1 Complicated (presence of malperfusion syndrome or rupture) hyperacute (less than 24 hours), acute (1 to 14 days), or subacute (15 to 90 days); OR 2.2 Uncomplicated with high-risk features (refractory pain, refractory hypertension, bloody pleural effusion, aortic diameter of more than 40 mm, imaging evidence of malperfusion, entry tear on lesser curvature, or false lumen of more than 22 mm). 3 Patients with traumatic aortic injury who do not have contraindications to endovascular repair.
Vascular | Endovascular aortic repair | Aortic stent graft package | TEVAR package | Terumo Aortic | RelayPro Thoracic Stent-Graft System (Non-Bare Stent Configuration) | 28-N4-30-110-38S | Standalone | DE0503702 | 1 Patients with thoracic aortic aneurysm (TAA; ruptured or unruptured) who are not suitable for OSR and are: 1.1 symptomatic; OR 1.2 asymptomatic and with an aneurysm of 5.5 cm or larger (measured outer-to-outer maximum anterior-posterior aortic diameter); OR 1.3 asymptomatic and with an aneurysm that has grown by more than 1 cm in one year (measured outer-to-outer maximum anterior-posterior aortic diameter). 2 Patients with type B aortic dissection (TBAD) with suitable anatomy for TEVAR and the TBAD is: 2.1 Complicated (presence of malperfusion syndrome or rupture) hyperacute (less than 24 hours), acute (1 to 14 days), or subacute (15 to 90 days); OR 2.2 Uncomplicated with high-risk features (refractory pain, refractory hypertension, bloody pleural effusion, aortic diameter of more than 40 mm, imaging evidence of malperfusion, entry tear on lesser curvature, or false lumen of more than 22 mm). 3 Patients with traumatic aortic injury who do not have contraindications to endovascular repair.
Vascular | Endovascular aortic repair | Aortic stent graft package | TEVAR package | Terumo Aortic | RelayPro Thoracic Stent-Graft System (Non-Bare Stent Configuration) | 28-N4-30-130-38S | Standalone | DE0503702 | 1 Patients with thoracic aortic aneurysm (TAA; ruptured or unruptured) who are not suitable for OSR and are: 1.1 symptomatic; OR 1.2 asymptomatic and with an aneurysm of 5.5 cm or larger (measured outer-to-outer maximum anterior-posterior aortic diameter); OR 1.3 asymptomatic and with an aneurysm that has grown by more than 1 cm in one year (measured outer-to-outer maximum anterior-posterior aortic diameter). 2 Patients with type B aortic dissection (TBAD) with suitable anatomy for TEVAR and the TBAD is: 2.1 Complicated (presence of malperfusion syndrome or rupture) hyperacute (less than 24 hours), acute (1 to 14 days), or subacute (15 to 90 days); OR 2.2 Uncomplicated with high-risk features (refractory pain, refractory hypertension, bloody pleural effusion, aortic diameter of more than 40 mm, imaging evidence of malperfusion, entry tear on lesser curvature, or false lumen of more than 22 mm). 3 Patients with traumatic aortic injury who do not have contraindications to endovascular repair.
Vascular | Endovascular aortic repair | Aortic stent graft package | TEVAR package | Terumo Aortic | RelayPro Thoracic Stent-Graft System (Non-Bare Stent Configuration) | 28-N4-30-150-38S | Standalone | DE0503702 | 1 Patients with thoracic aortic aneurysm (TAA; ruptured or unruptured) who are not suitable for OSR and are: 1.1 symptomatic; OR 1.2 asymptomatic and with an aneurysm of 5.5 cm or larger (measured outer-to-outer maximum anterior-posterior aortic diameter); OR 1.3 asymptomatic and with an aneurysm that has grown by more than 1 cm in one year (measured outer-to-outer maximum anterior-posterior aortic diameter). 2 Patients with type B aortic dissection (TBAD) with suitable anatomy for TEVAR and the TBAD is: 2.1 Complicated (presence of malperfusion syndrome or rupture) hyperacute (less than 24 hours), acute (1 to 14 days), or subacute (15 to 90 days); OR 2.2 Uncomplicated with high-risk features (refractory pain, refractory hypertension, bloody pleural effusion, aortic diameter of more than 40 mm, imaging evidence of malperfusion, entry tear on lesser curvature, or false lumen of more than 22 mm). 3 Patients with traumatic aortic injury who do not have contraindications to endovascular repair.
Vascular | Endovascular aortic repair | Aortic stent graft package | TEVAR package | Terumo Aortic | RelayPro Thoracic Stent-Graft System (Non-Bare Stent Configuration) | 28-N4-30-170-38S | Standalone | DE0503702 | 1 Patients with thoracic aortic aneurysm (TAA; ruptured or unruptured) who are not suitable for OSR and are: 1.1 symptomatic; OR 1.2 asymptomatic and with an aneurysm of 5.5 cm or larger (measured outer-to-outer maximum anterior-posterior aortic diameter); OR 1.3 asymptomatic and with an aneurysm that has grown by more than 1 cm in one year (measured outer-to-outer maximum anterior-posterior aortic diameter). 2 Patients with type B aortic dissection (TBAD) with suitable anatomy for TEVAR and the TBAD is: 2.1 Complicated (presence of malperfusion syndrome or rupture) hyperacute (less than 24 hours), acute (1 to 14 days), or subacute (15 to 90 days); OR 2.2 Uncomplicated with high-risk features (refractory pain, refractory hypertension, bloody pleural effusion, aortic diameter of more than 40 mm, imaging evidence of malperfusion, entry tear on lesser curvature, or false lumen of more than 22 mm). 3 Patients with traumatic aortic injury who do not have contraindications to endovascular repair.
Vascular | Endovascular aortic repair | Aortic stent graft package | TEVAR package | Terumo Aortic | RelayPro Thoracic Stent-Graft System (Non-Bare Stent Configuration) | 28-N4-30-190-38S | Standalone | DE0503702 | 1 Patients with thoracic aortic aneurysm (TAA; ruptured or unruptured) who are not suitable for OSR and are: 1.1 symptomatic; OR 1.2 asymptomatic and with an aneurysm of 5.5 cm or larger (measured outer-to-outer maximum anterior-posterior aortic diameter); OR 1.3 asymptomatic and with an aneurysm that has grown by more than 1 cm in one year (measured outer-to-outer maximum anterior-posterior aortic diameter). 2 Patients with type B aortic dissection (TBAD) with suitable anatomy for TEVAR and the TBAD is: 2.1 Complicated (presence of malperfusion syndrome or rupture) hyperacute (less than 24 hours), acute (1 to 14 days), or subacute (15 to 90 days); OR 2.2 Uncomplicated with high-risk features (refractory pain, refractory hypertension, bloody pleural effusion, aortic diameter of more than 40 mm, imaging evidence of malperfusion, entry tear on lesser curvature, or false lumen of more than 22 mm). 3 Patients with traumatic aortic injury who do not have contraindications to endovascular repair.
Vascular | Endovascular aortic repair | Aortic stent graft package | TEVAR package | Terumo Aortic | RelayPro Thoracic Stent-Graft System (Non-Bare Stent Configuration) | 28-N4-30-210-38S | Standalone | DE0503702 | 1 Patients with thoracic aortic aneurysm (TAA; ruptured or unruptured) who are not suitable for OSR and are: 1.1 symptomatic; OR 1.2 asymptomatic and with an aneurysm of 5.5 cm or larger (measured outer-to-outer maximum anterior-posterior aortic diameter); OR 1.3 asymptomatic and with an aneurysm that has grown by more than 1 cm in one year (measured outer-to-outer maximum anterior-posterior aortic diameter). 2 Patients with type B aortic dissection (TBAD) with suitable anatomy for TEVAR and the TBAD is: 2.1 Complicated (presence of malperfusion syndrome or rupture) hyperacute (less than 24 hours), acute (1 to 14 days), or subacute (15 to 90 days); OR 2.2 Uncomplicated with high-risk features (refractory pain, refractory hypertension, bloody pleural effusion, aortic diameter of more than 40 mm, imaging evidence of malperfusion, entry tear on lesser curvature, or false lumen of more than 22 mm). 3 Patients with traumatic aortic injury who do not have contraindications to endovascular repair.
Vascular | Endovascular aortic repair | Aortic stent graft package | TEVAR package | Terumo Aortic | RelayPro Thoracic Stent-Graft System (Non-Bare Stent Configuration) | 28-N4-30-230-38S | Standalone | DE0503702 | 1 Patients with thoracic aortic aneurysm (TAA; ruptured or unruptured) who are not suitable for OSR and are: 1.1 symptomatic; OR 1.2 asymptomatic and with an aneurysm of 5.5 cm or larger (measured outer-to-outer maximum anterior-posterior aortic diameter); OR 1.3 asymptomatic and with an aneurysm that has grown by more than 1 cm in one year (measured outer-to-outer maximum anterior-posterior aortic diameter). 2 Patients with type B aortic dissection (TBAD) with suitable anatomy for TEVAR and the TBAD is: 2.1 Complicated (presence of malperfusion syndrome or rupture) hyperacute (less than 24 hours), acute (1 to 14 days), or subacute (15 to 90 days); OR 2.2 Uncomplicated with high-risk features (refractory pain, refractory hypertension, bloody pleural effusion, aortic diameter of more than 40 mm, imaging evidence of malperfusion, entry tear on lesser curvature, or false lumen of more than 22 mm). 3 Patients with traumatic aortic injury who do not have contraindications to endovascular repair.
Vascular | Endovascular aortic repair | Aortic stent graft package | TEVAR package | Terumo Aortic | RelayPro Thoracic Stent-Graft System (Non-Bare Stent Configuration) | 28-N4-30-250-38S | Standalone | DE0503702 | 1 Patients with thoracic aortic aneurysm (TAA; ruptured or unruptured) who are not suitable for OSR and are: 1.1 symptomatic; OR 1.2 asymptomatic and with an aneurysm of 5.5 cm or larger (measured outer-to-outer maximum anterior-posterior aortic diameter); OR 1.3 asymptomatic and with an aneurysm that has grown by more than 1 cm in one year (measured outer-to-outer maximum anterior-posterior aortic diameter). 2 Patients with type B aortic dissection (TBAD) with suitable anatomy for TEVAR and the TBAD is: 2.1 Complicated (presence of malperfusion syndrome or rupture) hyperacute (less than 24 hours), acute (1 to 14 days), or subacute (15 to 90 days); OR 2.2 Uncomplicated with high-risk features (refractory pain, refractory hypertension, bloody pleural effusion, aortic diameter of more than 40 mm, imaging evidence of malperfusion, entry tear on lesser curvature, or false lumen of more than 22 mm). 3 Patients with traumatic aortic injury who do not have contraindications to endovascular repair.
Vascular | Endovascular aortic repair | Aortic stent graft package | TEVAR package | Terumo Aortic | RelayPro Thoracic Stent-Graft System (Non-Bare Stent Configuration) | 28-N4-32-090-38S | Standalone | DE0503702 | 1 Patients with thoracic aortic aneurysm (TAA; ruptured or unruptured) who are not suitable for OSR and are: 1.1 symptomatic; OR 1.2 asymptomatic and with an aneurysm of 5.5 cm or larger (measured outer-to-outer maximum anterior-posterior aortic diameter); OR 1.3 asymptomatic and with an aneurysm that has grown by more than 1 cm in one year (measured outer-to-outer maximum anterior-posterior aortic diameter). 2 Patients with type B aortic dissection (TBAD) with suitable anatomy for TEVAR and the TBAD is: 2.1 Complicated (presence of malperfusion syndrome or rupture) hyperacute (less than 24 hours), acute (1 to 14 days), or subacute (15 to 90 days); OR 2.2 Uncomplicated with high-risk features (refractory pain, refractory hypertension, bloody pleural effusion, aortic diameter of more than 40 mm, imaging evidence of malperfusion, entry tear on lesser curvature, or false lumen of more than 22 mm). 3 Patients with traumatic aortic injury who do not have contraindications to endovascular repair.
Vascular | Endovascular aortic repair | Aortic stent graft package | TEVAR package | Terumo Aortic | RelayPro Thoracic Stent-Graft System (Non-Bare Stent Configuration) | 28-N4-32-110-38S | Standalone | DE0503702 | 1 Patients with thoracic aortic aneurysm (TAA; ruptured or unruptured) who are not suitable for OSR and are: 1.1 symptomatic; OR 1.2 asymptomatic and with an aneurysm of 5.5 cm or larger (measured outer-to-outer maximum anterior-posterior aortic diameter); OR 1.3 asymptomatic and with an aneurysm that has grown by more than 1 cm in one year (measured outer-to-outer maximum anterior-posterior aortic diameter). 2 Patients with type B aortic dissection (TBAD) with suitable anatomy for TEVAR and the TBAD is: 2.1 Complicated (presence of malperfusion syndrome or rupture) hyperacute (less than 24 hours), acute (1 to 14 days), or subacute (15 to 90 days); OR 2.2 Uncomplicated with high-risk features (refractory pain, refractory hypertension, bloody pleural effusion, aortic diameter of more than 40 mm, imaging evidence of malperfusion, entry tear on lesser curvature, or false lumen of more than 22 mm). 3 Patients with traumatic aortic injury who do not have contraindications to endovascular repair.
Vascular | Endovascular aortic repair | Aortic stent graft package | TEVAR package | Terumo Aortic | RelayPro Thoracic Stent-Graft System (Non-Bare Stent Configuration) | 28-N4-32-130-38S | Standalone | DE0503702 | 1 Patients with thoracic aortic aneurysm (TAA; ruptured or unruptured) who are not suitable for OSR and are: 1.1 symptomatic; OR 1.2 asymptomatic and with an aneurysm of 5.5 cm or larger (measured outer-to-outer maximum anterior-posterior aortic diameter); OR 1.3 asymptomatic and with an aneurysm that has grown by more than 1 cm in one year (measured outer-to-outer maximum anterior-posterior aortic diameter). 2 Patients with type B aortic dissection (TBAD) with suitable anatomy for TEVAR and the TBAD is: 2.1 Complicated (presence of malperfusion syndrome or rupture) hyperacute (less than 24 hours), acute (1 to 14 days), or subacute (15 to 90 days); OR 2.2 Uncomplicated with high-risk features (refractory pain, refractory hypertension, bloody pleural effusion, aortic diameter of more than 40 mm, imaging evidence of malperfusion, entry tear on lesser curvature, or false lumen of more than 22 mm). 3 Patients with traumatic aortic injury who do not have contraindications to endovascular repair.
Vascular | Endovascular aortic repair | Aortic stent graft package | TEVAR package | Terumo Aortic | RelayPro Thoracic Stent-Graft System (Non-Bare Stent Configuration) | 28-N4-32-150-38S | Standalone | DE0503702 | 1 Patients with thoracic aortic aneurysm (TAA; ruptured or unruptured) who are not suitable for OSR and are: 1.1 symptomatic; OR 1.2 asymptomatic and with an aneurysm of 5.5 cm or larger (measured outer-to-outer maximum anterior-posterior aortic diameter); OR 1.3 asymptomatic and with an aneurysm that has grown by more than 1 cm in one year (measured outer-to-outer maximum anterior-posterior aortic diameter). 2 Patients with type B aortic dissection (TBAD) with suitable anatomy for TEVAR and the TBAD is: 2.1 Complicated (presence of malperfusion syndrome or rupture) hyperacute (less than 24 hours), acute (1 to 14 days), or subacute (15 to 90 days); OR 2.2 Uncomplicated with high-risk features (refractory pain, refractory hypertension, bloody pleural effusion, aortic diameter of more than 40 mm, imaging evidence of malperfusion, entry tear on lesser curvature, or false lumen of more than 22 mm). 3 Patients with traumatic aortic injury who do not have contraindications to endovascular repair.
Vascular | Endovascular aortic repair | Aortic stent graft package | TEVAR package | Terumo Aortic | RelayPro Thoracic Stent-Graft System (Non-Bare Stent Configuration) | 28-N4-32-170-38S | Standalone | DE0503702 | 1 Patients with thoracic aortic aneurysm (TAA; ruptured or unruptured) who are not suitable for OSR and are: 1.1 symptomatic; OR 1.2 asymptomatic and with an aneurysm of 5.5 cm or larger (measured outer-to-outer maximum anterior-posterior aortic diameter); OR 1.3 asymptomatic and with an aneurysm that has grown by more than 1 cm in one year (measured outer-to-outer maximum anterior-posterior aortic diameter). 2 Patients with type B aortic dissection (TBAD) with suitable anatomy for TEVAR and the TBAD is: 2.1 Complicated (presence of malperfusion syndrome or rupture) hyperacute (less than 24 hours), acute (1 to 14 days), or subacute (15 to 90 days); OR 2.2 Uncomplicated with high-risk features (refractory pain, refractory hypertension, bloody pleural effusion, aortic diameter of more than 40 mm, imaging evidence of malperfusion, entry tear on lesser curvature, or false lumen of more than 22 mm). 3 Patients with traumatic aortic injury who do not have contraindications to endovascular repair.
Vascular | Endovascular aortic repair | Aortic stent graft package | TEVAR package | Terumo Aortic | RelayPro Thoracic Stent-Graft System (Non-Bare Stent Configuration) | 28-N4-32-190-38S | Standalone | DE0503702 | 1 Patients with thoracic aortic aneurysm (TAA; ruptured or unruptured) who are not suitable for OSR and are: 1.1 symptomatic; OR 1.2 asymptomatic and with an aneurysm of 5.5 cm or larger (measured outer-to-outer maximum anterior-posterior aortic diameter); OR 1.3 asymptomatic and with an aneurysm that has grown by more than 1 cm in one year (measured outer-to-outer maximum anterior-posterior aortic diameter). 2 Patients with type B aortic dissection (TBAD) with suitable anatomy for TEVAR and the TBAD is: 2.1 Complicated (presence of malperfusion syndrome or rupture) hyperacute (less than 24 hours), acute (1 to 14 days), or subacute (15 to 90 days); OR 2.2 Uncomplicated with high-risk features (refractory pain, refractory hypertension, bloody pleural effusion, aortic diameter of more than 40 mm, imaging evidence of malperfusion, entry tear on lesser curvature, or false lumen of more than 22 mm). 3 Patients with traumatic aortic injury who do not have contraindications to endovascular repair.
Vascular | Endovascular aortic repair | Aortic stent graft package | TEVAR package | Terumo Aortic | RelayPro Thoracic Stent-Graft System (Non-Bare Stent Configuration) | 28-N4-32-210-38S | Standalone | DE0503702 | 1 Patients with thoracic aortic aneurysm (TAA; ruptured or unruptured) who are not suitable for OSR and are: 1.1 symptomatic; OR 1.2 asymptomatic and with an aneurysm of 5.5 cm or larger (measured outer-to-outer maximum anterior-posterior aortic diameter); OR 1.3 asymptomatic and with an aneurysm that has grown by more than 1 cm in one year (measured outer-to-outer maximum anterior-posterior aortic diameter). 2 Patients with type B aortic dissection (TBAD) with suitable anatomy for TEVAR and the TBAD is: 2.1 Complicated (presence of malperfusion syndrome or rupture) hyperacute (less than 24 hours), acute (1 to 14 days), or subacute (15 to 90 days); OR 2.2 Uncomplicated with high-risk features (refractory pain, refractory hypertension, bloody pleural effusion, aortic diameter of more than 40 mm, imaging evidence of malperfusion, entry tear on lesser curvature, or false lumen of more than 22 mm). 3 Patients with traumatic aortic injury who do not have contraindications to endovascular repair.
Vascular | Endovascular aortic repair | Aortic stent graft package | TEVAR package | Terumo Aortic | RelayPro Thoracic Stent-Graft System (Non-Bare Stent Configuration) | 28-N4-32-230-38S | Standalone | DE0503702 | 1 Patients with thoracic aortic aneurysm (TAA; ruptured or unruptured) who are not suitable for OSR and are: 1.1 symptomatic; OR 1.2 asymptomatic and with an aneurysm of 5.5 cm or larger (measured outer-to-outer maximum anterior-posterior aortic diameter); OR 1.3 asymptomatic and with an aneurysm that has grown by more than 1 cm in one year (measured outer-to-outer maximum anterior-posterior aortic diameter). 2 Patients with type B aortic dissection (TBAD) with suitable anatomy for TEVAR and the TBAD is: 2.1 Complicated (presence of malperfusion syndrome or rupture) hyperacute (less than 24 hours), acute (1 to 14 days), or subacute (15 to 90 days); OR 2.2 Uncomplicated with high-risk features (refractory pain, refractory hypertension, bloody pleural effusion, aortic diameter of more than 40 mm, imaging evidence of malperfusion, entry tear on lesser curvature, or false lumen of more than 22 mm). 3 Patients with traumatic aortic injury who do not have contraindications to endovascular repair.
Vascular | Endovascular aortic repair | Aortic stent graft package | TEVAR package | Terumo Aortic | RelayPro Thoracic Stent-Graft System (Non-Bare Stent Configuration) | 28-N4-32-250-38S | Standalone | DE0503702 | 1 Patients with thoracic aortic aneurysm (TAA; ruptured or unruptured) who are not suitable for OSR and are: 1.1 symptomatic; OR 1.2 asymptomatic and with an aneurysm of 5.5 cm or larger (measured outer-to-outer maximum anterior-posterior aortic diameter); OR 1.3 asymptomatic and with an aneurysm that has grown by more than 1 cm in one year (measured outer-to-outer maximum anterior-posterior aortic diameter). 2 Patients with type B aortic dissection (TBAD) with suitable anatomy for TEVAR and the TBAD is: 2.1 Complicated (presence of malperfusion syndrome or rupture) hyperacute (less than 24 hours), acute (1 to 14 days), or subacute (15 to 90 days); OR 2.2 Uncomplicated with high-risk features (refractory pain, refractory hypertension, bloody pleural effusion, aortic diameter of more than 40 mm, imaging evidence of malperfusion, entry tear on lesser curvature, or false lumen of more than 22 mm). 3 Patients with traumatic aortic injury who do not have contraindications to endovascular repair.
Vascular | Endovascular aortic repair | Aortic stent graft package | TEVAR package | Terumo Aortic | RelayPro Thoracic Stent-Graft System (Non-Bare Stent Configuration) | 28-N4-34-110-38S | Standalone | DE0503702 | 1 Patients with thoracic aortic aneurysm (TAA; ruptured or unruptured) who are not suitable for OSR and are: 1.1 symptomatic; OR 1.2 asymptomatic and with an aneurysm of 5.5 cm or larger (measured outer-to-outer maximum anterior-posterior aortic diameter); OR 1.3 asymptomatic and with an aneurysm that has grown by more than 1 cm in one year (measured outer-to-outer maximum anterior-posterior aortic diameter). 2 Patients with type B aortic dissection (TBAD) with suitable anatomy for TEVAR and the TBAD is: 2.1 Complicated (presence of malperfusion syndrome or rupture) hyperacute (less than 24 hours), acute (1 to 14 days), or subacute (15 to 90 days); OR 2.2 Uncomplicated with high-risk features (refractory pain, refractory hypertension, bloody pleural effusion, aortic diameter of more than 40 mm, imaging evidence of malperfusion, entry tear on lesser curvature, or false lumen of more than 22 mm). 3 Patients with traumatic aortic injury who do not have contraindications to endovascular repair.
Vascular | Endovascular aortic repair | Aortic stent graft package | TEVAR package | Terumo Aortic | RelayPro Thoracic Stent-Graft System (Non-Bare Stent Configuration) | 28-N4-34-130-38S | Standalone | DE0503702 | 1 Patients with thoracic aortic aneurysm (TAA; ruptured or unruptured) who are not suitable for OSR and are: 1.1 symptomatic; OR 1.2 asymptomatic and with an aneurysm of 5.5 cm or larger (measured outer-to-outer maximum anterior-posterior aortic diameter); OR 1.3 asymptomatic and with an aneurysm that has grown by more than 1 cm in one year (measured outer-to-outer maximum anterior-posterior aortic diameter). 2 Patients with type B aortic dissection (TBAD) with suitable anatomy for TEVAR and the TBAD is: 2.1 Complicated (presence of malperfusion syndrome or rupture) hyperacute (less than 24 hours), acute (1 to 14 days), or subacute (15 to 90 days); OR 2.2 Uncomplicated with high-risk features (refractory pain, refractory hypertension, bloody pleural effusion, aortic diameter of more than 40 mm, imaging evidence of malperfusion, entry tear on lesser curvature, or false lumen of more than 22 mm). 3 Patients with traumatic aortic injury who do not have contraindications to endovascular repair.
Vascular | Endovascular aortic repair | Aortic stent graft package | TEVAR package | Terumo Aortic | RelayPro Thoracic Stent-Graft System (Non-Bare Stent Configuration) | 28-N4-34-150-38S | Standalone | DE0503702 | 1 Patients with thoracic aortic aneurysm (TAA; ruptured or unruptured) who are not suitable for OSR and are: 1.1 symptomatic; OR 1.2 asymptomatic and with an aneurysm of 5.5 cm or larger (measured outer-to-outer maximum anterior-posterior aortic diameter); OR 1.3 asymptomatic and with an aneurysm that has grown by more than 1 cm in one year (measured outer-to-outer maximum anterior-posterior aortic diameter). 2 Patients with type B aortic dissection (TBAD) with suitable anatomy for TEVAR and the TBAD is: 2.1 Complicated (presence of malperfusion syndrome or rupture) hyperacute (less than 24 hours), acute (1 to 14 days), or subacute (15 to 90 days); OR 2.2 Uncomplicated with high-risk features (refractory pain, refractory hypertension, bloody pleural effusion, aortic diameter of more than 40 mm, imaging evidence of malperfusion, entry tear on lesser curvature, or false lumen of more than 22 mm). 3 Patients with traumatic aortic injury who do not have contraindications to endovascular repair.
Vascular | Endovascular aortic repair | Aortic stent graft package | TEVAR package | Terumo Aortic | RelayPro Thoracic Stent-Graft System (Non-Bare Stent Configuration) | 28-N4-34-170-38S | Standalone | DE0503702 | 1 Patients with thoracic aortic aneurysm (TAA; ruptured or unruptured) who are not suitable for OSR and are: 1.1 symptomatic; OR 1.2 asymptomatic and with an aneurysm of 5.5 cm or larger (measured outer-to-outer maximum anterior-posterior aortic diameter); OR 1.3 asymptomatic and with an aneurysm that has grown by more than 1 cm in one year (measured outer-to-outer maximum anterior-posterior aortic diameter). 2 Patients with type B aortic dissection (TBAD) with suitable anatomy for TEVAR and the TBAD is: 2.1 Complicated (presence of malperfusion syndrome or rupture) hyperacute (less than 24 hours), acute (1 to 14 days), or subacute (15 to 90 days); OR 2.2 Uncomplicated with high-risk features (refractory pain, refractory hypertension, bloody pleural effusion, aortic diameter of more than 40 mm, imaging evidence of malperfusion, entry tear on lesser curvature, or false lumen of more than 22 mm). 3 Patients with traumatic aortic injury who do not have contraindications to endovascular repair.
Vascular | Endovascular aortic repair | Aortic stent graft package | TEVAR package | Terumo Aortic | RelayPro Thoracic Stent-Graft System (Non-Bare Stent Configuration) | 28-N4-34-190-38S | Standalone | DE0503702 | 1 Patients with thoracic aortic aneurysm (TAA; ruptured or unruptured) who are not suitable for OSR and are: 1.1 symptomatic; OR 1.2 asymptomatic and with an aneurysm of 5.5 cm or larger (measured outer-to-outer maximum anterior-posterior aortic diameter); OR 1.3 asymptomatic and with an aneurysm that has grown by more than 1 cm in one year (measured outer-to-outer maximum anterior-posterior aortic diameter). 2 Patients with type B aortic dissection (TBAD) with suitable anatomy for TEVAR and the TBAD is: 2.1 Complicated (presence of malperfusion syndrome or rupture) hyperacute (less than 24 hours), acute (1 to 14 days), or subacute (15 to 90 days); OR 2.2 Uncomplicated with high-risk features (refractory pain, refractory hypertension, bloody pleural effusion, aortic diameter of more than 40 mm, imaging evidence of malperfusion, entry tear on lesser curvature, or false lumen of more than 22 mm). 3 Patients with traumatic aortic injury who do not have contraindications to endovascular repair.
Vascular | Endovascular aortic repair | Aortic stent graft package | TEVAR package | Terumo Aortic | RelayPro Thoracic Stent-Graft System (Non-Bare Stent Configuration) | 28-N4-34-210-38S | Standalone | DE0503702 | 1 Patients with thoracic aortic aneurysm (TAA; ruptured or unruptured) who are not suitable for OSR and are: 1.1 symptomatic; OR 1.2 asymptomatic and with an aneurysm of 5.5 cm or larger (measured outer-to-outer maximum anterior-posterior aortic diameter); OR 1.3 asymptomatic and with an aneurysm that has grown by more than 1 cm in one year (measured outer-to-outer maximum anterior-posterior aortic diameter). 2 Patients with type B aortic dissection (TBAD) with suitable anatomy for TEVAR and the TBAD is: 2.1 Complicated (presence of malperfusion syndrome or rupture) hyperacute (less than 24 hours), acute (1 to 14 days), or subacute (15 to 90 days); OR 2.2 Uncomplicated with high-risk features (refractory pain, refractory hypertension, bloody pleural effusion, aortic diameter of more than 40 mm, imaging evidence of malperfusion, entry tear on lesser curvature, or false lumen of more than 22 mm). 3 Patients with traumatic aortic injury who do not have contraindications to endovascular repair.
Vascular | Endovascular aortic repair | Aortic stent graft package | TEVAR package | Terumo Aortic | RelayPro Thoracic Stent-Graft System (Non-Bare Stent Configuration) | 28-N4-34-230-38S | Standalone | DE0503702 | 1 Patients with thoracic aortic aneurysm (TAA; ruptured or unruptured) who are not suitable for OSR and are: 1.1 symptomatic; OR 1.2 asymptomatic and with an aneurysm of 5.5 cm or larger (measured outer-to-outer maximum anterior-posterior aortic diameter); OR 1.3 asymptomatic and with an aneurysm that has grown by more than 1 cm in one year (measured outer-to-outer maximum anterior-posterior aortic diameter). 2 Patients with type B aortic dissection (TBAD) with suitable anatomy for TEVAR and the TBAD is: 2.1 Complicated (presence of malperfusion syndrome or rupture) hyperacute (less than 24 hours), acute (1 to 14 days), or subacute (15 to 90 days); OR 2.2 Uncomplicated with high-risk features (refractory pain, refractory hypertension, bloody pleural effusion, aortic diameter of more than 40 mm, imaging evidence of malperfusion, entry tear on lesser curvature, or false lumen of more than 22 mm). 3 Patients with traumatic aortic injury who do not have contraindications to endovascular repair.
Vascular | Endovascular aortic repair | Aortic stent graft package | TEVAR package | Terumo Aortic | RelayPro Thoracic Stent-Graft System (Non-Bare Stent Configuration) | 28-N4-34-250-38S | Standalone | DE0503702 | 1 Patients with thoracic aortic aneurysm (TAA; ruptured or unruptured) who are not suitable for OSR and are: 1.1 symptomatic; OR 1.2 asymptomatic and with an aneurysm of 5.5 cm or larger (measured outer-to-outer maximum anterior-posterior aortic diameter); OR 1.3 asymptomatic and with an aneurysm that has grown by more than 1 cm in one year (measured outer-to-outer maximum anterior-posterior aortic diameter). 2 Patients with type B aortic dissection (TBAD) with suitable anatomy for TEVAR and the TBAD is: 2.1 Complicated (presence of malperfusion syndrome or rupture) hyperacute (less than 24 hours), acute (1 to 14 days), or subacute (15 to 90 days); OR 2.2 Uncomplicated with high-risk features (refractory pain, refractory hypertension, bloody pleural effusion, aortic diameter of more than 40 mm, imaging evidence of malperfusion, entry tear on lesser curvature, or false lumen of more than 22 mm). 3 Patients with traumatic aortic injury who do not have contraindications to endovascular repair.
Vascular | Endovascular aortic repair | Aortic stent graft package | TEVAR package | Terumo Aortic | RelayPro Thoracic Stent-Graft System (Non-Bare Stent Configuration) | 28-N4-36-110-38S | Standalone | DE0503702 | 1 Patients with thoracic aortic aneurysm (TAA; ruptured or unruptured) who are not suitable for OSR and are: 1.1 symptomatic; OR 1.2 asymptomatic and with an aneurysm of 5.5 cm or larger (measured outer-to-outer maximum anterior-posterior aortic diameter); OR 1.3 asymptomatic and with an aneurysm that has grown by more than 1 cm in one year (measured outer-to-outer maximum anterior-posterior aortic diameter). 2 Patients with type B aortic dissection (TBAD) with suitable anatomy for TEVAR and the TBAD is: 2.1 Complicated (presence of malperfusion syndrome or rupture) hyperacute (less than 24 hours), acute (1 to 14 days), or subacute (15 to 90 days); OR 2.2 Uncomplicated with high-risk features (refractory pain, refractory hypertension, bloody pleural effusion, aortic diameter of more than 40 mm, imaging evidence of malperfusion, entry tear on lesser curvature, or false lumen of more than 22 mm). 3 Patients with traumatic aortic injury who do not have contraindications to endovascular repair.
Vascular | Endovascular aortic repair | Aortic stent graft package | TEVAR package | Terumo Aortic | RelayPro Thoracic Stent-Graft System (Non-Bare Stent Configuration) | 28-N4-36-130-38S | Standalone | DE0503702 | 1 Patients with thoracic aortic aneurysm (TAA; ruptured or unruptured) who are not suitable for OSR and are: 1.1 symptomatic; OR 1.2 asymptomatic and with an aneurysm of 5.5 cm or larger (measured outer-to-outer maximum anterior-posterior aortic diameter); OR 1.3 asymptomatic and with an aneurysm that has grown by more than 1 cm in one year (measured outer-to-outer maximum anterior-posterior aortic diameter). 2 Patients with type B aortic dissection (TBAD) with suitable anatomy for TEVAR and the TBAD is: 2.1 Complicated (presence of malperfusion syndrome or rupture) hyperacute (less than 24 hours), acute (1 to 14 days), or subacute (15 to 90 days); OR 2.2 Uncomplicated with high-risk features (refractory pain, refractory hypertension, bloody pleural effusion, aortic diameter of more than 40 mm, imaging evidence of malperfusion, entry tear on lesser curvature, or false lumen of more than 22 mm). 3 Patients with traumatic aortic injury who do not have contraindications to endovascular repair.
Vascular | Endovascular aortic repair | Aortic stent graft package | TEVAR package | Terumo Aortic | RelayPro Thoracic Stent-Graft System (Non-Bare Stent Configuration) | 28-N4-36-150-38S | Standalone | DE0503702 | 1 Patients with thoracic aortic aneurysm (TAA; ruptured or unruptured) who are not suitable for OSR and are: 1.1 symptomatic; OR 1.2 asymptomatic and with an aneurysm of 5.5 cm or larger (measured outer-to-outer maximum anterior-posterior aortic diameter); OR 1.3 asymptomatic and with an aneurysm that has grown by more than 1 cm in one year (measured outer-to-outer maximum anterior-posterior aortic diameter). 2 Patients with type B aortic dissection (TBAD) with suitable anatomy for TEVAR and the TBAD is: 2.1 Complicated (presence of malperfusion syndrome or rupture) hyperacute (less than 24 hours), acute (1 to 14 days), or subacute (15 to 90 days); OR 2.2 Uncomplicated with high-risk features (refractory pain, refractory hypertension, bloody pleural effusion, aortic diameter of more than 40 mm, imaging evidence of malperfusion, entry tear on lesser curvature, or false lumen of more than 22 mm). 3 Patients with traumatic aortic injury who do not have contraindications to endovascular repair.
Vascular | Endovascular aortic repair | Aortic stent graft package | TEVAR package | Terumo Aortic | RelayPro Thoracic Stent-Graft System (Non-Bare Stent Configuration) | 28-N4-36-170-38S | Standalone | DE0503702 | 1 Patients with thoracic aortic aneurysm (TAA; ruptured or unruptured) who are not suitable for OSR and are: 1.1 symptomatic; OR 1.2 asymptomatic and with an aneurysm of 5.5 cm or larger (measured outer-to-outer maximum anterior-posterior aortic diameter); OR 1.3 asymptomatic and with an aneurysm that has grown by more than 1 cm in one year (measured outer-to-outer maximum anterior-posterior aortic diameter). 2 Patients with type B aortic dissection (TBAD) with suitable anatomy for TEVAR and the TBAD is: 2.1 Complicated (presence of malperfusion syndrome or rupture) hyperacute (less than 24 hours), acute (1 to 14 days), or subacute (15 to 90 days); OR 2.2 Uncomplicated with high-risk features (refractory pain, refractory hypertension, bloody pleural effusion, aortic diameter of more than 40 mm, imaging evidence of malperfusion, entry tear on lesser curvature, or false lumen of more than 22 mm). 3 Patients with traumatic aortic injury who do not have contraindications to endovascular repair.
Vascular | Endovascular aortic repair | Aortic stent graft package | TEVAR package | Terumo Aortic | RelayPro Thoracic Stent-Graft System (Non-Bare Stent Configuration) | 28-N4-36-190-38S | Standalone | DE0503702 | 1 Patients with thoracic aortic aneurysm (TAA; ruptured or unruptured) who are not suitable for OSR and are: 1.1 symptomatic; OR 1.2 asymptomatic and with an aneurysm of 5.5 cm or larger (measured outer-to-outer maximum anterior-posterior aortic diameter); OR 1.3 asymptomatic and with an aneurysm that has grown by more than 1 cm in one year (measured outer-to-outer maximum anterior-posterior aortic diameter). 2 Patients with type B aortic dissection (TBAD) with suitable anatomy for TEVAR and the TBAD is: 2.1 Complicated (presence of malperfusion syndrome or rupture) hyperacute (less than 24 hours), acute (1 to 14 days), or subacute (15 to 90 days); OR 2.2 Uncomplicated with high-risk features (refractory pain, refractory hypertension, bloody pleural effusion, aortic diameter of more than 40 mm, imaging evidence of malperfusion, entry tear on lesser curvature, or false lumen of more than 22 mm). 3 Patients with traumatic aortic injury who do not have contraindications to endovascular repair.
Vascular | Endovascular aortic repair | Aortic stent graft package | TEVAR package | Terumo Aortic | RelayPro Thoracic Stent-Graft System (Non-Bare Stent Configuration) | 28-N4-36-210-38S | Standalone | DE0503702 | 1 Patients with thoracic aortic aneurysm (TAA; ruptured or unruptured) who are not suitable for OSR and are: 1.1 symptomatic; OR 1.2 asymptomatic and with an aneurysm of 5.5 cm or larger (measured outer-to-outer maximum anterior-posterior aortic diameter); OR 1.3 asymptomatic and with an aneurysm that has grown by more than 1 cm in one year (measured outer-to-outer maximum anterior-posterior aortic diameter). 2 Patients with type B aortic dissection (TBAD) with suitable anatomy for TEVAR and the TBAD is: 2.1 Complicated (presence of malperfusion syndrome or rupture) hyperacute (less than 24 hours), acute (1 to 14 days), or subacute (15 to 90 days); OR 2.2 Uncomplicated with high-risk features (refractory pain, refractory hypertension, bloody pleural effusion, aortic diameter of more than 40 mm, imaging evidence of malperfusion, entry tear on lesser curvature, or false lumen of more than 22 mm). 3 Patients with traumatic aortic injury who do not have contraindications to endovascular repair.
Vascular | Endovascular aortic repair | Aortic stent graft package | TEVAR package | Terumo Aortic | RelayPro Thoracic Stent-Graft System (Non-Bare Stent Configuration) | 28-N4-36-230-38S | Standalone | DE0503702 | 1 Patients with thoracic aortic aneurysm (TAA; ruptured or unruptured) who are not suitable for OSR and are: 1.1 symptomatic; OR 1.2 asymptomatic and with an aneurysm of 5.5 cm or larger (measured outer-to-outer maximum anterior-posterior aortic diameter); OR 1.3 asymptomatic and with an aneurysm that has grown by more than 1 cm in one year (measured outer-to-outer maximum anterior-posterior aortic diameter). 2 Patients with type B aortic dissection (TBAD) with suitable anatomy for TEVAR and the TBAD is: 2.1 Complicated (presence of malperfusion syndrome or rupture) hyperacute (less than 24 hours), acute (1 to 14 days), or subacute (15 to 90 days); OR 2.2 Uncomplicated with high-risk features (refractory pain, refractory hypertension, bloody pleural effusion, aortic diameter of more than 40 mm, imaging evidence of malperfusion, entry tear on lesser curvature, or false lumen of more than 22 mm). 3 Patients with traumatic aortic injury who do not have contraindications to endovascular repair.
Vascular | Endovascular aortic repair | Aortic stent graft package | TEVAR package | Terumo Aortic | RelayPro Thoracic Stent-Graft System (Non-Bare Stent Configuration) | 28-N4-36-250-38S | Standalone | DE0503702 | 1 Patients with thoracic aortic aneurysm (TAA; ruptured or unruptured) who are not suitable for OSR and are: 1.1 symptomatic; OR 1.2 asymptomatic and with an aneurysm of 5.5 cm or larger (measured outer-to-outer maximum anterior-posterior aortic diameter); OR 1.3 asymptomatic and with an aneurysm that has grown by more than 1 cm in one year (measured outer-to-outer maximum anterior-posterior aortic diameter). 2 Patients with type B aortic dissection (TBAD) with suitable anatomy for TEVAR and the TBAD is: 2.1 Complicated (presence of malperfusion syndrome or rupture) hyperacute (less than 24 hours), acute (1 to 14 days), or subacute (15 to 90 days); OR 2.2 Uncomplicated with high-risk features (refractory pain, refractory hypertension, bloody pleural effusion, aortic diameter of more than 40 mm, imaging evidence of malperfusion, entry tear on lesser curvature, or false lumen of more than 22 mm). 3 Patients with traumatic aortic injury who do not have contraindications to endovascular repair.
Vascular | Endovascular aortic repair | Aortic stent graft package | TEVAR package | Terumo Aortic | RelayPro Thoracic Stent-Graft System (Non-Bare Stent Configuration) | 28-N4-38-109-38S | Standalone | DE0503702 | 1 Patients with thoracic aortic aneurysm (TAA; ruptured or unruptured) who are not suitable for OSR and are: 1.1 symptomatic; OR 1.2 asymptomatic and with an aneurysm of 5.5 cm or larger (measured outer-to-outer maximum anterior-posterior aortic diameter); OR 1.3 asymptomatic and with an aneurysm that has grown by more than 1 cm in one year (measured outer-to-outer maximum anterior-posterior aortic diameter). 2 Patients with type B aortic dissection (TBAD) with suitable anatomy for TEVAR and the TBAD is: 2.1 Complicated (presence of malperfusion syndrome or rupture) hyperacute (less than 24 hours), acute (1 to 14 days), or subacute (15 to 90 days); OR 2.2 Uncomplicated with high-risk features (refractory pain, refractory hypertension, bloody pleural effusion, aortic diameter of more than 40 mm, imaging evidence of malperfusion, entry tear on lesser curvature, or false lumen of more than 22 mm). 3 Patients with traumatic aortic injury who do not have contraindications to endovascular repair.
Vascular | Endovascular aortic repair | Aortic stent graft package | TEVAR package | Terumo Aortic | RelayPro Thoracic Stent-Graft System (Non-Bare Stent Configuration) | 28-N4-38-130-38S | Standalone | DE0503702 | 1 Patients with thoracic aortic aneurysm (TAA; ruptured or unruptured) who are not suitable for OSR and are: 1.1 symptomatic; OR 1.2 asymptomatic and with an aneurysm of 5.5 cm or larger (measured outer-to-outer maximum anterior-posterior aortic diameter); OR 1.3 asymptomatic and with an aneurysm that has grown by more than 1 cm in one year (measured outer-to-outer maximum anterior-posterior aortic diameter). 2 Patients with type B aortic dissection (TBAD) with suitable anatomy for TEVAR and the TBAD is: 2.1 Complicated (presence of malperfusion syndrome or rupture) hyperacute (less than 24 hours), acute (1 to 14 days), or subacute (15 to 90 days); OR 2.2 Uncomplicated with high-risk features (refractory pain, refractory hypertension, bloody pleural effusion, aortic diameter of more than 40 mm, imaging evidence of malperfusion, entry tear on lesser curvature, or false lumen of more than 22 mm). 3 Patients with traumatic aortic injury who do not have contraindications to endovascular repair.
Vascular | Endovascular aortic repair | Aortic stent graft package | TEVAR package | Terumo Aortic | RelayPro Thoracic Stent-Graft System (Non-Bare Stent Configuration) | 28-N4-38-154-38S | Standalone | DE0503702 | 1 Patients with thoracic aortic aneurysm (TAA; ruptured or unruptured) who are not suitable for OSR and are: 1.1 symptomatic; OR 1.2 asymptomatic and with an aneurysm of 5.5 cm or larger (measured outer-to-outer maximum anterior-posterior aortic diameter); OR 1.3 asymptomatic and with an aneurysm that has grown by more than 1 cm in one year (measured outer-to-outer maximum anterior-posterior aortic diameter). 2 Patients with type B aortic dissection (TBAD) with suitable anatomy for TEVAR and the TBAD is: 2.1 Complicated (presence of malperfusion syndrome or rupture) hyperacute (less than 24 hours), acute (1 to 14 days), or subacute (15 to 90 days); OR 2.2 Uncomplicated with high-risk features (refractory pain, refractory hypertension, bloody pleural effusion, aortic diameter of more than 40 mm, imaging evidence of malperfusion, entry tear on lesser curvature, or false lumen of more than 22 mm). 3 Patients with traumatic aortic injury who do not have contraindications to endovascular repair.
Vascular | Endovascular aortic repair | Aortic stent graft package | TEVAR package | Terumo Aortic | RelayPro Thoracic Stent-Graft System (Non-Bare Stent Configuration) | 28-N4-38-170-38S | Standalone | DE0503702 | 1 Patients with thoracic aortic aneurysm (TAA; ruptured or unruptured) who are not suitable for OSR and are: 1.1 symptomatic; OR 1.2 asymptomatic and with an aneurysm of 5.5 cm or larger (measured outer-to-outer maximum anterior-posterior aortic diameter); OR 1.3 asymptomatic and with an aneurysm that has grown by more than 1 cm in one year (measured outer-to-outer maximum anterior-posterior aortic diameter). 2 Patients with type B aortic dissection (TBAD) with suitable anatomy for TEVAR and the TBAD is: 2.1 Complicated (presence of malperfusion syndrome or rupture) hyperacute (less than 24 hours), acute (1 to 14 days), or subacute (15 to 90 days); OR 2.2 Uncomplicated with high-risk features (refractory pain, refractory hypertension, bloody pleural effusion, aortic diameter of more than 40 mm, imaging evidence of malperfusion, entry tear on lesser curvature, or false lumen of more than 22 mm). 3 Patients with traumatic aortic injury who do not have contraindications to endovascular repair.
Vascular | Endovascular aortic repair | Aortic stent graft package | TEVAR package | Terumo Aortic | RelayPro Thoracic Stent-Graft System (Non-Bare Stent Configuration) | 28-N4-38-199-38S | Standalone | DE0503702 | 1 Patients with thoracic aortic aneurysm (TAA; ruptured or unruptured) who are not suitable for OSR and are: 1.1 symptomatic; OR 1.2 asymptomatic and with an aneurysm of 5.5 cm or larger (measured outer-to-outer maximum anterior-posterior aortic diameter); OR 1.3 asymptomatic and with an aneurysm that has grown by more than 1 cm in one year (measured outer-to-outer maximum anterior-posterior aortic diameter). 2 Patients with type B aortic dissection (TBAD) with suitable anatomy for TEVAR and the TBAD is: 2.1 Complicated (presence of malperfusion syndrome or rupture) hyperacute (less than 24 hours), acute (1 to 14 days), or subacute (15 to 90 days); OR 2.2 Uncomplicated with high-risk features (refractory pain, refractory hypertension, bloody pleural effusion, aortic diameter of more than 40 mm, imaging evidence of malperfusion, entry tear on lesser curvature, or false lumen of more than 22 mm). 3 Patients with traumatic aortic injury who do not have contraindications to endovascular repair.
Vascular | Endovascular aortic repair | Aortic stent graft package | TEVAR package | Terumo Aortic | RelayPro Thoracic Stent-Graft System (Non-Bare Stent Configuration) | 28-N4-38-210-38S | Standalone | DE0503702 | 1 Patients with thoracic aortic aneurysm (TAA; ruptured or unruptured) who are not suitable for OSR and are: 1.1 symptomatic; OR 1.2 asymptomatic and with an aneurysm of 5.5 cm or larger (measured outer-to-outer maximum anterior-posterior aortic diameter); OR 1.3 asymptomatic and with an aneurysm that has grown by more than 1 cm in one year (measured outer-to-outer maximum anterior-posterior aortic diameter). 2 Patients with type B aortic dissection (TBAD) with suitable anatomy for TEVAR and the TBAD is: 2.1 Complicated (presence of malperfusion syndrome or rupture) hyperacute (less than 24 hours), acute (1 to 14 days), or subacute (15 to 90 days); OR 2.2 Uncomplicated with high-risk features (refractory pain, refractory hypertension, bloody pleural effusion, aortic diameter of more than 40 mm, imaging evidence of malperfusion, entry tear on lesser curvature, or false lumen of more than 22 mm). 3 Patients with traumatic aortic injury who do not have contraindications to endovascular repair.
Vascular | Endovascular aortic repair | Aortic stent graft package | TEVAR package | Terumo Aortic | RelayPro Thoracic Stent-Graft System (Non-Bare Stent Configuration) | 28-N4-38-230-38S | Standalone | DE0503702 | 1 Patients with thoracic aortic aneurysm (TAA; ruptured or unruptured) who are not suitable for OSR and are: 1.1 symptomatic; OR 1.2 asymptomatic and with an aneurysm of 5.5 cm or larger (measured outer-to-outer maximum anterior-posterior aortic diameter); OR 1.3 asymptomatic and with an aneurysm that has grown by more than 1 cm in one year (measured outer-to-outer maximum anterior-posterior aortic diameter). 2 Patients with type B aortic dissection (TBAD) with suitable anatomy for TEVAR and the TBAD is: 2.1 Complicated (presence of malperfusion syndrome or rupture) hyperacute (less than 24 hours), acute (1 to 14 days), or subacute (15 to 90 days); OR 2.2 Uncomplicated with high-risk features (refractory pain, refractory hypertension, bloody pleural effusion, aortic diameter of more than 40 mm, imaging evidence of malperfusion, entry tear on lesser curvature, or false lumen of more than 22 mm). 3 Patients with traumatic aortic injury who do not have contraindications to endovascular repair.
Vascular | Endovascular aortic repair | Aortic stent graft package | TEVAR package | Terumo Aortic | RelayPro Thoracic Stent-Graft System (Non-Bare Stent Configuration) | 28-N4-38-259-38S | Standalone | DE0503702 | 1 Patients with thoracic aortic aneurysm (TAA; ruptured or unruptured) who are not suitable for OSR and are: 1.1 symptomatic; OR 1.2 asymptomatic and with an aneurysm of 5.5 cm or larger (measured outer-to-outer maximum anterior-posterior aortic diameter); OR 1.3 asymptomatic and with an aneurysm that has grown by more than 1 cm in one year (measured outer-to-outer maximum anterior-posterior aortic diameter). 2 Patients with type B aortic dissection (TBAD) with suitable anatomy for TEVAR and the TBAD is: 2.1 Complicated (presence of malperfusion syndrome or rupture) hyperacute (less than 24 hours), acute (1 to 14 days), or subacute (15 to 90 days); OR 2.2 Uncomplicated with high-risk features (refractory pain, refractory hypertension, bloody pleural effusion, aortic diameter of more than 40 mm, imaging evidence of malperfusion, entry tear on lesser curvature, or false lumen of more than 22 mm). 3 Patients with traumatic aortic injury who do not have contraindications to endovascular repair.
Vascular | Endovascular aortic repair | Aortic stent graft package | TEVAR package | Terumo Aortic | RelayPro Thoracic Stent-Graft System (Non-Bare Stent Configuration) | 28-N4-40-110-38S | Standalone | DE0503702 | 1 Patients with thoracic aortic aneurysm (TAA; ruptured or unruptured) who are not suitable for OSR and are: 1.1 symptomatic; OR 1.2 asymptomatic and with an aneurysm of 5.5 cm or larger (measured outer-to-outer maximum anterior-posterior aortic diameter); OR 1.3 asymptomatic and with an aneurysm that has grown by more than 1 cm in one year (measured outer-to-outer maximum anterior-posterior aortic diameter). 2 Patients with type B aortic dissection (TBAD) with suitable anatomy for TEVAR and the TBAD is: 2.1 Complicated (presence of malperfusion syndrome or rupture) hyperacute (less than 24 hours), acute (1 to 14 days), or subacute (15 to 90 days); OR 2.2 Uncomplicated with high-risk features (refractory pain, refractory hypertension, bloody pleural effusion, aortic diameter of more than 40 mm, imaging evidence of malperfusion, entry tear on lesser curvature, or false lumen of more than 22 mm). 3 Patients with traumatic aortic injury who do not have contraindications to endovascular repair.
Vascular | Endovascular aortic repair | Aortic stent graft package | TEVAR package | Terumo Aortic | RelayPro Thoracic Stent-Graft System (Non-Bare Stent Configuration) | 28-N4-40-130-38S | Standalone | DE0503702 | 1 Patients with thoracic aortic aneurysm (TAA; ruptured or unruptured) who are not suitable for OSR and are: 1.1 symptomatic; OR 1.2 asymptomatic and with an aneurysm of 5.5 cm or larger (measured outer-to-outer maximum anterior-posterior aortic diameter); OR 1.3 asymptomatic and with an aneurysm that has grown by more than 1 cm in one year (measured outer-to-outer maximum anterior-posterior aortic diameter). 2 Patients with type B aortic dissection (TBAD) with suitable anatomy for TEVAR and the TBAD is: 2.1 Complicated (presence of malperfusion syndrome or rupture) hyperacute (less than 24 hours), acute (1 to 14 days), or subacute (15 to 90 days); OR 2.2 Uncomplicated with high-risk features (refractory pain, refractory hypertension, bloody pleural effusion, aortic diameter of more than 40 mm, imaging evidence of malperfusion, entry tear on lesser curvature, or false lumen of more than 22 mm). 3 Patients with traumatic aortic injury who do not have contraindications to endovascular repair.
Vascular | Endovascular aortic repair | Aortic stent graft package | TEVAR package | Terumo Aortic | RelayPro Thoracic Stent-Graft System (Non-Bare Stent Configuration) | 28-N4-40-150-38S | Standalone | DE0503702 | 1 Patients with thoracic aortic aneurysm (TAA; ruptured or unruptured) who are not suitable for OSR and are: 1.1 symptomatic; OR 1.2 asymptomatic and with an aneurysm of 5.5 cm or larger (measured outer-to-outer maximum anterior-posterior aortic diameter); OR 1.3 asymptomatic and with an aneurysm that has grown by more than 1 cm in one year (measured outer-to-outer maximum anterior-posterior aortic diameter). 2 Patients with type B aortic dissection (TBAD) with suitable anatomy for TEVAR and the TBAD is: 2.1 Complicated (presence of malperfusion syndrome or rupture) hyperacute (less than 24 hours), acute (1 to 14 days), or subacute (15 to 90 days); OR 2.2 Uncomplicated with high-risk features (refractory pain, refractory hypertension, bloody pleural effusion, aortic diameter of more than 40 mm, imaging evidence of malperfusion, entry tear on lesser curvature, or false lumen of more than 22 mm). 3 Patients with traumatic aortic injury who do not have contraindications to endovascular repair.
Vascular | Endovascular aortic repair | Aortic stent graft package | TEVAR package | Terumo Aortic | RelayPro Thoracic Stent-Graft System (Non-Bare Stent Configuration) | 28-N4-40-170-38S | Standalone | DE0503702 | 1 Patients with thoracic aortic aneurysm (TAA; ruptured or unruptured) who are not suitable for OSR and are: 1.1 symptomatic; OR 1.2 asymptomatic and with an aneurysm of 5.5 cm or larger (measured outer-to-outer maximum anterior-posterior aortic diameter); OR 1.3 asymptomatic and with an aneurysm that has grown by more than 1 cm in one year (measured outer-to-outer maximum anterior-posterior aortic diameter). 2 Patients with type B aortic dissection (TBAD) with suitable anatomy for TEVAR and the TBAD is: 2.1 Complicated (presence of malperfusion syndrome or rupture) hyperacute (less than 24 hours), acute (1 to 14 days), or subacute (15 to 90 days); OR 2.2 Uncomplicated with high-risk features (refractory pain, refractory hypertension, bloody pleural effusion, aortic diameter of more than 40 mm, imaging evidence of malperfusion, entry tear on lesser curvature, or false lumen of more than 22 mm). 3 Patients with traumatic aortic injury who do not have contraindications to endovascular repair.
Vascular | Endovascular aortic repair | Aortic stent graft package | TEVAR package | Terumo Aortic | RelayPro Thoracic Stent-Graft System (Non-Bare Stent Configuration) | 28-N4-40-190-38S | Standalone | DE0503702 | 1 Patients with thoracic aortic aneurysm (TAA; ruptured or unruptured) who are not suitable for OSR and are: 1.1 symptomatic; OR 1.2 asymptomatic and with an aneurysm of 5.5 cm or larger (measured outer-to-outer maximum anterior-posterior aortic diameter); OR 1.3 asymptomatic and with an aneurysm that has grown by more than 1 cm in one year (measured outer-to-outer maximum anterior-posterior aortic diameter). 2 Patients with type B aortic dissection (TBAD) with suitable anatomy for TEVAR and the TBAD is: 2.1 Complicated (presence of malperfusion syndrome or rupture) hyperacute (less than 24 hours), acute (1 to 14 days), or subacute (15 to 90 days); OR 2.2 Uncomplicated with high-risk features (refractory pain, refractory hypertension, bloody pleural effusion, aortic diameter of more than 40 mm, imaging evidence of malperfusion, entry tear on lesser curvature, or false lumen of more than 22 mm). 3 Patients with traumatic aortic injury who do not have contraindications to endovascular repair.
Vascular | Endovascular aortic repair | Aortic stent graft package | TEVAR package | Terumo Aortic | RelayPro Thoracic Stent-Graft System (Non-Bare Stent Configuration) | 28-N4-40-210-38S | Standalone | DE0503702 | 1 Patients with thoracic aortic aneurysm (TAA; ruptured or unruptured) who are not suitable for OSR and are: 1.1 symptomatic; OR 1.2 asymptomatic and with an aneurysm of 5.5 cm or larger (measured outer-to-outer maximum anterior-posterior aortic diameter); OR 1.3 asymptomatic and with an aneurysm that has grown by more than 1 cm in one year (measured outer-to-outer maximum anterior-posterior aortic diameter). 2 Patients with type B aortic dissection (TBAD) with suitable anatomy for TEVAR and the TBAD is: 2.1 Complicated (presence of malperfusion syndrome or rupture) hyperacute (less than 24 hours), acute (1 to 14 days), or subacute (15 to 90 days); OR 2.2 Uncomplicated with high-risk features (refractory pain, refractory hypertension, bloody pleural effusion, aortic diameter of more than 40 mm, imaging evidence of malperfusion, entry tear on lesser curvature, or false lumen of more than 22 mm). 3 Patients with traumatic aortic injury who do not have contraindications to endovascular repair.
Vascular | Endovascular aortic repair | Aortic stent graft package | TEVAR package | Terumo Aortic | RelayPro Thoracic Stent-Graft System (Non-Bare Stent Configuration) | 28-N4-40-230-38S | Standalone | DE0503702 | 1 Patients with thoracic aortic aneurysm (TAA; ruptured or unruptured) who are not suitable for OSR and are: 1.1 symptomatic; OR 1.2 asymptomatic and with an aneurysm of 5.5 cm or larger (measured outer-to-outer maximum anterior-posterior aortic diameter); OR 1.3 asymptomatic and with an aneurysm that has grown by more than 1 cm in one year (measured outer-to-outer maximum anterior-posterior aortic diameter). 2 Patients with type B aortic dissection (TBAD) with suitable anatomy for TEVAR and the TBAD is: 2.1 Complicated (presence of malperfusion syndrome or rupture) hyperacute (less than 24 hours), acute (1 to 14 days), or subacute (15 to 90 days); OR 2.2 Uncomplicated with high-risk features (refractory pain, refractory hypertension, bloody pleural effusion, aortic diameter of more than 40 mm, imaging evidence of malperfusion, entry tear on lesser curvature, or false lumen of more than 22 mm). 3 Patients with traumatic aortic injury who do not have contraindications to endovascular repair.
Vascular | Endovascular aortic repair | Aortic stent graft package | TEVAR package | Terumo Aortic | RelayPro Thoracic Stent-Graft System (Non-Bare Stent Configuration) | 28-N4-40-250-38S | Standalone | DE0503702 | 1 Patients with thoracic aortic aneurysm (TAA; ruptured or unruptured) who are not suitable for OSR and are: 1.1 symptomatic; OR 1.2 asymptomatic and with an aneurysm of 5.5 cm or larger (measured outer-to-outer maximum anterior-posterior aortic diameter); OR 1.3 asymptomatic and with an aneurysm that has grown by more than 1 cm in one year (measured outer-to-outer maximum anterior-posterior aortic diameter). 2 Patients with type B aortic dissection (TBAD) with suitable anatomy for TEVAR and the TBAD is: 2.1 Complicated (presence of malperfusion syndrome or rupture) hyperacute (less than 24 hours), acute (1 to 14 days), or subacute (15 to 90 days); OR 2.2 Uncomplicated with high-risk features (refractory pain, refractory hypertension, bloody pleural effusion, aortic diameter of more than 40 mm, imaging evidence of malperfusion, entry tear on lesser curvature, or false lumen of more than 22 mm). 3 Patients with traumatic aortic injury who do not have contraindications to endovascular repair.
Vascular | Endovascular aortic repair | Aortic stent graft package | TEVAR package | Terumo Aortic | RelayPro Thoracic Stent-Graft System (Non-Bare Stent Configuration) | 28-N4-42-110-38S | Standalone | DE0503702 | 1 Patients with thoracic aortic aneurysm (TAA; ruptured or unruptured) who are not suitable for OSR and are: 1.1 symptomatic; OR 1.2 asymptomatic and with an aneurysm of 5.5 cm or larger (measured outer-to-outer maximum anterior-posterior aortic diameter); OR 1.3 asymptomatic and with an aneurysm that has grown by more than 1 cm in one year (measured outer-to-outer maximum anterior-posterior aortic diameter). 2 Patients with type B aortic dissection (TBAD) with suitable anatomy for TEVAR and the TBAD is: 2.1 Complicated (presence of malperfusion syndrome or rupture) hyperacute (less than 24 hours), acute (1 to 14 days), or subacute (15 to 90 days); OR 2.2 Uncomplicated with high-risk features (refractory pain, refractory hypertension, bloody pleural effusion, aortic diameter of more than 40 mm, imaging evidence of malperfusion, entry tear on lesser curvature, or false lumen of more than 22 mm). 3 Patients with traumatic aortic injury who do not have contraindications to endovascular repair.
Vascular | Endovascular aortic repair | Aortic stent graft package | TEVAR package | Terumo Aortic | RelayPro Thoracic Stent-Graft System (Non-Bare Stent Configuration) | 28-N4-42-130-38S | Standalone | DE0503702 | 1 Patients with thoracic aortic aneurysm (TAA; ruptured or unruptured) who are not suitable for OSR and are: 1.1 symptomatic; OR 1.2 asymptomatic and with an aneurysm of 5.5 cm or larger (measured outer-to-outer maximum anterior-posterior aortic diameter); OR 1.3 asymptomatic and with an aneurysm that has grown by more than 1 cm in one year (measured outer-to-outer maximum anterior-posterior aortic diameter). 2 Patients with type B aortic dissection (TBAD) with suitable anatomy for TEVAR and the TBAD is: 2.1 Complicated (presence of malperfusion syndrome or rupture) hyperacute (less than 24 hours), acute (1 to 14 days), or subacute (15 to 90 days); OR 2.2 Uncomplicated with high-risk features (refractory pain, refractory hypertension, bloody pleural effusion, aortic diameter of more than 40 mm, imaging evidence of malperfusion, entry tear on lesser curvature, or false lumen of more than 22 mm). 3 Patients with traumatic aortic injury who do not have contraindications to endovascular repair.
Vascular | Endovascular aortic repair | Aortic stent graft package | TEVAR package | Terumo Aortic | RelayPro Thoracic Stent-Graft System (Non-Bare Stent Configuration) | 28-N4-42-159-38S | Standalone | DE0503702 | 1 Patients with thoracic aortic aneurysm (TAA; ruptured or unruptured) who are not suitable for OSR and are: 1.1 symptomatic; OR 1.2 asymptomatic and with an aneurysm of 5.5 cm or larger (measured outer-to-outer maximum anterior-posterior aortic diameter); OR 1.3 asymptomatic and with an aneurysm that has grown by more than 1 cm in one year (measured outer-to-outer maximum anterior-posterior aortic diameter). 2 Patients with type B aortic dissection (TBAD) with suitable anatomy for TEVAR and the TBAD is: 2.1 Complicated (presence of malperfusion syndrome or rupture) hyperacute (less than 24 hours), acute (1 to 14 days), or subacute (15 to 90 days); OR 2.2 Uncomplicated with high-risk features (refractory pain, refractory hypertension, bloody pleural effusion, aortic diameter of more than 40 mm, imaging evidence of malperfusion, entry tear on lesser curvature, or false lumen of more than 22 mm). 3 Patients with traumatic aortic injury who do not have contraindications to endovascular repair.