Vascular | Endovascular aortic repair | Aortic stent graft package | TEVAR package | Terumo Aortic | RelayPro Thoracic Stent-Graft System (Bare Stent Configuration) | 28-M4-30-150-34S | Standalone | DE0503702 | 1 Patients with thoracic aortic aneurysm (TAA; ruptured or unruptured) who are not suitable for OSR and are: 1.1 symptomatic; OR 1.2 asymptomatic and with an aneurysm of 5.5 cm or larger (measured outer-to-outer maximum anterior-posterior aortic diameter); OR 1.3 asymptomatic and with an aneurysm that has grown by more than 1 cm in one year (measured outer-to-outer maximum anterior-posterior aortic diameter). 2 Patients with type B aortic dissection (TBAD) with suitable anatomy for TEVAR and the TBAD is: 2.1 Complicated (presence of malperfusion syndrome or rupture) hyperacute (less than 24 hours), acute (1 to 14 days), or subacute (15 to 90 days); OR 2.2 Uncomplicated with high-risk features (refractory pain, refractory hypertension, bloody pleural effusion, aortic diameter of more than 40 mm, imaging evidence of malperfusion, entry tear on lesser curvature, or false lumen of more than 22 mm). 3 Patients with traumatic aortic injury who do not have contraindications to endovascular repair.
Vascular | Endovascular aortic repair | Aortic stent graft package | TEVAR package | Terumo Aortic | RelayPro Thoracic Stent-Graft System (Bare Stent Configuration) | 28-M4-30-170-34S | Standalone | DE0503702 | 1 Patients with thoracic aortic aneurysm (TAA; ruptured or unruptured) who are not suitable for OSR and are: 1.1 symptomatic; OR 1.2 asymptomatic and with an aneurysm of 5.5 cm or larger (measured outer-to-outer maximum anterior-posterior aortic diameter); OR 1.3 asymptomatic and with an aneurysm that has grown by more than 1 cm in one year (measured outer-to-outer maximum anterior-posterior aortic diameter). 2 Patients with type B aortic dissection (TBAD) with suitable anatomy for TEVAR and the TBAD is: 2.1 Complicated (presence of malperfusion syndrome or rupture) hyperacute (less than 24 hours), acute (1 to 14 days), or subacute (15 to 90 days); OR 2.2 Uncomplicated with high-risk features (refractory pain, refractory hypertension, bloody pleural effusion, aortic diameter of more than 40 mm, imaging evidence of malperfusion, entry tear on lesser curvature, or false lumen of more than 22 mm). 3 Patients with traumatic aortic injury who do not have contraindications to endovascular repair.
Vascular | Endovascular aortic repair | Aortic stent graft package | TEVAR package | Terumo Aortic | RelayPro Thoracic Stent-Graft System (Bare Stent Configuration) | 28-M4-30-190-34S | Standalone | DE0503702 | 1 Patients with thoracic aortic aneurysm (TAA; ruptured or unruptured) who are not suitable for OSR and are: 1.1 symptomatic; OR 1.2 asymptomatic and with an aneurysm of 5.5 cm or larger (measured outer-to-outer maximum anterior-posterior aortic diameter); OR 1.3 asymptomatic and with an aneurysm that has grown by more than 1 cm in one year (measured outer-to-outer maximum anterior-posterior aortic diameter). 2 Patients with type B aortic dissection (TBAD) with suitable anatomy for TEVAR and the TBAD is: 2.1 Complicated (presence of malperfusion syndrome or rupture) hyperacute (less than 24 hours), acute (1 to 14 days), or subacute (15 to 90 days); OR 2.2 Uncomplicated with high-risk features (refractory pain, refractory hypertension, bloody pleural effusion, aortic diameter of more than 40 mm, imaging evidence of malperfusion, entry tear on lesser curvature, or false lumen of more than 22 mm). 3 Patients with traumatic aortic injury who do not have contraindications to endovascular repair.
Vascular | Endovascular aortic repair | Aortic stent graft package | TEVAR package | Terumo Aortic | RelayPro Thoracic Stent-Graft System (Bare Stent Configuration) | 28-M4-30-210-34S | Standalone | DE0503702 | 1 Patients with thoracic aortic aneurysm (TAA; ruptured or unruptured) who are not suitable for OSR and are: 1.1 symptomatic; OR 1.2 asymptomatic and with an aneurysm of 5.5 cm or larger (measured outer-to-outer maximum anterior-posterior aortic diameter); OR 1.3 asymptomatic and with an aneurysm that has grown by more than 1 cm in one year (measured outer-to-outer maximum anterior-posterior aortic diameter). 2 Patients with type B aortic dissection (TBAD) with suitable anatomy for TEVAR and the TBAD is: 2.1 Complicated (presence of malperfusion syndrome or rupture) hyperacute (less than 24 hours), acute (1 to 14 days), or subacute (15 to 90 days); OR 2.2 Uncomplicated with high-risk features (refractory pain, refractory hypertension, bloody pleural effusion, aortic diameter of more than 40 mm, imaging evidence of malperfusion, entry tear on lesser curvature, or false lumen of more than 22 mm). 3 Patients with traumatic aortic injury who do not have contraindications to endovascular repair.
Vascular | Endovascular aortic repair | Aortic stent graft package | TEVAR package | Terumo Aortic | RelayPro Thoracic Stent-Graft System (Bare Stent Configuration) | 28-M4-30-230-34S | Standalone | DE0503702 | 1 Patients with thoracic aortic aneurysm (TAA; ruptured or unruptured) who are not suitable for OSR and are: 1.1 symptomatic; OR 1.2 asymptomatic and with an aneurysm of 5.5 cm or larger (measured outer-to-outer maximum anterior-posterior aortic diameter); OR 1.3 asymptomatic and with an aneurysm that has grown by more than 1 cm in one year (measured outer-to-outer maximum anterior-posterior aortic diameter). 2 Patients with type B aortic dissection (TBAD) with suitable anatomy for TEVAR and the TBAD is: 2.1 Complicated (presence of malperfusion syndrome or rupture) hyperacute (less than 24 hours), acute (1 to 14 days), or subacute (15 to 90 days); OR 2.2 Uncomplicated with high-risk features (refractory pain, refractory hypertension, bloody pleural effusion, aortic diameter of more than 40 mm, imaging evidence of malperfusion, entry tear on lesser curvature, or false lumen of more than 22 mm). 3 Patients with traumatic aortic injury who do not have contraindications to endovascular repair.
Vascular | Endovascular aortic repair | Aortic stent graft package | TEVAR package | Terumo Aortic | RelayPro Thoracic Stent-Graft System (Bare Stent Configuration) | 28-M4-30-250-34S | Standalone | DE0503702 | 1 Patients with thoracic aortic aneurysm (TAA; ruptured or unruptured) who are not suitable for OSR and are: 1.1 symptomatic; OR 1.2 asymptomatic and with an aneurysm of 5.5 cm or larger (measured outer-to-outer maximum anterior-posterior aortic diameter); OR 1.3 asymptomatic and with an aneurysm that has grown by more than 1 cm in one year (measured outer-to-outer maximum anterior-posterior aortic diameter). 2 Patients with type B aortic dissection (TBAD) with suitable anatomy for TEVAR and the TBAD is: 2.1 Complicated (presence of malperfusion syndrome or rupture) hyperacute (less than 24 hours), acute (1 to 14 days), or subacute (15 to 90 days); OR 2.2 Uncomplicated with high-risk features (refractory pain, refractory hypertension, bloody pleural effusion, aortic diameter of more than 40 mm, imaging evidence of malperfusion, entry tear on lesser curvature, or false lumen of more than 22 mm). 3 Patients with traumatic aortic injury who do not have contraindications to endovascular repair.
Vascular | Endovascular aortic repair | Aortic stent graft package | TEVAR package | Terumo Aortic | RelayPro Thoracic Stent-Graft System (Bare Stent Configuration) | 28-M4-32-090-34S | Standalone | DE0503702 | 1 Patients with thoracic aortic aneurysm (TAA; ruptured or unruptured) who are not suitable for OSR and are: 1.1 symptomatic; OR 1.2 asymptomatic and with an aneurysm of 5.5 cm or larger (measured outer-to-outer maximum anterior-posterior aortic diameter); OR 1.3 asymptomatic and with an aneurysm that has grown by more than 1 cm in one year (measured outer-to-outer maximum anterior-posterior aortic diameter). 2 Patients with type B aortic dissection (TBAD) with suitable anatomy for TEVAR and the TBAD is: 2.1 Complicated (presence of malperfusion syndrome or rupture) hyperacute (less than 24 hours), acute (1 to 14 days), or subacute (15 to 90 days); OR 2.2 Uncomplicated with high-risk features (refractory pain, refractory hypertension, bloody pleural effusion, aortic diameter of more than 40 mm, imaging evidence of malperfusion, entry tear on lesser curvature, or false lumen of more than 22 mm). 3 Patients with traumatic aortic injury who do not have contraindications to endovascular repair.
Vascular | Endovascular aortic repair | Aortic stent graft package | TEVAR package | Terumo Aortic | RelayPro Thoracic Stent-Graft System (Bare Stent Configuration) | 28-M4-32-110-34S | Standalone | DE0503702 | 1 Patients with thoracic aortic aneurysm (TAA; ruptured or unruptured) who are not suitable for OSR and are: 1.1 symptomatic; OR 1.2 asymptomatic and with an aneurysm of 5.5 cm or larger (measured outer-to-outer maximum anterior-posterior aortic diameter); OR 1.3 asymptomatic and with an aneurysm that has grown by more than 1 cm in one year (measured outer-to-outer maximum anterior-posterior aortic diameter). 2 Patients with type B aortic dissection (TBAD) with suitable anatomy for TEVAR and the TBAD is: 2.1 Complicated (presence of malperfusion syndrome or rupture) hyperacute (less than 24 hours), acute (1 to 14 days), or subacute (15 to 90 days); OR 2.2 Uncomplicated with high-risk features (refractory pain, refractory hypertension, bloody pleural effusion, aortic diameter of more than 40 mm, imaging evidence of malperfusion, entry tear on lesser curvature, or false lumen of more than 22 mm). 3 Patients with traumatic aortic injury who do not have contraindications to endovascular repair.
Vascular | Endovascular aortic repair | Aortic stent graft package | TEVAR package | Terumo Aortic | RelayPro Thoracic Stent-Graft System (Bare Stent Configuration) | 28-M4-32-130-34S | Standalone | DE0503702 | 1 Patients with thoracic aortic aneurysm (TAA; ruptured or unruptured) who are not suitable for OSR and are: 1.1 symptomatic; OR 1.2 asymptomatic and with an aneurysm of 5.5 cm or larger (measured outer-to-outer maximum anterior-posterior aortic diameter); OR 1.3 asymptomatic and with an aneurysm that has grown by more than 1 cm in one year (measured outer-to-outer maximum anterior-posterior aortic diameter). 2 Patients with type B aortic dissection (TBAD) with suitable anatomy for TEVAR and the TBAD is: 2.1 Complicated (presence of malperfusion syndrome or rupture) hyperacute (less than 24 hours), acute (1 to 14 days), or subacute (15 to 90 days); OR 2.2 Uncomplicated with high-risk features (refractory pain, refractory hypertension, bloody pleural effusion, aortic diameter of more than 40 mm, imaging evidence of malperfusion, entry tear on lesser curvature, or false lumen of more than 22 mm). 3 Patients with traumatic aortic injury who do not have contraindications to endovascular repair.
Vascular | Endovascular aortic repair | Aortic stent graft package | TEVAR package | Terumo Aortic | RelayPro Thoracic Stent-Graft System (Bare Stent Configuration) | 28-M4-32-150-34S | Standalone | DE0503702 | 1 Patients with thoracic aortic aneurysm (TAA; ruptured or unruptured) who are not suitable for OSR and are: 1.1 symptomatic; OR 1.2 asymptomatic and with an aneurysm of 5.5 cm or larger (measured outer-to-outer maximum anterior-posterior aortic diameter); OR 1.3 asymptomatic and with an aneurysm that has grown by more than 1 cm in one year (measured outer-to-outer maximum anterior-posterior aortic diameter). 2 Patients with type B aortic dissection (TBAD) with suitable anatomy for TEVAR and the TBAD is: 2.1 Complicated (presence of malperfusion syndrome or rupture) hyperacute (less than 24 hours), acute (1 to 14 days), or subacute (15 to 90 days); OR 2.2 Uncomplicated with high-risk features (refractory pain, refractory hypertension, bloody pleural effusion, aortic diameter of more than 40 mm, imaging evidence of malperfusion, entry tear on lesser curvature, or false lumen of more than 22 mm). 3 Patients with traumatic aortic injury who do not have contraindications to endovascular repair.
Vascular | Endovascular aortic repair | Aortic stent graft package | TEVAR package | Terumo Aortic | RelayPro Thoracic Stent-Graft System (Bare Stent Configuration) | 28-M4-32-170-34S | Standalone | DE0503702 | 1 Patients with thoracic aortic aneurysm (TAA; ruptured or unruptured) who are not suitable for OSR and are: 1.1 symptomatic; OR 1.2 asymptomatic and with an aneurysm of 5.5 cm or larger (measured outer-to-outer maximum anterior-posterior aortic diameter); OR 1.3 asymptomatic and with an aneurysm that has grown by more than 1 cm in one year (measured outer-to-outer maximum anterior-posterior aortic diameter). 2 Patients with type B aortic dissection (TBAD) with suitable anatomy for TEVAR and the TBAD is: 2.1 Complicated (presence of malperfusion syndrome or rupture) hyperacute (less than 24 hours), acute (1 to 14 days), or subacute (15 to 90 days); OR 2.2 Uncomplicated with high-risk features (refractory pain, refractory hypertension, bloody pleural effusion, aortic diameter of more than 40 mm, imaging evidence of malperfusion, entry tear on lesser curvature, or false lumen of more than 22 mm). 3 Patients with traumatic aortic injury who do not have contraindications to endovascular repair.
Vascular | Endovascular aortic repair | Aortic stent graft package | TEVAR package | Terumo Aortic | RelayPro Thoracic Stent-Graft System (Bare Stent Configuration) | 28-M4-32-190-34S | Standalone | DE0503702 | 1 Patients with thoracic aortic aneurysm (TAA; ruptured or unruptured) who are not suitable for OSR and are: 1.1 symptomatic; OR 1.2 asymptomatic and with an aneurysm of 5.5 cm or larger (measured outer-to-outer maximum anterior-posterior aortic diameter); OR 1.3 asymptomatic and with an aneurysm that has grown by more than 1 cm in one year (measured outer-to-outer maximum anterior-posterior aortic diameter). 2 Patients with type B aortic dissection (TBAD) with suitable anatomy for TEVAR and the TBAD is: 2.1 Complicated (presence of malperfusion syndrome or rupture) hyperacute (less than 24 hours), acute (1 to 14 days), or subacute (15 to 90 days); OR 2.2 Uncomplicated with high-risk features (refractory pain, refractory hypertension, bloody pleural effusion, aortic diameter of more than 40 mm, imaging evidence of malperfusion, entry tear on lesser curvature, or false lumen of more than 22 mm). 3 Patients with traumatic aortic injury who do not have contraindications to endovascular repair.
Vascular | Endovascular aortic repair | Aortic stent graft package | TEVAR package | Terumo Aortic | RelayPro Thoracic Stent-Graft System (Bare Stent Configuration) | 28-M4-32-210-34S | Standalone | DE0503702 | 1 Patients with thoracic aortic aneurysm (TAA; ruptured or unruptured) who are not suitable for OSR and are: 1.1 symptomatic; OR 1.2 asymptomatic and with an aneurysm of 5.5 cm or larger (measured outer-to-outer maximum anterior-posterior aortic diameter); OR 1.3 asymptomatic and with an aneurysm that has grown by more than 1 cm in one year (measured outer-to-outer maximum anterior-posterior aortic diameter). 2 Patients with type B aortic dissection (TBAD) with suitable anatomy for TEVAR and the TBAD is: 2.1 Complicated (presence of malperfusion syndrome or rupture) hyperacute (less than 24 hours), acute (1 to 14 days), or subacute (15 to 90 days); OR 2.2 Uncomplicated with high-risk features (refractory pain, refractory hypertension, bloody pleural effusion, aortic diameter of more than 40 mm, imaging evidence of malperfusion, entry tear on lesser curvature, or false lumen of more than 22 mm). 3 Patients with traumatic aortic injury who do not have contraindications to endovascular repair.
Vascular | Endovascular aortic repair | Aortic stent graft package | TEVAR package | Terumo Aortic | RelayPro Thoracic Stent-Graft System (Bare Stent Configuration) | 28-M4-32-230-34S | Standalone | DE0503702 | 1 Patients with thoracic aortic aneurysm (TAA; ruptured or unruptured) who are not suitable for OSR and are: 1.1 symptomatic; OR 1.2 asymptomatic and with an aneurysm of 5.5 cm or larger (measured outer-to-outer maximum anterior-posterior aortic diameter); OR 1.3 asymptomatic and with an aneurysm that has grown by more than 1 cm in one year (measured outer-to-outer maximum anterior-posterior aortic diameter). 2 Patients with type B aortic dissection (TBAD) with suitable anatomy for TEVAR and the TBAD is: 2.1 Complicated (presence of malperfusion syndrome or rupture) hyperacute (less than 24 hours), acute (1 to 14 days), or subacute (15 to 90 days); OR 2.2 Uncomplicated with high-risk features (refractory pain, refractory hypertension, bloody pleural effusion, aortic diameter of more than 40 mm, imaging evidence of malperfusion, entry tear on lesser curvature, or false lumen of more than 22 mm). 3 Patients with traumatic aortic injury who do not have contraindications to endovascular repair.
Vascular | Endovascular aortic repair | Aortic stent graft package | TEVAR package | Terumo Aortic | RelayPro Thoracic Stent-Graft System (Bare Stent Configuration) | 28-M4-32-250-34S | Standalone | DE0503702 | 1 Patients with thoracic aortic aneurysm (TAA; ruptured or unruptured) who are not suitable for OSR and are: 1.1 symptomatic; OR 1.2 asymptomatic and with an aneurysm of 5.5 cm or larger (measured outer-to-outer maximum anterior-posterior aortic diameter); OR 1.3 asymptomatic and with an aneurysm that has grown by more than 1 cm in one year (measured outer-to-outer maximum anterior-posterior aortic diameter). 2 Patients with type B aortic dissection (TBAD) with suitable anatomy for TEVAR and the TBAD is: 2.1 Complicated (presence of malperfusion syndrome or rupture) hyperacute (less than 24 hours), acute (1 to 14 days), or subacute (15 to 90 days); OR 2.2 Uncomplicated with high-risk features (refractory pain, refractory hypertension, bloody pleural effusion, aortic diameter of more than 40 mm, imaging evidence of malperfusion, entry tear on lesser curvature, or false lumen of more than 22 mm). 3 Patients with traumatic aortic injury who do not have contraindications to endovascular repair.
Vascular | Endovascular aortic repair | Aortic stent graft package | TEVAR package | Terumo Aortic | RelayPro Thoracic Stent-Graft System (Bare Stent Configuration) | 28-M4-34-100-34S | Standalone | DE0503702 | 1 Patients with thoracic aortic aneurysm (TAA; ruptured or unruptured) who are not suitable for OSR and are: 1.1 symptomatic; OR 1.2 asymptomatic and with an aneurysm of 5.5 cm or larger (measured outer-to-outer maximum anterior-posterior aortic diameter); OR 1.3 asymptomatic and with an aneurysm that has grown by more than 1 cm in one year (measured outer-to-outer maximum anterior-posterior aortic diameter). 2 Patients with type B aortic dissection (TBAD) with suitable anatomy for TEVAR and the TBAD is: 2.1 Complicated (presence of malperfusion syndrome or rupture) hyperacute (less than 24 hours), acute (1 to 14 days), or subacute (15 to 90 days); OR 2.2 Uncomplicated with high-risk features (refractory pain, refractory hypertension, bloody pleural effusion, aortic diameter of more than 40 mm, imaging evidence of malperfusion, entry tear on lesser curvature, or false lumen of more than 22 mm). 3 Patients with traumatic aortic injury who do not have contraindications to endovascular repair.
Vascular | Endovascular aortic repair | Aortic stent graft package | TEVAR package | Terumo Aortic | RelayPro Thoracic Stent-Graft System (Bare Stent Configuration) | 28-M4-34-130-34S | Standalone | DE0503702 | 1 Patients with thoracic aortic aneurysm (TAA; ruptured or unruptured) who are not suitable for OSR and are: 1.1 symptomatic; OR 1.2 asymptomatic and with an aneurysm of 5.5 cm or larger (measured outer-to-outer maximum anterior-posterior aortic diameter); OR 1.3 asymptomatic and with an aneurysm that has grown by more than 1 cm in one year (measured outer-to-outer maximum anterior-posterior aortic diameter). 2 Patients with type B aortic dissection (TBAD) with suitable anatomy for TEVAR and the TBAD is: 2.1 Complicated (presence of malperfusion syndrome or rupture) hyperacute (less than 24 hours), acute (1 to 14 days), or subacute (15 to 90 days); OR 2.2 Uncomplicated with high-risk features (refractory pain, refractory hypertension, bloody pleural effusion, aortic diameter of more than 40 mm, imaging evidence of malperfusion, entry tear on lesser curvature, or false lumen of more than 22 mm). 3 Patients with traumatic aortic injury who do not have contraindications to endovascular repair.
Vascular | Endovascular aortic repair | Aortic stent graft package | TEVAR package | Terumo Aortic | RelayPro Thoracic Stent-Graft System (Bare Stent Configuration) | 28-M4-34-145-34S | Standalone | DE0503702 | 1 Patients with thoracic aortic aneurysm (TAA; ruptured or unruptured) who are not suitable for OSR and are: 1.1 symptomatic; OR 1.2 asymptomatic and with an aneurysm of 5.5 cm or larger (measured outer-to-outer maximum anterior-posterior aortic diameter); OR 1.3 asymptomatic and with an aneurysm that has grown by more than 1 cm in one year (measured outer-to-outer maximum anterior-posterior aortic diameter). 2 Patients with type B aortic dissection (TBAD) with suitable anatomy for TEVAR and the TBAD is: 2.1 Complicated (presence of malperfusion syndrome or rupture) hyperacute (less than 24 hours), acute (1 to 14 days), or subacute (15 to 90 days); OR 2.2 Uncomplicated with high-risk features (refractory pain, refractory hypertension, bloody pleural effusion, aortic diameter of more than 40 mm, imaging evidence of malperfusion, entry tear on lesser curvature, or false lumen of more than 22 mm). 3 Patients with traumatic aortic injury who do not have contraindications to endovascular repair.
Vascular | Endovascular aortic repair | Aortic stent graft package | TEVAR package | Terumo Aortic | RelayPro Thoracic Stent-Graft System (Bare Stent Configuration) | 28-M4-34-170-34S | Standalone | DE0503702 | 1 Patients with thoracic aortic aneurysm (TAA; ruptured or unruptured) who are not suitable for OSR and are: 1.1 symptomatic; OR 1.2 asymptomatic and with an aneurysm of 5.5 cm or larger (measured outer-to-outer maximum anterior-posterior aortic diameter); OR 1.3 asymptomatic and with an aneurysm that has grown by more than 1 cm in one year (measured outer-to-outer maximum anterior-posterior aortic diameter). 2 Patients with type B aortic dissection (TBAD) with suitable anatomy for TEVAR and the TBAD is: 2.1 Complicated (presence of malperfusion syndrome or rupture) hyperacute (less than 24 hours), acute (1 to 14 days), or subacute (15 to 90 days); OR 2.2 Uncomplicated with high-risk features (refractory pain, refractory hypertension, bloody pleural effusion, aortic diameter of more than 40 mm, imaging evidence of malperfusion, entry tear on lesser curvature, or false lumen of more than 22 mm). 3 Patients with traumatic aortic injury who do not have contraindications to endovascular repair.
Vascular | Endovascular aortic repair | Aortic stent graft package | TEVAR package | Terumo Aortic | RelayPro Thoracic Stent-Graft System (Bare Stent Configuration) | 28-M4-34-200-34S | Standalone | DE0503702 | 1 Patients with thoracic aortic aneurysm (TAA; ruptured or unruptured) who are not suitable for OSR and are: 1.1 symptomatic; OR 1.2 asymptomatic and with an aneurysm of 5.5 cm or larger (measured outer-to-outer maximum anterior-posterior aortic diameter); OR 1.3 asymptomatic and with an aneurysm that has grown by more than 1 cm in one year (measured outer-to-outer maximum anterior-posterior aortic diameter). 2 Patients with type B aortic dissection (TBAD) with suitable anatomy for TEVAR and the TBAD is: 2.1 Complicated (presence of malperfusion syndrome or rupture) hyperacute (less than 24 hours), acute (1 to 14 days), or subacute (15 to 90 days); OR 2.2 Uncomplicated with high-risk features (refractory pain, refractory hypertension, bloody pleural effusion, aortic diameter of more than 40 mm, imaging evidence of malperfusion, entry tear on lesser curvature, or false lumen of more than 22 mm). 3 Patients with traumatic aortic injury who do not have contraindications to endovascular repair.
Vascular | Endovascular aortic repair | Aortic stent graft package | TEVAR package | Terumo Aortic | RelayPro Thoracic Stent-Graft System (Bare Stent Configuration) | 28-M4-34-210-34S | Standalone | DE0503702 | 1 Patients with thoracic aortic aneurysm (TAA; ruptured or unruptured) who are not suitable for OSR and are: 1.1 symptomatic; OR 1.2 asymptomatic and with an aneurysm of 5.5 cm or larger (measured outer-to-outer maximum anterior-posterior aortic diameter); OR 1.3 asymptomatic and with an aneurysm that has grown by more than 1 cm in one year (measured outer-to-outer maximum anterior-posterior aortic diameter). 2 Patients with type B aortic dissection (TBAD) with suitable anatomy for TEVAR and the TBAD is: 2.1 Complicated (presence of malperfusion syndrome or rupture) hyperacute (less than 24 hours), acute (1 to 14 days), or subacute (15 to 90 days); OR 2.2 Uncomplicated with high-risk features (refractory pain, refractory hypertension, bloody pleural effusion, aortic diameter of more than 40 mm, imaging evidence of malperfusion, entry tear on lesser curvature, or false lumen of more than 22 mm). 3 Patients with traumatic aortic injury who do not have contraindications to endovascular repair.
Vascular | Endovascular aortic repair | Aortic stent graft package | TEVAR package | Terumo Aortic | RelayPro Thoracic Stent-Graft System (Bare Stent Configuration) | 28-M4-34-230-34S | Standalone | DE0503702 | 1 Patients with thoracic aortic aneurysm (TAA; ruptured or unruptured) who are not suitable for OSR and are: 1.1 symptomatic; OR 1.2 asymptomatic and with an aneurysm of 5.5 cm or larger (measured outer-to-outer maximum anterior-posterior aortic diameter); OR 1.3 asymptomatic and with an aneurysm that has grown by more than 1 cm in one year (measured outer-to-outer maximum anterior-posterior aortic diameter). 2 Patients with type B aortic dissection (TBAD) with suitable anatomy for TEVAR and the TBAD is: 2.1 Complicated (presence of malperfusion syndrome or rupture) hyperacute (less than 24 hours), acute (1 to 14 days), or subacute (15 to 90 days); OR 2.2 Uncomplicated with high-risk features (refractory pain, refractory hypertension, bloody pleural effusion, aortic diameter of more than 40 mm, imaging evidence of malperfusion, entry tear on lesser curvature, or false lumen of more than 22 mm). 3 Patients with traumatic aortic injury who do not have contraindications to endovascular repair.
Vascular | Endovascular aortic repair | Aortic stent graft package | TEVAR package | Terumo Aortic | RelayPro Thoracic Stent-Graft System (Bare Stent Configuration) | 28-M4-34-250-34S | Standalone | DE0503702 | 1 Patients with thoracic aortic aneurysm (TAA; ruptured or unruptured) who are not suitable for OSR and are: 1.1 symptomatic; OR 1.2 asymptomatic and with an aneurysm of 5.5 cm or larger (measured outer-to-outer maximum anterior-posterior aortic diameter); OR 1.3 asymptomatic and with an aneurysm that has grown by more than 1 cm in one year (measured outer-to-outer maximum anterior-posterior aortic diameter). 2 Patients with type B aortic dissection (TBAD) with suitable anatomy for TEVAR and the TBAD is: 2.1 Complicated (presence of malperfusion syndrome or rupture) hyperacute (less than 24 hours), acute (1 to 14 days), or subacute (15 to 90 days); OR 2.2 Uncomplicated with high-risk features (refractory pain, refractory hypertension, bloody pleural effusion, aortic diameter of more than 40 mm, imaging evidence of malperfusion, entry tear on lesser curvature, or false lumen of more than 22 mm). 3 Patients with traumatic aortic injury who do not have contraindications to endovascular repair.
Vascular | Endovascular aortic repair | Aortic stent graft package | TEVAR package | Terumo Aortic | RelayPro Thoracic Stent-Graft System (Bare Stent Configuration) | 28-M4-36-110-34S | Standalone | DE0503702 | 1 Patients with thoracic aortic aneurysm (TAA; ruptured or unruptured) who are not suitable for OSR and are: 1.1 symptomatic; OR 1.2 asymptomatic and with an aneurysm of 5.5 cm or larger (measured outer-to-outer maximum anterior-posterior aortic diameter); OR 1.3 asymptomatic and with an aneurysm that has grown by more than 1 cm in one year (measured outer-to-outer maximum anterior-posterior aortic diameter). 2 Patients with type B aortic dissection (TBAD) with suitable anatomy for TEVAR and the TBAD is: 2.1 Complicated (presence of malperfusion syndrome or rupture) hyperacute (less than 24 hours), acute (1 to 14 days), or subacute (15 to 90 days); OR 2.2 Uncomplicated with high-risk features (refractory pain, refractory hypertension, bloody pleural effusion, aortic diameter of more than 40 mm, imaging evidence of malperfusion, entry tear on lesser curvature, or false lumen of more than 22 mm). 3 Patients with traumatic aortic injury who do not have contraindications to endovascular repair.
Vascular | Endovascular aortic repair | Aortic stent graft package | TEVAR package | Terumo Aortic | RelayPro Thoracic Stent-Graft System (Bare Stent Configuration) | 28-M4-36-130-34S | Standalone | DE0503702 | 1 Patients with thoracic aortic aneurysm (TAA; ruptured or unruptured) who are not suitable for OSR and are: 1.1 symptomatic; OR 1.2 asymptomatic and with an aneurysm of 5.5 cm or larger (measured outer-to-outer maximum anterior-posterior aortic diameter); OR 1.3 asymptomatic and with an aneurysm that has grown by more than 1 cm in one year (measured outer-to-outer maximum anterior-posterior aortic diameter). 2 Patients with type B aortic dissection (TBAD) with suitable anatomy for TEVAR and the TBAD is: 2.1 Complicated (presence of malperfusion syndrome or rupture) hyperacute (less than 24 hours), acute (1 to 14 days), or subacute (15 to 90 days); OR 2.2 Uncomplicated with high-risk features (refractory pain, refractory hypertension, bloody pleural effusion, aortic diameter of more than 40 mm, imaging evidence of malperfusion, entry tear on lesser curvature, or false lumen of more than 22 mm). 3 Patients with traumatic aortic injury who do not have contraindications to endovascular repair.
Vascular | Endovascular aortic repair | Aortic stent graft package | TEVAR package | Terumo Aortic | RelayPro Thoracic Stent-Graft System (Bare Stent Configuration) | 28-M4-36-150-34S | Standalone | DE0503702 | 1 Patients with thoracic aortic aneurysm (TAA; ruptured or unruptured) who are not suitable for OSR and are: 1.1 symptomatic; OR 1.2 asymptomatic and with an aneurysm of 5.5 cm or larger (measured outer-to-outer maximum anterior-posterior aortic diameter); OR 1.3 asymptomatic and with an aneurysm that has grown by more than 1 cm in one year (measured outer-to-outer maximum anterior-posterior aortic diameter). 2 Patients with type B aortic dissection (TBAD) with suitable anatomy for TEVAR and the TBAD is: 2.1 Complicated (presence of malperfusion syndrome or rupture) hyperacute (less than 24 hours), acute (1 to 14 days), or subacute (15 to 90 days); OR 2.2 Uncomplicated with high-risk features (refractory pain, refractory hypertension, bloody pleural effusion, aortic diameter of more than 40 mm, imaging evidence of malperfusion, entry tear on lesser curvature, or false lumen of more than 22 mm). 3 Patients with traumatic aortic injury who do not have contraindications to endovascular repair.
Vascular | Endovascular aortic repair | Aortic stent graft package | TEVAR package | Terumo Aortic | RelayPro Thoracic Stent-Graft System (Bare Stent Configuration) | 28-M4-36-170-34S | Standalone | DE0503702 | 1 Patients with thoracic aortic aneurysm (TAA; ruptured or unruptured) who are not suitable for OSR and are: 1.1 symptomatic; OR 1.2 asymptomatic and with an aneurysm of 5.5 cm or larger (measured outer-to-outer maximum anterior-posterior aortic diameter); OR 1.3 asymptomatic and with an aneurysm that has grown by more than 1 cm in one year (measured outer-to-outer maximum anterior-posterior aortic diameter). 2 Patients with type B aortic dissection (TBAD) with suitable anatomy for TEVAR and the TBAD is: 2.1 Complicated (presence of malperfusion syndrome or rupture) hyperacute (less than 24 hours), acute (1 to 14 days), or subacute (15 to 90 days); OR 2.2 Uncomplicated with high-risk features (refractory pain, refractory hypertension, bloody pleural effusion, aortic diameter of more than 40 mm, imaging evidence of malperfusion, entry tear on lesser curvature, or false lumen of more than 22 mm). 3 Patients with traumatic aortic injury who do not have contraindications to endovascular repair.
Vascular | Endovascular aortic repair | Aortic stent graft package | TEVAR package | Terumo Aortic | RelayPro Thoracic Stent-Graft System (Bare Stent Configuration) | 28-M4-36-190-34S | Standalone | DE0503702 | 1 Patients with thoracic aortic aneurysm (TAA; ruptured or unruptured) who are not suitable for OSR and are: 1.1 symptomatic; OR 1.2 asymptomatic and with an aneurysm of 5.5 cm or larger (measured outer-to-outer maximum anterior-posterior aortic diameter); OR 1.3 asymptomatic and with an aneurysm that has grown by more than 1 cm in one year (measured outer-to-outer maximum anterior-posterior aortic diameter). 2 Patients with type B aortic dissection (TBAD) with suitable anatomy for TEVAR and the TBAD is: 2.1 Complicated (presence of malperfusion syndrome or rupture) hyperacute (less than 24 hours), acute (1 to 14 days), or subacute (15 to 90 days); OR 2.2 Uncomplicated with high-risk features (refractory pain, refractory hypertension, bloody pleural effusion, aortic diameter of more than 40 mm, imaging evidence of malperfusion, entry tear on lesser curvature, or false lumen of more than 22 mm). 3 Patients with traumatic aortic injury who do not have contraindications to endovascular repair.
Vascular | Endovascular aortic repair | Aortic stent graft package | TEVAR package | Terumo Aortic | RelayPro Thoracic Stent-Graft System (Bare Stent Configuration) | 28-M4-36-210-34S | Standalone | DE0503702 | 1 Patients with thoracic aortic aneurysm (TAA; ruptured or unruptured) who are not suitable for OSR and are: 1.1 symptomatic; OR 1.2 asymptomatic and with an aneurysm of 5.5 cm or larger (measured outer-to-outer maximum anterior-posterior aortic diameter); OR 1.3 asymptomatic and with an aneurysm that has grown by more than 1 cm in one year (measured outer-to-outer maximum anterior-posterior aortic diameter). 2 Patients with type B aortic dissection (TBAD) with suitable anatomy for TEVAR and the TBAD is: 2.1 Complicated (presence of malperfusion syndrome or rupture) hyperacute (less than 24 hours), acute (1 to 14 days), or subacute (15 to 90 days); OR 2.2 Uncomplicated with high-risk features (refractory pain, refractory hypertension, bloody pleural effusion, aortic diameter of more than 40 mm, imaging evidence of malperfusion, entry tear on lesser curvature, or false lumen of more than 22 mm). 3 Patients with traumatic aortic injury who do not have contraindications to endovascular repair.
Vascular | Endovascular aortic repair | Aortic stent graft package | TEVAR package | Terumo Aortic | RelayPro Thoracic Stent-Graft System (Bare Stent Configuration) | 28-M4-36-230-34S | Standalone | DE0503702 | 1 Patients with thoracic aortic aneurysm (TAA; ruptured or unruptured) who are not suitable for OSR and are: 1.1 symptomatic; OR 1.2 asymptomatic and with an aneurysm of 5.5 cm or larger (measured outer-to-outer maximum anterior-posterior aortic diameter); OR 1.3 asymptomatic and with an aneurysm that has grown by more than 1 cm in one year (measured outer-to-outer maximum anterior-posterior aortic diameter). 2 Patients with type B aortic dissection (TBAD) with suitable anatomy for TEVAR and the TBAD is: 2.1 Complicated (presence of malperfusion syndrome or rupture) hyperacute (less than 24 hours), acute (1 to 14 days), or subacute (15 to 90 days); OR 2.2 Uncomplicated with high-risk features (refractory pain, refractory hypertension, bloody pleural effusion, aortic diameter of more than 40 mm, imaging evidence of malperfusion, entry tear on lesser curvature, or false lumen of more than 22 mm). 3 Patients with traumatic aortic injury who do not have contraindications to endovascular repair.
Vascular | Endovascular aortic repair | Aortic stent graft package | TEVAR package | Terumo Aortic | RelayPro Thoracic Stent-Graft System (Bare Stent Configuration) | 28-M4-36-250-34S | Standalone | DE0503702 | 1 Patients with thoracic aortic aneurysm (TAA; ruptured or unruptured) who are not suitable for OSR and are: 1.1 symptomatic; OR 1.2 asymptomatic and with an aneurysm of 5.5 cm or larger (measured outer-to-outer maximum anterior-posterior aortic diameter); OR 1.3 asymptomatic and with an aneurysm that has grown by more than 1 cm in one year (measured outer-to-outer maximum anterior-posterior aortic diameter). 2 Patients with type B aortic dissection (TBAD) with suitable anatomy for TEVAR and the TBAD is: 2.1 Complicated (presence of malperfusion syndrome or rupture) hyperacute (less than 24 hours), acute (1 to 14 days), or subacute (15 to 90 days); OR 2.2 Uncomplicated with high-risk features (refractory pain, refractory hypertension, bloody pleural effusion, aortic diameter of more than 40 mm, imaging evidence of malperfusion, entry tear on lesser curvature, or false lumen of more than 22 mm). 3 Patients with traumatic aortic injury who do not have contraindications to endovascular repair.
Vascular | Endovascular aortic repair | Aortic stent graft package | TEVAR package | Terumo Aortic | RelayPro Thoracic Stent-Graft System (Bare Stent Configuration) | 28-M4-38-110-34S | Standalone | DE0503702 | 1 Patients with thoracic aortic aneurysm (TAA; ruptured or unruptured) who are not suitable for OSR and are: 1.1 symptomatic; OR 1.2 asymptomatic and with an aneurysm of 5.5 cm or larger (measured outer-to-outer maximum anterior-posterior aortic diameter); OR 1.3 asymptomatic and with an aneurysm that has grown by more than 1 cm in one year (measured outer-to-outer maximum anterior-posterior aortic diameter). 2 Patients with type B aortic dissection (TBAD) with suitable anatomy for TEVAR and the TBAD is: 2.1 Complicated (presence of malperfusion syndrome or rupture) hyperacute (less than 24 hours), acute (1 to 14 days), or subacute (15 to 90 days); OR 2.2 Uncomplicated with high-risk features (refractory pain, refractory hypertension, bloody pleural effusion, aortic diameter of more than 40 mm, imaging evidence of malperfusion, entry tear on lesser curvature, or false lumen of more than 22 mm). 3 Patients with traumatic aortic injury who do not have contraindications to endovascular repair.
Vascular | Endovascular aortic repair | Aortic stent graft package | TEVAR package | Terumo Aortic | RelayPro Thoracic Stent-Graft System (Bare Stent Configuration) | 28-M4-38-130-34S | Standalone | DE0503702 | 1 Patients with thoracic aortic aneurysm (TAA; ruptured or unruptured) who are not suitable for OSR and are: 1.1 symptomatic; OR 1.2 asymptomatic and with an aneurysm of 5.5 cm or larger (measured outer-to-outer maximum anterior-posterior aortic diameter); OR 1.3 asymptomatic and with an aneurysm that has grown by more than 1 cm in one year (measured outer-to-outer maximum anterior-posterior aortic diameter). 2 Patients with type B aortic dissection (TBAD) with suitable anatomy for TEVAR and the TBAD is: 2.1 Complicated (presence of malperfusion syndrome or rupture) hyperacute (less than 24 hours), acute (1 to 14 days), or subacute (15 to 90 days); OR 2.2 Uncomplicated with high-risk features (refractory pain, refractory hypertension, bloody pleural effusion, aortic diameter of more than 40 mm, imaging evidence of malperfusion, entry tear on lesser curvature, or false lumen of more than 22 mm). 3 Patients with traumatic aortic injury who do not have contraindications to endovascular repair.
Vascular | Endovascular aortic repair | Aortic stent graft package | TEVAR package | Terumo Aortic | RelayPro Thoracic Stent-Graft System (Bare Stent Configuration) | 28-M4-38-145-34S | Standalone | DE0503702 | 1 Patients with thoracic aortic aneurysm (TAA; ruptured or unruptured) who are not suitable for OSR and are: 1.1 symptomatic; OR 1.2 asymptomatic and with an aneurysm of 5.5 cm or larger (measured outer-to-outer maximum anterior-posterior aortic diameter); OR 1.3 asymptomatic and with an aneurysm that has grown by more than 1 cm in one year (measured outer-to-outer maximum anterior-posterior aortic diameter). 2 Patients with type B aortic dissection (TBAD) with suitable anatomy for TEVAR and the TBAD is: 2.1 Complicated (presence of malperfusion syndrome or rupture) hyperacute (less than 24 hours), acute (1 to 14 days), or subacute (15 to 90 days); OR 2.2 Uncomplicated with high-risk features (refractory pain, refractory hypertension, bloody pleural effusion, aortic diameter of more than 40 mm, imaging evidence of malperfusion, entry tear on lesser curvature, or false lumen of more than 22 mm). 3 Patients with traumatic aortic injury who do not have contraindications to endovascular repair.
Vascular | Endovascular aortic repair | Aortic stent graft package | TEVAR package | Terumo Aortic | RelayPro Thoracic Stent-Graft System (Bare Stent Configuration) | 28-M4-38-170-34S | Standalone | DE0503702 | 1 Patients with thoracic aortic aneurysm (TAA; ruptured or unruptured) who are not suitable for OSR and are: 1.1 symptomatic; OR 1.2 asymptomatic and with an aneurysm of 5.5 cm or larger (measured outer-to-outer maximum anterior-posterior aortic diameter); OR 1.3 asymptomatic and with an aneurysm that has grown by more than 1 cm in one year (measured outer-to-outer maximum anterior-posterior aortic diameter). 2 Patients with type B aortic dissection (TBAD) with suitable anatomy for TEVAR and the TBAD is: 2.1 Complicated (presence of malperfusion syndrome or rupture) hyperacute (less than 24 hours), acute (1 to 14 days), or subacute (15 to 90 days); OR 2.2 Uncomplicated with high-risk features (refractory pain, refractory hypertension, bloody pleural effusion, aortic diameter of more than 40 mm, imaging evidence of malperfusion, entry tear on lesser curvature, or false lumen of more than 22 mm). 3 Patients with traumatic aortic injury who do not have contraindications to endovascular repair.
Vascular | Endovascular aortic repair | Aortic stent graft package | TEVAR package | Terumo Aortic | RelayPro Thoracic Stent-Graft System (Bare Stent Configuration) | 28-M4-38-190-34S | Standalone | DE0503702 | 1 Patients with thoracic aortic aneurysm (TAA; ruptured or unruptured) who are not suitable for OSR and are: 1.1 symptomatic; OR 1.2 asymptomatic and with an aneurysm of 5.5 cm or larger (measured outer-to-outer maximum anterior-posterior aortic diameter); OR 1.3 asymptomatic and with an aneurysm that has grown by more than 1 cm in one year (measured outer-to-outer maximum anterior-posterior aortic diameter). 2 Patients with type B aortic dissection (TBAD) with suitable anatomy for TEVAR and the TBAD is: 2.1 Complicated (presence of malperfusion syndrome or rupture) hyperacute (less than 24 hours), acute (1 to 14 days), or subacute (15 to 90 days); OR 2.2 Uncomplicated with high-risk features (refractory pain, refractory hypertension, bloody pleural effusion, aortic diameter of more than 40 mm, imaging evidence of malperfusion, entry tear on lesser curvature, or false lumen of more than 22 mm). 3 Patients with traumatic aortic injury who do not have contraindications to endovascular repair.
Vascular | Endovascular aortic repair | Aortic stent graft package | TEVAR package | Terumo Aortic | RelayPro Thoracic Stent-Graft System (Bare Stent Configuration) | 28-M4-38-210-34S | Standalone | DE0503702 | 1 Patients with thoracic aortic aneurysm (TAA; ruptured or unruptured) who are not suitable for OSR and are: 1.1 symptomatic; OR 1.2 asymptomatic and with an aneurysm of 5.5 cm or larger (measured outer-to-outer maximum anterior-posterior aortic diameter); OR 1.3 asymptomatic and with an aneurysm that has grown by more than 1 cm in one year (measured outer-to-outer maximum anterior-posterior aortic diameter). 2 Patients with type B aortic dissection (TBAD) with suitable anatomy for TEVAR and the TBAD is: 2.1 Complicated (presence of malperfusion syndrome or rupture) hyperacute (less than 24 hours), acute (1 to 14 days), or subacute (15 to 90 days); OR 2.2 Uncomplicated with high-risk features (refractory pain, refractory hypertension, bloody pleural effusion, aortic diameter of more than 40 mm, imaging evidence of malperfusion, entry tear on lesser curvature, or false lumen of more than 22 mm). 3 Patients with traumatic aortic injury who do not have contraindications to endovascular repair.
Vascular | Endovascular aortic repair | Aortic stent graft package | TEVAR package | Terumo Aortic | RelayPro Thoracic Stent-Graft System (Bare Stent Configuration) | 28-M4-38-230-34S | Standalone | DE0503702 | 1 Patients with thoracic aortic aneurysm (TAA; ruptured or unruptured) who are not suitable for OSR and are: 1.1 symptomatic; OR 1.2 asymptomatic and with an aneurysm of 5.5 cm or larger (measured outer-to-outer maximum anterior-posterior aortic diameter); OR 1.3 asymptomatic and with an aneurysm that has grown by more than 1 cm in one year (measured outer-to-outer maximum anterior-posterior aortic diameter). 2 Patients with type B aortic dissection (TBAD) with suitable anatomy for TEVAR and the TBAD is: 2.1 Complicated (presence of malperfusion syndrome or rupture) hyperacute (less than 24 hours), acute (1 to 14 days), or subacute (15 to 90 days); OR 2.2 Uncomplicated with high-risk features (refractory pain, refractory hypertension, bloody pleural effusion, aortic diameter of more than 40 mm, imaging evidence of malperfusion, entry tear on lesser curvature, or false lumen of more than 22 mm). 3 Patients with traumatic aortic injury who do not have contraindications to endovascular repair.
Vascular | Endovascular aortic repair | Aortic stent graft package | TEVAR package | Terumo Aortic | RelayPro Thoracic Stent-Graft System (Bare Stent Configuration) | 28-M4-38-250-34S | Standalone | DE0503702 | 1 Patients with thoracic aortic aneurysm (TAA; ruptured or unruptured) who are not suitable for OSR and are: 1.1 symptomatic; OR 1.2 asymptomatic and with an aneurysm of 5.5 cm or larger (measured outer-to-outer maximum anterior-posterior aortic diameter); OR 1.3 asymptomatic and with an aneurysm that has grown by more than 1 cm in one year (measured outer-to-outer maximum anterior-posterior aortic diameter). 2 Patients with type B aortic dissection (TBAD) with suitable anatomy for TEVAR and the TBAD is: 2.1 Complicated (presence of malperfusion syndrome or rupture) hyperacute (less than 24 hours), acute (1 to 14 days), or subacute (15 to 90 days); OR 2.2 Uncomplicated with high-risk features (refractory pain, refractory hypertension, bloody pleural effusion, aortic diameter of more than 40 mm, imaging evidence of malperfusion, entry tear on lesser curvature, or false lumen of more than 22 mm). 3 Patients with traumatic aortic injury who do not have contraindications to endovascular repair.
Vascular | Endovascular aortic repair | Aortic stent graft package | TEVAR package | Terumo Aortic | RelayPro Thoracic Stent-Graft System (Bare Stent Configuration) | 28-M4-40-110-34S | Standalone | DE0503702 | 1 Patients with thoracic aortic aneurysm (TAA; ruptured or unruptured) who are not suitable for OSR and are: 1.1 symptomatic; OR 1.2 asymptomatic and with an aneurysm of 5.5 cm or larger (measured outer-to-outer maximum anterior-posterior aortic diameter); OR 1.3 asymptomatic and with an aneurysm that has grown by more than 1 cm in one year (measured outer-to-outer maximum anterior-posterior aortic diameter). 2 Patients with type B aortic dissection (TBAD) with suitable anatomy for TEVAR and the TBAD is: 2.1 Complicated (presence of malperfusion syndrome or rupture) hyperacute (less than 24 hours), acute (1 to 14 days), or subacute (15 to 90 days); OR 2.2 Uncomplicated with high-risk features (refractory pain, refractory hypertension, bloody pleural effusion, aortic diameter of more than 40 mm, imaging evidence of malperfusion, entry tear on lesser curvature, or false lumen of more than 22 mm). 3 Patients with traumatic aortic injury who do not have contraindications to endovascular repair.
Vascular | Endovascular aortic repair | Aortic stent graft package | TEVAR package | Terumo Aortic | RelayPro Thoracic Stent-Graft System (Bare Stent Configuration) | 28-M4-40-130-34S | Standalone | DE0503702 | 1 Patients with thoracic aortic aneurysm (TAA; ruptured or unruptured) who are not suitable for OSR and are: 1.1 symptomatic; OR 1.2 asymptomatic and with an aneurysm of 5.5 cm or larger (measured outer-to-outer maximum anterior-posterior aortic diameter); OR 1.3 asymptomatic and with an aneurysm that has grown by more than 1 cm in one year (measured outer-to-outer maximum anterior-posterior aortic diameter). 2 Patients with type B aortic dissection (TBAD) with suitable anatomy for TEVAR and the TBAD is: 2.1 Complicated (presence of malperfusion syndrome or rupture) hyperacute (less than 24 hours), acute (1 to 14 days), or subacute (15 to 90 days); OR 2.2 Uncomplicated with high-risk features (refractory pain, refractory hypertension, bloody pleural effusion, aortic diameter of more than 40 mm, imaging evidence of malperfusion, entry tear on lesser curvature, or false lumen of more than 22 mm). 3 Patients with traumatic aortic injury who do not have contraindications to endovascular repair.
Vascular | Endovascular aortic repair | Aortic stent graft package | TEVAR package | Terumo Aortic | RelayPro Thoracic Stent-Graft System (Bare Stent Configuration) | 28-M4-40-150-34S | Standalone | DE0503702 | 1 Patients with thoracic aortic aneurysm (TAA; ruptured or unruptured) who are not suitable for OSR and are: 1.1 symptomatic; OR 1.2 asymptomatic and with an aneurysm of 5.5 cm or larger (measured outer-to-outer maximum anterior-posterior aortic diameter); OR 1.3 asymptomatic and with an aneurysm that has grown by more than 1 cm in one year (measured outer-to-outer maximum anterior-posterior aortic diameter). 2 Patients with type B aortic dissection (TBAD) with suitable anatomy for TEVAR and the TBAD is: 2.1 Complicated (presence of malperfusion syndrome or rupture) hyperacute (less than 24 hours), acute (1 to 14 days), or subacute (15 to 90 days); OR 2.2 Uncomplicated with high-risk features (refractory pain, refractory hypertension, bloody pleural effusion, aortic diameter of more than 40 mm, imaging evidence of malperfusion, entry tear on lesser curvature, or false lumen of more than 22 mm). 3 Patients with traumatic aortic injury who do not have contraindications to endovascular repair.
Vascular | Endovascular aortic repair | Aortic stent graft package | TEVAR package | Terumo Aortic | RelayPro Thoracic Stent-Graft System (Bare Stent Configuration) | 28-M4-40-170-34S | Standalone | DE0503702 | 1 Patients with thoracic aortic aneurysm (TAA; ruptured or unruptured) who are not suitable for OSR and are: 1.1 symptomatic; OR 1.2 asymptomatic and with an aneurysm of 5.5 cm or larger (measured outer-to-outer maximum anterior-posterior aortic diameter); OR 1.3 asymptomatic and with an aneurysm that has grown by more than 1 cm in one year (measured outer-to-outer maximum anterior-posterior aortic diameter). 2 Patients with type B aortic dissection (TBAD) with suitable anatomy for TEVAR and the TBAD is: 2.1 Complicated (presence of malperfusion syndrome or rupture) hyperacute (less than 24 hours), acute (1 to 14 days), or subacute (15 to 90 days); OR 2.2 Uncomplicated with high-risk features (refractory pain, refractory hypertension, bloody pleural effusion, aortic diameter of more than 40 mm, imaging evidence of malperfusion, entry tear on lesser curvature, or false lumen of more than 22 mm). 3 Patients with traumatic aortic injury who do not have contraindications to endovascular repair.
Vascular | Endovascular aortic repair | Aortic stent graft package | TEVAR package | Terumo Aortic | RelayPro Thoracic Stent-Graft System (Bare Stent Configuration) | 28-M4-40-190-34S | Standalone | DE0503702 | 1 Patients with thoracic aortic aneurysm (TAA; ruptured or unruptured) who are not suitable for OSR and are: 1.1 symptomatic; OR 1.2 asymptomatic and with an aneurysm of 5.5 cm or larger (measured outer-to-outer maximum anterior-posterior aortic diameter); OR 1.3 asymptomatic and with an aneurysm that has grown by more than 1 cm in one year (measured outer-to-outer maximum anterior-posterior aortic diameter). 2 Patients with type B aortic dissection (TBAD) with suitable anatomy for TEVAR and the TBAD is: 2.1 Complicated (presence of malperfusion syndrome or rupture) hyperacute (less than 24 hours), acute (1 to 14 days), or subacute (15 to 90 days); OR 2.2 Uncomplicated with high-risk features (refractory pain, refractory hypertension, bloody pleural effusion, aortic diameter of more than 40 mm, imaging evidence of malperfusion, entry tear on lesser curvature, or false lumen of more than 22 mm). 3 Patients with traumatic aortic injury who do not have contraindications to endovascular repair.
Vascular | Endovascular aortic repair | Aortic stent graft package | TEVAR package | Terumo Aortic | RelayPro Thoracic Stent-Graft System (Bare Stent Configuration) | 28-M4-40-210-34S | Standalone | DE0503702 | 1 Patients with thoracic aortic aneurysm (TAA; ruptured or unruptured) who are not suitable for OSR and are: 1.1 symptomatic; OR 1.2 asymptomatic and with an aneurysm of 5.5 cm or larger (measured outer-to-outer maximum anterior-posterior aortic diameter); OR 1.3 asymptomatic and with an aneurysm that has grown by more than 1 cm in one year (measured outer-to-outer maximum anterior-posterior aortic diameter). 2 Patients with type B aortic dissection (TBAD) with suitable anatomy for TEVAR and the TBAD is: 2.1 Complicated (presence of malperfusion syndrome or rupture) hyperacute (less than 24 hours), acute (1 to 14 days), or subacute (15 to 90 days); OR 2.2 Uncomplicated with high-risk features (refractory pain, refractory hypertension, bloody pleural effusion, aortic diameter of more than 40 mm, imaging evidence of malperfusion, entry tear on lesser curvature, or false lumen of more than 22 mm). 3 Patients with traumatic aortic injury who do not have contraindications to endovascular repair.
Vascular | Endovascular aortic repair | Aortic stent graft package | TEVAR package | Terumo Aortic | RelayPro Thoracic Stent-Graft System (Bare Stent Configuration) | 28-M4-40-230-34S | Standalone | DE0503702 | 1 Patients with thoracic aortic aneurysm (TAA; ruptured or unruptured) who are not suitable for OSR and are: 1.1 symptomatic; OR 1.2 asymptomatic and with an aneurysm of 5.5 cm or larger (measured outer-to-outer maximum anterior-posterior aortic diameter); OR 1.3 asymptomatic and with an aneurysm that has grown by more than 1 cm in one year (measured outer-to-outer maximum anterior-posterior aortic diameter). 2 Patients with type B aortic dissection (TBAD) with suitable anatomy for TEVAR and the TBAD is: 2.1 Complicated (presence of malperfusion syndrome or rupture) hyperacute (less than 24 hours), acute (1 to 14 days), or subacute (15 to 90 days); OR 2.2 Uncomplicated with high-risk features (refractory pain, refractory hypertension, bloody pleural effusion, aortic diameter of more than 40 mm, imaging evidence of malperfusion, entry tear on lesser curvature, or false lumen of more than 22 mm). 3 Patients with traumatic aortic injury who do not have contraindications to endovascular repair.
Vascular | Endovascular aortic repair | Aortic stent graft package | TEVAR package | Terumo Aortic | RelayPro Thoracic Stent-Graft System (Bare Stent Configuration) | 28-M4-40-250-34S | Standalone | DE0503702 | 1 Patients with thoracic aortic aneurysm (TAA; ruptured or unruptured) who are not suitable for OSR and are: 1.1 symptomatic; OR 1.2 asymptomatic and with an aneurysm of 5.5 cm or larger (measured outer-to-outer maximum anterior-posterior aortic diameter); OR 1.3 asymptomatic and with an aneurysm that has grown by more than 1 cm in one year (measured outer-to-outer maximum anterior-posterior aortic diameter). 2 Patients with type B aortic dissection (TBAD) with suitable anatomy for TEVAR and the TBAD is: 2.1 Complicated (presence of malperfusion syndrome or rupture) hyperacute (less than 24 hours), acute (1 to 14 days), or subacute (15 to 90 days); OR 2.2 Uncomplicated with high-risk features (refractory pain, refractory hypertension, bloody pleural effusion, aortic diameter of more than 40 mm, imaging evidence of malperfusion, entry tear on lesser curvature, or false lumen of more than 22 mm). 3 Patients with traumatic aortic injury who do not have contraindications to endovascular repair.
Vascular | Endovascular aortic repair | Aortic stent graft package | TEVAR package | Terumo Aortic | RelayPro Thoracic Stent-Graft System (Bare Stent Configuration) | 28-M4-42-110-34S | Standalone | DE0503702 | 1 Patients with thoracic aortic aneurysm (TAA; ruptured or unruptured) who are not suitable for OSR and are: 1.1 symptomatic; OR 1.2 asymptomatic and with an aneurysm of 5.5 cm or larger (measured outer-to-outer maximum anterior-posterior aortic diameter); OR 1.3 asymptomatic and with an aneurysm that has grown by more than 1 cm in one year (measured outer-to-outer maximum anterior-posterior aortic diameter). 2 Patients with type B aortic dissection (TBAD) with suitable anatomy for TEVAR and the TBAD is: 2.1 Complicated (presence of malperfusion syndrome or rupture) hyperacute (less than 24 hours), acute (1 to 14 days), or subacute (15 to 90 days); OR 2.2 Uncomplicated with high-risk features (refractory pain, refractory hypertension, bloody pleural effusion, aortic diameter of more than 40 mm, imaging evidence of malperfusion, entry tear on lesser curvature, or false lumen of more than 22 mm). 3 Patients with traumatic aortic injury who do not have contraindications to endovascular repair.
Vascular | Endovascular aortic repair | Aortic stent graft package | TEVAR package | Terumo Aortic | RelayPro Thoracic Stent-Graft System (Bare Stent Configuration) | 28-M4-42-130-34S | Standalone | DE0503702 | 1 Patients with thoracic aortic aneurysm (TAA; ruptured or unruptured) who are not suitable for OSR and are: 1.1 symptomatic; OR 1.2 asymptomatic and with an aneurysm of 5.5 cm or larger (measured outer-to-outer maximum anterior-posterior aortic diameter); OR 1.3 asymptomatic and with an aneurysm that has grown by more than 1 cm in one year (measured outer-to-outer maximum anterior-posterior aortic diameter). 2 Patients with type B aortic dissection (TBAD) with suitable anatomy for TEVAR and the TBAD is: 2.1 Complicated (presence of malperfusion syndrome or rupture) hyperacute (less than 24 hours), acute (1 to 14 days), or subacute (15 to 90 days); OR 2.2 Uncomplicated with high-risk features (refractory pain, refractory hypertension, bloody pleural effusion, aortic diameter of more than 40 mm, imaging evidence of malperfusion, entry tear on lesser curvature, or false lumen of more than 22 mm). 3 Patients with traumatic aortic injury who do not have contraindications to endovascular repair.
Vascular | Endovascular aortic repair | Aortic stent graft package | TEVAR package | Terumo Aortic | RelayPro Thoracic Stent-Graft System (Bare Stent Configuration) | 28-M4-42-150-34S | Standalone | DE0503702 | 1 Patients with thoracic aortic aneurysm (TAA; ruptured or unruptured) who are not suitable for OSR and are: 1.1 symptomatic; OR 1.2 asymptomatic and with an aneurysm of 5.5 cm or larger (measured outer-to-outer maximum anterior-posterior aortic diameter); OR 1.3 asymptomatic and with an aneurysm that has grown by more than 1 cm in one year (measured outer-to-outer maximum anterior-posterior aortic diameter). 2 Patients with type B aortic dissection (TBAD) with suitable anatomy for TEVAR and the TBAD is: 2.1 Complicated (presence of malperfusion syndrome or rupture) hyperacute (less than 24 hours), acute (1 to 14 days), or subacute (15 to 90 days); OR 2.2 Uncomplicated with high-risk features (refractory pain, refractory hypertension, bloody pleural effusion, aortic diameter of more than 40 mm, imaging evidence of malperfusion, entry tear on lesser curvature, or false lumen of more than 22 mm). 3 Patients with traumatic aortic injury who do not have contraindications to endovascular repair.
Vascular | Endovascular aortic repair | Aortic stent graft package | TEVAR package | Terumo Aortic | RelayPro Thoracic Stent-Graft System (Bare Stent Configuration) | 28-M4-42-170-34S | Standalone | DE0503702 | 1 Patients with thoracic aortic aneurysm (TAA; ruptured or unruptured) who are not suitable for OSR and are: 1.1 symptomatic; OR 1.2 asymptomatic and with an aneurysm of 5.5 cm or larger (measured outer-to-outer maximum anterior-posterior aortic diameter); OR 1.3 asymptomatic and with an aneurysm that has grown by more than 1 cm in one year (measured outer-to-outer maximum anterior-posterior aortic diameter). 2 Patients with type B aortic dissection (TBAD) with suitable anatomy for TEVAR and the TBAD is: 2.1 Complicated (presence of malperfusion syndrome or rupture) hyperacute (less than 24 hours), acute (1 to 14 days), or subacute (15 to 90 days); OR 2.2 Uncomplicated with high-risk features (refractory pain, refractory hypertension, bloody pleural effusion, aortic diameter of more than 40 mm, imaging evidence of malperfusion, entry tear on lesser curvature, or false lumen of more than 22 mm). 3 Patients with traumatic aortic injury who do not have contraindications to endovascular repair.
Vascular | Endovascular aortic repair | Aortic stent graft package | TEVAR package | Terumo Aortic | RelayPro Thoracic Stent-Graft System (Bare Stent Configuration) | 28-M4-42-190-34S | Standalone | DE0503702 | 1 Patients with thoracic aortic aneurysm (TAA; ruptured or unruptured) who are not suitable for OSR and are: 1.1 symptomatic; OR 1.2 asymptomatic and with an aneurysm of 5.5 cm or larger (measured outer-to-outer maximum anterior-posterior aortic diameter); OR 1.3 asymptomatic and with an aneurysm that has grown by more than 1 cm in one year (measured outer-to-outer maximum anterior-posterior aortic diameter). 2 Patients with type B aortic dissection (TBAD) with suitable anatomy for TEVAR and the TBAD is: 2.1 Complicated (presence of malperfusion syndrome or rupture) hyperacute (less than 24 hours), acute (1 to 14 days), or subacute (15 to 90 days); OR 2.2 Uncomplicated with high-risk features (refractory pain, refractory hypertension, bloody pleural effusion, aortic diameter of more than 40 mm, imaging evidence of malperfusion, entry tear on lesser curvature, or false lumen of more than 22 mm). 3 Patients with traumatic aortic injury who do not have contraindications to endovascular repair.
Vascular | Endovascular aortic repair | Aortic stent graft package | TEVAR package | Terumo Aortic | RelayPro Thoracic Stent-Graft System (Bare Stent Configuration) | 28-M4-42-210-34S | Standalone | DE0503702 | 1 Patients with thoracic aortic aneurysm (TAA; ruptured or unruptured) who are not suitable for OSR and are: 1.1 symptomatic; OR 1.2 asymptomatic and with an aneurysm of 5.5 cm or larger (measured outer-to-outer maximum anterior-posterior aortic diameter); OR 1.3 asymptomatic and with an aneurysm that has grown by more than 1 cm in one year (measured outer-to-outer maximum anterior-posterior aortic diameter). 2 Patients with type B aortic dissection (TBAD) with suitable anatomy for TEVAR and the TBAD is: 2.1 Complicated (presence of malperfusion syndrome or rupture) hyperacute (less than 24 hours), acute (1 to 14 days), or subacute (15 to 90 days); OR 2.2 Uncomplicated with high-risk features (refractory pain, refractory hypertension, bloody pleural effusion, aortic diameter of more than 40 mm, imaging evidence of malperfusion, entry tear on lesser curvature, or false lumen of more than 22 mm). 3 Patients with traumatic aortic injury who do not have contraindications to endovascular repair.
Vascular | Endovascular aortic repair | Aortic stent graft package | TEVAR package | Terumo Aortic | RelayPro Thoracic Stent-Graft System (Bare Stent Configuration) | 28-M4-42-230-34S | Standalone | DE0503702 | 1 Patients with thoracic aortic aneurysm (TAA; ruptured or unruptured) who are not suitable for OSR and are: 1.1 symptomatic; OR 1.2 asymptomatic and with an aneurysm of 5.5 cm or larger (measured outer-to-outer maximum anterior-posterior aortic diameter); OR 1.3 asymptomatic and with an aneurysm that has grown by more than 1 cm in one year (measured outer-to-outer maximum anterior-posterior aortic diameter). 2 Patients with type B aortic dissection (TBAD) with suitable anatomy for TEVAR and the TBAD is: 2.1 Complicated (presence of malperfusion syndrome or rupture) hyperacute (less than 24 hours), acute (1 to 14 days), or subacute (15 to 90 days); OR 2.2 Uncomplicated with high-risk features (refractory pain, refractory hypertension, bloody pleural effusion, aortic diameter of more than 40 mm, imaging evidence of malperfusion, entry tear on lesser curvature, or false lumen of more than 22 mm). 3 Patients with traumatic aortic injury who do not have contraindications to endovascular repair.
Vascular | Endovascular aortic repair | Aortic stent graft package | TEVAR package | Terumo Aortic | RelayPro Thoracic Stent-Graft System (Bare Stent Configuration) | 28-M4-42-250-34S | Standalone | DE0503702 | 1 Patients with thoracic aortic aneurysm (TAA; ruptured or unruptured) who are not suitable for OSR and are: 1.1 symptomatic; OR 1.2 asymptomatic and with an aneurysm of 5.5 cm or larger (measured outer-to-outer maximum anterior-posterior aortic diameter); OR 1.3 asymptomatic and with an aneurysm that has grown by more than 1 cm in one year (measured outer-to-outer maximum anterior-posterior aortic diameter). 2 Patients with type B aortic dissection (TBAD) with suitable anatomy for TEVAR and the TBAD is: 2.1 Complicated (presence of malperfusion syndrome or rupture) hyperacute (less than 24 hours), acute (1 to 14 days), or subacute (15 to 90 days); OR 2.2 Uncomplicated with high-risk features (refractory pain, refractory hypertension, bloody pleural effusion, aortic diameter of more than 40 mm, imaging evidence of malperfusion, entry tear on lesser curvature, or false lumen of more than 22 mm). 3 Patients with traumatic aortic injury who do not have contraindications to endovascular repair.
Vascular | Endovascular aortic repair | Aortic stent graft package | TEVAR package | Terumo Aortic | RelayPro Thoracic Stent-Graft System (Bare Stent Configuration) | 28-M4-44-110-34S | Standalone | DE0503702 | 1 Patients with thoracic aortic aneurysm (TAA; ruptured or unruptured) who are not suitable for OSR and are: 1.1 symptomatic; OR 1.2 asymptomatic and with an aneurysm of 5.5 cm or larger (measured outer-to-outer maximum anterior-posterior aortic diameter); OR 1.3 asymptomatic and with an aneurysm that has grown by more than 1 cm in one year (measured outer-to-outer maximum anterior-posterior aortic diameter). 2 Patients with type B aortic dissection (TBAD) with suitable anatomy for TEVAR and the TBAD is: 2.1 Complicated (presence of malperfusion syndrome or rupture) hyperacute (less than 24 hours), acute (1 to 14 days), or subacute (15 to 90 days); OR 2.2 Uncomplicated with high-risk features (refractory pain, refractory hypertension, bloody pleural effusion, aortic diameter of more than 40 mm, imaging evidence of malperfusion, entry tear on lesser curvature, or false lumen of more than 22 mm). 3 Patients with traumatic aortic injury who do not have contraindications to endovascular repair.
Vascular | Endovascular aortic repair | Aortic stent graft package | TEVAR package | Terumo Aortic | RelayPro Thoracic Stent-Graft System (Bare Stent Configuration) | 28-M4-44-130-34S | Standalone | DE0503702 | 1 Patients with thoracic aortic aneurysm (TAA; ruptured or unruptured) who are not suitable for OSR and are: 1.1 symptomatic; OR 1.2 asymptomatic and with an aneurysm of 5.5 cm or larger (measured outer-to-outer maximum anterior-posterior aortic diameter); OR 1.3 asymptomatic and with an aneurysm that has grown by more than 1 cm in one year (measured outer-to-outer maximum anterior-posterior aortic diameter). 2 Patients with type B aortic dissection (TBAD) with suitable anatomy for TEVAR and the TBAD is: 2.1 Complicated (presence of malperfusion syndrome or rupture) hyperacute (less than 24 hours), acute (1 to 14 days), or subacute (15 to 90 days); OR 2.2 Uncomplicated with high-risk features (refractory pain, refractory hypertension, bloody pleural effusion, aortic diameter of more than 40 mm, imaging evidence of malperfusion, entry tear on lesser curvature, or false lumen of more than 22 mm). 3 Patients with traumatic aortic injury who do not have contraindications to endovascular repair.
Vascular | Endovascular aortic repair | Aortic stent graft package | TEVAR package | Terumo Aortic | RelayPro Thoracic Stent-Graft System (Bare Stent Configuration) | 28-M4-44-150-34S | Standalone | DE0503702 | 1 Patients with thoracic aortic aneurysm (TAA; ruptured or unruptured) who are not suitable for OSR and are: 1.1 symptomatic; OR 1.2 asymptomatic and with an aneurysm of 5.5 cm or larger (measured outer-to-outer maximum anterior-posterior aortic diameter); OR 1.3 asymptomatic and with an aneurysm that has grown by more than 1 cm in one year (measured outer-to-outer maximum anterior-posterior aortic diameter). 2 Patients with type B aortic dissection (TBAD) with suitable anatomy for TEVAR and the TBAD is: 2.1 Complicated (presence of malperfusion syndrome or rupture) hyperacute (less than 24 hours), acute (1 to 14 days), or subacute (15 to 90 days); OR 2.2 Uncomplicated with high-risk features (refractory pain, refractory hypertension, bloody pleural effusion, aortic diameter of more than 40 mm, imaging evidence of malperfusion, entry tear on lesser curvature, or false lumen of more than 22 mm). 3 Patients with traumatic aortic injury who do not have contraindications to endovascular repair.
Vascular | Endovascular aortic repair | Aortic stent graft package | TEVAR package | Terumo Aortic | RelayPro Thoracic Stent-Graft System (Bare Stent Configuration) | 28-M4-44-170-34S | Standalone | DE0503702 | 1 Patients with thoracic aortic aneurysm (TAA; ruptured or unruptured) who are not suitable for OSR and are: 1.1 symptomatic; OR 1.2 asymptomatic and with an aneurysm of 5.5 cm or larger (measured outer-to-outer maximum anterior-posterior aortic diameter); OR 1.3 asymptomatic and with an aneurysm that has grown by more than 1 cm in one year (measured outer-to-outer maximum anterior-posterior aortic diameter). 2 Patients with type B aortic dissection (TBAD) with suitable anatomy for TEVAR and the TBAD is: 2.1 Complicated (presence of malperfusion syndrome or rupture) hyperacute (less than 24 hours), acute (1 to 14 days), or subacute (15 to 90 days); OR 2.2 Uncomplicated with high-risk features (refractory pain, refractory hypertension, bloody pleural effusion, aortic diameter of more than 40 mm, imaging evidence of malperfusion, entry tear on lesser curvature, or false lumen of more than 22 mm). 3 Patients with traumatic aortic injury who do not have contraindications to endovascular repair.
Vascular | Endovascular aortic repair | Aortic stent graft package | TEVAR package | Terumo Aortic | RelayPro Thoracic Stent-Graft System (Bare Stent Configuration) | 28-M4-44-190-34S | Standalone | DE0503702 | 1 Patients with thoracic aortic aneurysm (TAA; ruptured or unruptured) who are not suitable for OSR and are: 1.1 symptomatic; OR 1.2 asymptomatic and with an aneurysm of 5.5 cm or larger (measured outer-to-outer maximum anterior-posterior aortic diameter); OR 1.3 asymptomatic and with an aneurysm that has grown by more than 1 cm in one year (measured outer-to-outer maximum anterior-posterior aortic diameter). 2 Patients with type B aortic dissection (TBAD) with suitable anatomy for TEVAR and the TBAD is: 2.1 Complicated (presence of malperfusion syndrome or rupture) hyperacute (less than 24 hours), acute (1 to 14 days), or subacute (15 to 90 days); OR 2.2 Uncomplicated with high-risk features (refractory pain, refractory hypertension, bloody pleural effusion, aortic diameter of more than 40 mm, imaging evidence of malperfusion, entry tear on lesser curvature, or false lumen of more than 22 mm). 3 Patients with traumatic aortic injury who do not have contraindications to endovascular repair.
Vascular | Endovascular aortic repair | Aortic stent graft package | TEVAR package | Terumo Aortic | RelayPro Thoracic Stent-Graft System (Bare Stent Configuration) | 28-M4-44-210-34S | Standalone | DE0503702 | 1 Patients with thoracic aortic aneurysm (TAA; ruptured or unruptured) who are not suitable for OSR and are: 1.1 symptomatic; OR 1.2 asymptomatic and with an aneurysm of 5.5 cm or larger (measured outer-to-outer maximum anterior-posterior aortic diameter); OR 1.3 asymptomatic and with an aneurysm that has grown by more than 1 cm in one year (measured outer-to-outer maximum anterior-posterior aortic diameter). 2 Patients with type B aortic dissection (TBAD) with suitable anatomy for TEVAR and the TBAD is: 2.1 Complicated (presence of malperfusion syndrome or rupture) hyperacute (less than 24 hours), acute (1 to 14 days), or subacute (15 to 90 days); OR 2.2 Uncomplicated with high-risk features (refractory pain, refractory hypertension, bloody pleural effusion, aortic diameter of more than 40 mm, imaging evidence of malperfusion, entry tear on lesser curvature, or false lumen of more than 22 mm). 3 Patients with traumatic aortic injury who do not have contraindications to endovascular repair.
Vascular | Endovascular aortic repair | Aortic stent graft package | TEVAR package | Terumo Aortic | RelayPro Thoracic Stent-Graft System (Bare Stent Configuration) | 28-M4-44-230-34S | Standalone | DE0503702 | 1 Patients with thoracic aortic aneurysm (TAA; ruptured or unruptured) who are not suitable for OSR and are: 1.1 symptomatic; OR 1.2 asymptomatic and with an aneurysm of 5.5 cm or larger (measured outer-to-outer maximum anterior-posterior aortic diameter); OR 1.3 asymptomatic and with an aneurysm that has grown by more than 1 cm in one year (measured outer-to-outer maximum anterior-posterior aortic diameter). 2 Patients with type B aortic dissection (TBAD) with suitable anatomy for TEVAR and the TBAD is: 2.1 Complicated (presence of malperfusion syndrome or rupture) hyperacute (less than 24 hours), acute (1 to 14 days), or subacute (15 to 90 days); OR 2.2 Uncomplicated with high-risk features (refractory pain, refractory hypertension, bloody pleural effusion, aortic diameter of more than 40 mm, imaging evidence of malperfusion, entry tear on lesser curvature, or false lumen of more than 22 mm). 3 Patients with traumatic aortic injury who do not have contraindications to endovascular repair.
Vascular | Endovascular aortic repair | Aortic stent graft package | TEVAR package | Terumo Aortic | RelayPro Thoracic Stent-Graft System (Bare Stent Configuration) | 28-M4-44-250-34S | Standalone | DE0503702 | 1 Patients with thoracic aortic aneurysm (TAA; ruptured or unruptured) who are not suitable for OSR and are: 1.1 symptomatic; OR 1.2 asymptomatic and with an aneurysm of 5.5 cm or larger (measured outer-to-outer maximum anterior-posterior aortic diameter); OR 1.3 asymptomatic and with an aneurysm that has grown by more than 1 cm in one year (measured outer-to-outer maximum anterior-posterior aortic diameter). 2 Patients with type B aortic dissection (TBAD) with suitable anatomy for TEVAR and the TBAD is: 2.1 Complicated (presence of malperfusion syndrome or rupture) hyperacute (less than 24 hours), acute (1 to 14 days), or subacute (15 to 90 days); OR 2.2 Uncomplicated with high-risk features (refractory pain, refractory hypertension, bloody pleural effusion, aortic diameter of more than 40 mm, imaging evidence of malperfusion, entry tear on lesser curvature, or false lumen of more than 22 mm). 3 Patients with traumatic aortic injury who do not have contraindications to endovascular repair.
Vascular | Endovascular aortic repair | Aortic stent graft package | TEVAR package | Terumo Aortic | RelayPro Thoracic Stent-Graft System (Bare Stent Configuration) | 28-M4-46-150-34S | Standalone | DE0503702 | 1 Patients with thoracic aortic aneurysm (TAA; ruptured or unruptured) who are not suitable for OSR and are: 1.1 symptomatic; OR 1.2 asymptomatic and with an aneurysm of 5.5 cm or larger (measured outer-to-outer maximum anterior-posterior aortic diameter); OR 1.3 asymptomatic and with an aneurysm that has grown by more than 1 cm in one year (measured outer-to-outer maximum anterior-posterior aortic diameter). 2 Patients with type B aortic dissection (TBAD) with suitable anatomy for TEVAR and the TBAD is: 2.1 Complicated (presence of malperfusion syndrome or rupture) hyperacute (less than 24 hours), acute (1 to 14 days), or subacute (15 to 90 days); OR 2.2 Uncomplicated with high-risk features (refractory pain, refractory hypertension, bloody pleural effusion, aortic diameter of more than 40 mm, imaging evidence of malperfusion, entry tear on lesser curvature, or false lumen of more than 22 mm). 3 Patients with traumatic aortic injury who do not have contraindications to endovascular repair.
Vascular | Endovascular aortic repair | Aortic stent graft package | TEVAR package | Terumo Aortic | RelayPro Thoracic Stent-Graft System (Bare Stent Configuration) | 28-M4-46-170-34S | Standalone | DE0503702 | 1 Patients with thoracic aortic aneurysm (TAA; ruptured or unruptured) who are not suitable for OSR and are: 1.1 symptomatic; OR 1.2 asymptomatic and with an aneurysm of 5.5 cm or larger (measured outer-to-outer maximum anterior-posterior aortic diameter); OR 1.3 asymptomatic and with an aneurysm that has grown by more than 1 cm in one year (measured outer-to-outer maximum anterior-posterior aortic diameter). 2 Patients with type B aortic dissection (TBAD) with suitable anatomy for TEVAR and the TBAD is: 2.1 Complicated (presence of malperfusion syndrome or rupture) hyperacute (less than 24 hours), acute (1 to 14 days), or subacute (15 to 90 days); OR 2.2 Uncomplicated with high-risk features (refractory pain, refractory hypertension, bloody pleural effusion, aortic diameter of more than 40 mm, imaging evidence of malperfusion, entry tear on lesser curvature, or false lumen of more than 22 mm). 3 Patients with traumatic aortic injury who do not have contraindications to endovascular repair.
Vascular | Endovascular aortic repair | Aortic stent graft package | TEVAR package | Terumo Aortic | RelayPro Thoracic Stent-Graft System (Bare Stent Configuration) | 28-M4-46-190-34S | Standalone | DE0503702 | 1 Patients with thoracic aortic aneurysm (TAA; ruptured or unruptured) who are not suitable for OSR and are: 1.1 symptomatic; OR 1.2 asymptomatic and with an aneurysm of 5.5 cm or larger (measured outer-to-outer maximum anterior-posterior aortic diameter); OR 1.3 asymptomatic and with an aneurysm that has grown by more than 1 cm in one year (measured outer-to-outer maximum anterior-posterior aortic diameter). 2 Patients with type B aortic dissection (TBAD) with suitable anatomy for TEVAR and the TBAD is: 2.1 Complicated (presence of malperfusion syndrome or rupture) hyperacute (less than 24 hours), acute (1 to 14 days), or subacute (15 to 90 days); OR 2.2 Uncomplicated with high-risk features (refractory pain, refractory hypertension, bloody pleural effusion, aortic diameter of more than 40 mm, imaging evidence of malperfusion, entry tear on lesser curvature, or false lumen of more than 22 mm). 3 Patients with traumatic aortic injury who do not have contraindications to endovascular repair.
Vascular | Endovascular aortic repair | Aortic stent graft package | TEVAR package | Terumo Aortic | RelayPro Thoracic Stent-Graft System (Bare Stent Configuration) | 28-M4-46-210-34S | Standalone | DE0503702 | 1 Patients with thoracic aortic aneurysm (TAA; ruptured or unruptured) who are not suitable for OSR and are: 1.1 symptomatic; OR 1.2 asymptomatic and with an aneurysm of 5.5 cm or larger (measured outer-to-outer maximum anterior-posterior aortic diameter); OR 1.3 asymptomatic and with an aneurysm that has grown by more than 1 cm in one year (measured outer-to-outer maximum anterior-posterior aortic diameter). 2 Patients with type B aortic dissection (TBAD) with suitable anatomy for TEVAR and the TBAD is: 2.1 Complicated (presence of malperfusion syndrome or rupture) hyperacute (less than 24 hours), acute (1 to 14 days), or subacute (15 to 90 days); OR 2.2 Uncomplicated with high-risk features (refractory pain, refractory hypertension, bloody pleural effusion, aortic diameter of more than 40 mm, imaging evidence of malperfusion, entry tear on lesser curvature, or false lumen of more than 22 mm). 3 Patients with traumatic aortic injury who do not have contraindications to endovascular repair.
Vascular | Endovascular aortic repair | Aortic stent graft package | TEVAR package | Terumo Aortic | RelayPro Thoracic Stent-Graft System (Bare Stent Configuration) | 28-M4-46-230-34S | Standalone | DE0503702 | 1 Patients with thoracic aortic aneurysm (TAA; ruptured or unruptured) who are not suitable for OSR and are: 1.1 symptomatic; OR 1.2 asymptomatic and with an aneurysm of 5.5 cm or larger (measured outer-to-outer maximum anterior-posterior aortic diameter); OR 1.3 asymptomatic and with an aneurysm that has grown by more than 1 cm in one year (measured outer-to-outer maximum anterior-posterior aortic diameter). 2 Patients with type B aortic dissection (TBAD) with suitable anatomy for TEVAR and the TBAD is: 2.1 Complicated (presence of malperfusion syndrome or rupture) hyperacute (less than 24 hours), acute (1 to 14 days), or subacute (15 to 90 days); OR 2.2 Uncomplicated with high-risk features (refractory pain, refractory hypertension, bloody pleural effusion, aortic diameter of more than 40 mm, imaging evidence of malperfusion, entry tear on lesser curvature, or false lumen of more than 22 mm). 3 Patients with traumatic aortic injury who do not have contraindications to endovascular repair.
Vascular | Endovascular aortic repair | Aortic stent graft package | TEVAR package | Terumo Aortic | RelayPro Thoracic Stent-Graft System (Bare Stent Configuration) | 28-M4-46-250-34S | Standalone | DE0503702 | 1 Patients with thoracic aortic aneurysm (TAA; ruptured or unruptured) who are not suitable for OSR and are: 1.1 symptomatic; OR 1.2 asymptomatic and with an aneurysm of 5.5 cm or larger (measured outer-to-outer maximum anterior-posterior aortic diameter); OR 1.3 asymptomatic and with an aneurysm that has grown by more than 1 cm in one year (measured outer-to-outer maximum anterior-posterior aortic diameter). 2 Patients with type B aortic dissection (TBAD) with suitable anatomy for TEVAR and the TBAD is: 2.1 Complicated (presence of malperfusion syndrome or rupture) hyperacute (less than 24 hours), acute (1 to 14 days), or subacute (15 to 90 days); OR 2.2 Uncomplicated with high-risk features (refractory pain, refractory hypertension, bloody pleural effusion, aortic diameter of more than 40 mm, imaging evidence of malperfusion, entry tear on lesser curvature, or false lumen of more than 22 mm). 3 Patients with traumatic aortic injury who do not have contraindications to endovascular repair.
Vascular | Endovascular aortic repair | Aortic stent graft package | TEVAR package | Terumo Aortic | RelayPro Thoracic Stent-Graft System (Bare Stent Configuration) | 28-M4-22-150-36S | Standalone | DE0503702 | 1 Patients with thoracic aortic aneurysm (TAA; ruptured or unruptured) who are not suitable for OSR and are: 1.1 symptomatic; OR 1.2 asymptomatic and with an aneurysm of 5.5 cm or larger (measured outer-to-outer maximum anterior-posterior aortic diameter); OR 1.3 asymptomatic and with an aneurysm that has grown by more than 1 cm in one year (measured outer-to-outer maximum anterior-posterior aortic diameter). 2 Patients with type B aortic dissection (TBAD) with suitable anatomy for TEVAR and the TBAD is: 2.1 Complicated (presence of malperfusion syndrome or rupture) hyperacute (less than 24 hours), acute (1 to 14 days), or subacute (15 to 90 days); OR 2.2 Uncomplicated with high-risk features (refractory pain, refractory hypertension, bloody pleural effusion, aortic diameter of more than 40 mm, imaging evidence of malperfusion, entry tear on lesser curvature, or false lumen of more than 22 mm). 3 Patients with traumatic aortic injury who do not have contraindications to endovascular repair.
Vascular | Endovascular aortic repair | Aortic stent graft package | TEVAR package | Terumo Aortic | RelayPro Thoracic Stent-Graft System (Bare Stent Configuration) | 28-M4-22-170-36S | Standalone | DE0503702 | 1 Patients with thoracic aortic aneurysm (TAA; ruptured or unruptured) who are not suitable for OSR and are: 1.1 symptomatic; OR 1.2 asymptomatic and with an aneurysm of 5.5 cm or larger (measured outer-to-outer maximum anterior-posterior aortic diameter); OR 1.3 asymptomatic and with an aneurysm that has grown by more than 1 cm in one year (measured outer-to-outer maximum anterior-posterior aortic diameter). 2 Patients with type B aortic dissection (TBAD) with suitable anatomy for TEVAR and the TBAD is: 2.1 Complicated (presence of malperfusion syndrome or rupture) hyperacute (less than 24 hours), acute (1 to 14 days), or subacute (15 to 90 days); OR 2.2 Uncomplicated with high-risk features (refractory pain, refractory hypertension, bloody pleural effusion, aortic diameter of more than 40 mm, imaging evidence of malperfusion, entry tear on lesser curvature, or false lumen of more than 22 mm). 3 Patients with traumatic aortic injury who do not have contraindications to endovascular repair.
Vascular | Endovascular aortic repair | Aortic stent graft package | TEVAR package | Terumo Aortic | RelayPro Thoracic Stent-Graft System (Bare Stent Configuration) | 28-M4-22-190-36S | Standalone | DE0503702 | 1 Patients with thoracic aortic aneurysm (TAA; ruptured or unruptured) who are not suitable for OSR and are: 1.1 symptomatic; OR 1.2 asymptomatic and with an aneurysm of 5.5 cm or larger (measured outer-to-outer maximum anterior-posterior aortic diameter); OR 1.3 asymptomatic and with an aneurysm that has grown by more than 1 cm in one year (measured outer-to-outer maximum anterior-posterior aortic diameter). 2 Patients with type B aortic dissection (TBAD) with suitable anatomy for TEVAR and the TBAD is: 2.1 Complicated (presence of malperfusion syndrome or rupture) hyperacute (less than 24 hours), acute (1 to 14 days), or subacute (15 to 90 days); OR 2.2 Uncomplicated with high-risk features (refractory pain, refractory hypertension, bloody pleural effusion, aortic diameter of more than 40 mm, imaging evidence of malperfusion, entry tear on lesser curvature, or false lumen of more than 22 mm). 3 Patients with traumatic aortic injury who do not have contraindications to endovascular repair.
Vascular | Endovascular aortic repair | Aortic stent graft package | TEVAR package | Terumo Aortic | RelayPro Thoracic Stent-Graft System (Bare Stent Configuration) | 28-M4-22-210-36S | Standalone | DE0503702 | 1 Patients with thoracic aortic aneurysm (TAA; ruptured or unruptured) who are not suitable for OSR and are: 1.1 symptomatic; OR 1.2 asymptomatic and with an aneurysm of 5.5 cm or larger (measured outer-to-outer maximum anterior-posterior aortic diameter); OR 1.3 asymptomatic and with an aneurysm that has grown by more than 1 cm in one year (measured outer-to-outer maximum anterior-posterior aortic diameter). 2 Patients with type B aortic dissection (TBAD) with suitable anatomy for TEVAR and the TBAD is: 2.1 Complicated (presence of malperfusion syndrome or rupture) hyperacute (less than 24 hours), acute (1 to 14 days), or subacute (15 to 90 days); OR 2.2 Uncomplicated with high-risk features (refractory pain, refractory hypertension, bloody pleural effusion, aortic diameter of more than 40 mm, imaging evidence of malperfusion, entry tear on lesser curvature, or false lumen of more than 22 mm). 3 Patients with traumatic aortic injury who do not have contraindications to endovascular repair.
Vascular | Endovascular aortic repair | Aortic stent graft package | TEVAR package | Terumo Aortic | RelayPro Thoracic Stent-Graft System (Bare Stent Configuration) | 28-M4-22-230-36S | Standalone | DE0503702 | 1 Patients with thoracic aortic aneurysm (TAA; ruptured or unruptured) who are not suitable for OSR and are: 1.1 symptomatic; OR 1.2 asymptomatic and with an aneurysm of 5.5 cm or larger (measured outer-to-outer maximum anterior-posterior aortic diameter); OR 1.3 asymptomatic and with an aneurysm that has grown by more than 1 cm in one year (measured outer-to-outer maximum anterior-posterior aortic diameter). 2 Patients with type B aortic dissection (TBAD) with suitable anatomy for TEVAR and the TBAD is: 2.1 Complicated (presence of malperfusion syndrome or rupture) hyperacute (less than 24 hours), acute (1 to 14 days), or subacute (15 to 90 days); OR 2.2 Uncomplicated with high-risk features (refractory pain, refractory hypertension, bloody pleural effusion, aortic diameter of more than 40 mm, imaging evidence of malperfusion, entry tear on lesser curvature, or false lumen of more than 22 mm). 3 Patients with traumatic aortic injury who do not have contraindications to endovascular repair.
Vascular | Endovascular aortic repair | Aortic stent graft package | TEVAR package | Terumo Aortic | RelayPro Thoracic Stent-Graft System (Bare Stent Configuration) | 28-M4-22-250-36S | Standalone | DE0503702 | 1 Patients with thoracic aortic aneurysm (TAA; ruptured or unruptured) who are not suitable for OSR and are: 1.1 symptomatic; OR 1.2 asymptomatic and with an aneurysm of 5.5 cm or larger (measured outer-to-outer maximum anterior-posterior aortic diameter); OR 1.3 asymptomatic and with an aneurysm that has grown by more than 1 cm in one year (measured outer-to-outer maximum anterior-posterior aortic diameter). 2 Patients with type B aortic dissection (TBAD) with suitable anatomy for TEVAR and the TBAD is: 2.1 Complicated (presence of malperfusion syndrome or rupture) hyperacute (less than 24 hours), acute (1 to 14 days), or subacute (15 to 90 days); OR 2.2 Uncomplicated with high-risk features (refractory pain, refractory hypertension, bloody pleural effusion, aortic diameter of more than 40 mm, imaging evidence of malperfusion, entry tear on lesser curvature, or false lumen of more than 22 mm). 3 Patients with traumatic aortic injury who do not have contraindications to endovascular repair.
Vascular | Endovascular aortic repair | Aortic stent graft package | TEVAR package | Terumo Aortic | RelayPro Thoracic Stent-Graft System (Bare Stent Configuration) | 28-M4-24-150-36S | Standalone | DE0503702 | 1 Patients with thoracic aortic aneurysm (TAA; ruptured or unruptured) who are not suitable for OSR and are: 1.1 symptomatic; OR 1.2 asymptomatic and with an aneurysm of 5.5 cm or larger (measured outer-to-outer maximum anterior-posterior aortic diameter); OR 1.3 asymptomatic and with an aneurysm that has grown by more than 1 cm in one year (measured outer-to-outer maximum anterior-posterior aortic diameter). 2 Patients with type B aortic dissection (TBAD) with suitable anatomy for TEVAR and the TBAD is: 2.1 Complicated (presence of malperfusion syndrome or rupture) hyperacute (less than 24 hours), acute (1 to 14 days), or subacute (15 to 90 days); OR 2.2 Uncomplicated with high-risk features (refractory pain, refractory hypertension, bloody pleural effusion, aortic diameter of more than 40 mm, imaging evidence of malperfusion, entry tear on lesser curvature, or false lumen of more than 22 mm). 3 Patients with traumatic aortic injury who do not have contraindications to endovascular repair.
Vascular | Endovascular aortic repair | Aortic stent graft package | TEVAR package | Terumo Aortic | RelayPro Thoracic Stent-Graft System (Bare Stent Configuration) | 28-M4-24-170-36S | Standalone | DE0503702 | 1 Patients with thoracic aortic aneurysm (TAA; ruptured or unruptured) who are not suitable for OSR and are: 1.1 symptomatic; OR 1.2 asymptomatic and with an aneurysm of 5.5 cm or larger (measured outer-to-outer maximum anterior-posterior aortic diameter); OR 1.3 asymptomatic and with an aneurysm that has grown by more than 1 cm in one year (measured outer-to-outer maximum anterior-posterior aortic diameter). 2 Patients with type B aortic dissection (TBAD) with suitable anatomy for TEVAR and the TBAD is: 2.1 Complicated (presence of malperfusion syndrome or rupture) hyperacute (less than 24 hours), acute (1 to 14 days), or subacute (15 to 90 days); OR 2.2 Uncomplicated with high-risk features (refractory pain, refractory hypertension, bloody pleural effusion, aortic diameter of more than 40 mm, imaging evidence of malperfusion, entry tear on lesser curvature, or false lumen of more than 22 mm). 3 Patients with traumatic aortic injury who do not have contraindications to endovascular repair.
Vascular | Endovascular aortic repair | Aortic stent graft package | TEVAR package | Terumo Aortic | RelayPro Thoracic Stent-Graft System (Bare Stent Configuration) | 28-M4-24-190-36S | Standalone | DE0503702 | 1 Patients with thoracic aortic aneurysm (TAA; ruptured or unruptured) who are not suitable for OSR and are: 1.1 symptomatic; OR 1.2 asymptomatic and with an aneurysm of 5.5 cm or larger (measured outer-to-outer maximum anterior-posterior aortic diameter); OR 1.3 asymptomatic and with an aneurysm that has grown by more than 1 cm in one year (measured outer-to-outer maximum anterior-posterior aortic diameter). 2 Patients with type B aortic dissection (TBAD) with suitable anatomy for TEVAR and the TBAD is: 2.1 Complicated (presence of malperfusion syndrome or rupture) hyperacute (less than 24 hours), acute (1 to 14 days), or subacute (15 to 90 days); OR 2.2 Uncomplicated with high-risk features (refractory pain, refractory hypertension, bloody pleural effusion, aortic diameter of more than 40 mm, imaging evidence of malperfusion, entry tear on lesser curvature, or false lumen of more than 22 mm). 3 Patients with traumatic aortic injury who do not have contraindications to endovascular repair.
Vascular | Endovascular aortic repair | Aortic stent graft package | TEVAR package | Terumo Aortic | RelayPro Thoracic Stent-Graft System (Bare Stent Configuration) | 28-M4-24-210-36S | Standalone | DE0503702 | 1 Patients with thoracic aortic aneurysm (TAA; ruptured or unruptured) who are not suitable for OSR and are: 1.1 symptomatic; OR 1.2 asymptomatic and with an aneurysm of 5.5 cm or larger (measured outer-to-outer maximum anterior-posterior aortic diameter); OR 1.3 asymptomatic and with an aneurysm that has grown by more than 1 cm in one year (measured outer-to-outer maximum anterior-posterior aortic diameter). 2 Patients with type B aortic dissection (TBAD) with suitable anatomy for TEVAR and the TBAD is: 2.1 Complicated (presence of malperfusion syndrome or rupture) hyperacute (less than 24 hours), acute (1 to 14 days), or subacute (15 to 90 days); OR 2.2 Uncomplicated with high-risk features (refractory pain, refractory hypertension, bloody pleural effusion, aortic diameter of more than 40 mm, imaging evidence of malperfusion, entry tear on lesser curvature, or false lumen of more than 22 mm). 3 Patients with traumatic aortic injury who do not have contraindications to endovascular repair.
Vascular | Endovascular aortic repair | Aortic stent graft package | TEVAR package | Terumo Aortic | RelayPro Thoracic Stent-Graft System (Bare Stent Configuration) | 28-M4-24-230-36S | Standalone | DE0503702 | 1 Patients with thoracic aortic aneurysm (TAA; ruptured or unruptured) who are not suitable for OSR and are: 1.1 symptomatic; OR 1.2 asymptomatic and with an aneurysm of 5.5 cm or larger (measured outer-to-outer maximum anterior-posterior aortic diameter); OR 1.3 asymptomatic and with an aneurysm that has grown by more than 1 cm in one year (measured outer-to-outer maximum anterior-posterior aortic diameter). 2 Patients with type B aortic dissection (TBAD) with suitable anatomy for TEVAR and the TBAD is: 2.1 Complicated (presence of malperfusion syndrome or rupture) hyperacute (less than 24 hours), acute (1 to 14 days), or subacute (15 to 90 days); OR 2.2 Uncomplicated with high-risk features (refractory pain, refractory hypertension, bloody pleural effusion, aortic diameter of more than 40 mm, imaging evidence of malperfusion, entry tear on lesser curvature, or false lumen of more than 22 mm). 3 Patients with traumatic aortic injury who do not have contraindications to endovascular repair.
Vascular | Endovascular aortic repair | Aortic stent graft package | TEVAR package | Terumo Aortic | RelayPro Thoracic Stent-Graft System (Bare Stent Configuration) | 28-M4-24-250-36S | Standalone | DE0503702 | 1 Patients with thoracic aortic aneurysm (TAA; ruptured or unruptured) who are not suitable for OSR and are: 1.1 symptomatic; OR 1.2 asymptomatic and with an aneurysm of 5.5 cm or larger (measured outer-to-outer maximum anterior-posterior aortic diameter); OR 1.3 asymptomatic and with an aneurysm that has grown by more than 1 cm in one year (measured outer-to-outer maximum anterior-posterior aortic diameter). 2 Patients with type B aortic dissection (TBAD) with suitable anatomy for TEVAR and the TBAD is: 2.1 Complicated (presence of malperfusion syndrome or rupture) hyperacute (less than 24 hours), acute (1 to 14 days), or subacute (15 to 90 days); OR 2.2 Uncomplicated with high-risk features (refractory pain, refractory hypertension, bloody pleural effusion, aortic diameter of more than 40 mm, imaging evidence of malperfusion, entry tear on lesser curvature, or false lumen of more than 22 mm). 3 Patients with traumatic aortic injury who do not have contraindications to endovascular repair.
Vascular | Endovascular aortic repair | Aortic stent graft package | TEVAR package | Terumo Aortic | RelayPro Thoracic Stent-Graft System (Bare Stent Configuration) | 28-M4-26-090-36S | Standalone | DE0503702 | 1 Patients with thoracic aortic aneurysm (TAA; ruptured or unruptured) who are not suitable for OSR and are: 1.1 symptomatic; OR 1.2 asymptomatic and with an aneurysm of 5.5 cm or larger (measured outer-to-outer maximum anterior-posterior aortic diameter); OR 1.3 asymptomatic and with an aneurysm that has grown by more than 1 cm in one year (measured outer-to-outer maximum anterior-posterior aortic diameter). 2 Patients with type B aortic dissection (TBAD) with suitable anatomy for TEVAR and the TBAD is: 2.1 Complicated (presence of malperfusion syndrome or rupture) hyperacute (less than 24 hours), acute (1 to 14 days), or subacute (15 to 90 days); OR 2.2 Uncomplicated with high-risk features (refractory pain, refractory hypertension, bloody pleural effusion, aortic diameter of more than 40 mm, imaging evidence of malperfusion, entry tear on lesser curvature, or false lumen of more than 22 mm). 3 Patients with traumatic aortic injury who do not have contraindications to endovascular repair.
Vascular | Endovascular aortic repair | Aortic stent graft package | TEVAR package | Terumo Aortic | RelayPro Thoracic Stent-Graft System (Bare Stent Configuration) | 28-M4-26-110-36S | Standalone | DE0503702 | 1 Patients with thoracic aortic aneurysm (TAA; ruptured or unruptured) who are not suitable for OSR and are: 1.1 symptomatic; OR 1.2 asymptomatic and with an aneurysm of 5.5 cm or larger (measured outer-to-outer maximum anterior-posterior aortic diameter); OR 1.3 asymptomatic and with an aneurysm that has grown by more than 1 cm in one year (measured outer-to-outer maximum anterior-posterior aortic diameter). 2 Patients with type B aortic dissection (TBAD) with suitable anatomy for TEVAR and the TBAD is: 2.1 Complicated (presence of malperfusion syndrome or rupture) hyperacute (less than 24 hours), acute (1 to 14 days), or subacute (15 to 90 days); OR 2.2 Uncomplicated with high-risk features (refractory pain, refractory hypertension, bloody pleural effusion, aortic diameter of more than 40 mm, imaging evidence of malperfusion, entry tear on lesser curvature, or false lumen of more than 22 mm). 3 Patients with traumatic aortic injury who do not have contraindications to endovascular repair.
Vascular | Endovascular aortic repair | Aortic stent graft package | TEVAR package | Terumo Aortic | RelayPro Thoracic Stent-Graft System (Bare Stent Configuration) | 28-M4-26-130-36S | Standalone | DE0503702 | 1 Patients with thoracic aortic aneurysm (TAA; ruptured or unruptured) who are not suitable for OSR and are: 1.1 symptomatic; OR 1.2 asymptomatic and with an aneurysm of 5.5 cm or larger (measured outer-to-outer maximum anterior-posterior aortic diameter); OR 1.3 asymptomatic and with an aneurysm that has grown by more than 1 cm in one year (measured outer-to-outer maximum anterior-posterior aortic diameter). 2 Patients with type B aortic dissection (TBAD) with suitable anatomy for TEVAR and the TBAD is: 2.1 Complicated (presence of malperfusion syndrome or rupture) hyperacute (less than 24 hours), acute (1 to 14 days), or subacute (15 to 90 days); OR 2.2 Uncomplicated with high-risk features (refractory pain, refractory hypertension, bloody pleural effusion, aortic diameter of more than 40 mm, imaging evidence of malperfusion, entry tear on lesser curvature, or false lumen of more than 22 mm). 3 Patients with traumatic aortic injury who do not have contraindications to endovascular repair.
Vascular | Endovascular aortic repair | Aortic stent graft package | TEVAR package | Terumo Aortic | RelayPro Thoracic Stent-Graft System (Bare Stent Configuration) | 28-M4-26-150-36S | Standalone | DE0503702 | 1 Patients with thoracic aortic aneurysm (TAA; ruptured or unruptured) who are not suitable for OSR and are: 1.1 symptomatic; OR 1.2 asymptomatic and with an aneurysm of 5.5 cm or larger (measured outer-to-outer maximum anterior-posterior aortic diameter); OR 1.3 asymptomatic and with an aneurysm that has grown by more than 1 cm in one year (measured outer-to-outer maximum anterior-posterior aortic diameter). 2 Patients with type B aortic dissection (TBAD) with suitable anatomy for TEVAR and the TBAD is: 2.1 Complicated (presence of malperfusion syndrome or rupture) hyperacute (less than 24 hours), acute (1 to 14 days), or subacute (15 to 90 days); OR 2.2 Uncomplicated with high-risk features (refractory pain, refractory hypertension, bloody pleural effusion, aortic diameter of more than 40 mm, imaging evidence of malperfusion, entry tear on lesser curvature, or false lumen of more than 22 mm). 3 Patients with traumatic aortic injury who do not have contraindications to endovascular repair.
Vascular | Endovascular aortic repair | Aortic stent graft package | TEVAR package | Terumo Aortic | RelayPro Thoracic Stent-Graft System (Bare Stent Configuration) | 28-M4-26-170-36S | Standalone | DE0503702 | 1 Patients with thoracic aortic aneurysm (TAA; ruptured or unruptured) who are not suitable for OSR and are: 1.1 symptomatic; OR 1.2 asymptomatic and with an aneurysm of 5.5 cm or larger (measured outer-to-outer maximum anterior-posterior aortic diameter); OR 1.3 asymptomatic and with an aneurysm that has grown by more than 1 cm in one year (measured outer-to-outer maximum anterior-posterior aortic diameter). 2 Patients with type B aortic dissection (TBAD) with suitable anatomy for TEVAR and the TBAD is: 2.1 Complicated (presence of malperfusion syndrome or rupture) hyperacute (less than 24 hours), acute (1 to 14 days), or subacute (15 to 90 days); OR 2.2 Uncomplicated with high-risk features (refractory pain, refractory hypertension, bloody pleural effusion, aortic diameter of more than 40 mm, imaging evidence of malperfusion, entry tear on lesser curvature, or false lumen of more than 22 mm). 3 Patients with traumatic aortic injury who do not have contraindications to endovascular repair.
Vascular | Endovascular aortic repair | Aortic stent graft package | TEVAR package | Terumo Aortic | RelayPro Thoracic Stent-Graft System (Bare Stent Configuration) | 28-M4-26-190-36S | Standalone | DE0503702 | 1 Patients with thoracic aortic aneurysm (TAA; ruptured or unruptured) who are not suitable for OSR and are: 1.1 symptomatic; OR 1.2 asymptomatic and with an aneurysm of 5.5 cm or larger (measured outer-to-outer maximum anterior-posterior aortic diameter); OR 1.3 asymptomatic and with an aneurysm that has grown by more than 1 cm in one year (measured outer-to-outer maximum anterior-posterior aortic diameter). 2 Patients with type B aortic dissection (TBAD) with suitable anatomy for TEVAR and the TBAD is: 2.1 Complicated (presence of malperfusion syndrome or rupture) hyperacute (less than 24 hours), acute (1 to 14 days), or subacute (15 to 90 days); OR 2.2 Uncomplicated with high-risk features (refractory pain, refractory hypertension, bloody pleural effusion, aortic diameter of more than 40 mm, imaging evidence of malperfusion, entry tear on lesser curvature, or false lumen of more than 22 mm). 3 Patients with traumatic aortic injury who do not have contraindications to endovascular repair.
Vascular | Endovascular aortic repair | Aortic stent graft package | TEVAR package | Terumo Aortic | RelayPro Thoracic Stent-Graft System (Bare Stent Configuration) | 28-M4-26-210-36S | Standalone | DE0503702 | 1 Patients with thoracic aortic aneurysm (TAA; ruptured or unruptured) who are not suitable for OSR and are: 1.1 symptomatic; OR 1.2 asymptomatic and with an aneurysm of 5.5 cm or larger (measured outer-to-outer maximum anterior-posterior aortic diameter); OR 1.3 asymptomatic and with an aneurysm that has grown by more than 1 cm in one year (measured outer-to-outer maximum anterior-posterior aortic diameter). 2 Patients with type B aortic dissection (TBAD) with suitable anatomy for TEVAR and the TBAD is: 2.1 Complicated (presence of malperfusion syndrome or rupture) hyperacute (less than 24 hours), acute (1 to 14 days), or subacute (15 to 90 days); OR 2.2 Uncomplicated with high-risk features (refractory pain, refractory hypertension, bloody pleural effusion, aortic diameter of more than 40 mm, imaging evidence of malperfusion, entry tear on lesser curvature, or false lumen of more than 22 mm). 3 Patients with traumatic aortic injury who do not have contraindications to endovascular repair.
Vascular | Endovascular aortic repair | Aortic stent graft package | TEVAR package | Terumo Aortic | RelayPro Thoracic Stent-Graft System (Bare Stent Configuration) | 28-M4-26-230-36S | Standalone | DE0503702 | 1 Patients with thoracic aortic aneurysm (TAA; ruptured or unruptured) who are not suitable for OSR and are: 1.1 symptomatic; OR 1.2 asymptomatic and with an aneurysm of 5.5 cm or larger (measured outer-to-outer maximum anterior-posterior aortic diameter); OR 1.3 asymptomatic and with an aneurysm that has grown by more than 1 cm in one year (measured outer-to-outer maximum anterior-posterior aortic diameter). 2 Patients with type B aortic dissection (TBAD) with suitable anatomy for TEVAR and the TBAD is: 2.1 Complicated (presence of malperfusion syndrome or rupture) hyperacute (less than 24 hours), acute (1 to 14 days), or subacute (15 to 90 days); OR 2.2 Uncomplicated with high-risk features (refractory pain, refractory hypertension, bloody pleural effusion, aortic diameter of more than 40 mm, imaging evidence of malperfusion, entry tear on lesser curvature, or false lumen of more than 22 mm). 3 Patients with traumatic aortic injury who do not have contraindications to endovascular repair.
Vascular | Endovascular aortic repair | Aortic stent graft package | TEVAR package | Terumo Aortic | RelayPro Thoracic Stent-Graft System (Bare Stent Configuration) | 28-M4-26-250-36S | Standalone | DE0503702 | 1 Patients with thoracic aortic aneurysm (TAA; ruptured or unruptured) who are not suitable for OSR and are: 1.1 symptomatic; OR 1.2 asymptomatic and with an aneurysm of 5.5 cm or larger (measured outer-to-outer maximum anterior-posterior aortic diameter); OR 1.3 asymptomatic and with an aneurysm that has grown by more than 1 cm in one year (measured outer-to-outer maximum anterior-posterior aortic diameter). 2 Patients with type B aortic dissection (TBAD) with suitable anatomy for TEVAR and the TBAD is: 2.1 Complicated (presence of malperfusion syndrome or rupture) hyperacute (less than 24 hours), acute (1 to 14 days), or subacute (15 to 90 days); OR 2.2 Uncomplicated with high-risk features (refractory pain, refractory hypertension, bloody pleural effusion, aortic diameter of more than 40 mm, imaging evidence of malperfusion, entry tear on lesser curvature, or false lumen of more than 22 mm). 3 Patients with traumatic aortic injury who do not have contraindications to endovascular repair.
Vascular | Endovascular aortic repair | Aortic stent graft package | TEVAR package | Terumo Aortic | RelayPro Thoracic Stent-Graft System (Bare Stent Configuration) | 28-M4-28-090-36S | Standalone | DE0503702 | 1 Patients with thoracic aortic aneurysm (TAA; ruptured or unruptured) who are not suitable for OSR and are: 1.1 symptomatic; OR 1.2 asymptomatic and with an aneurysm of 5.5 cm or larger (measured outer-to-outer maximum anterior-posterior aortic diameter); OR 1.3 asymptomatic and with an aneurysm that has grown by more than 1 cm in one year (measured outer-to-outer maximum anterior-posterior aortic diameter). 2 Patients with type B aortic dissection (TBAD) with suitable anatomy for TEVAR and the TBAD is: 2.1 Complicated (presence of malperfusion syndrome or rupture) hyperacute (less than 24 hours), acute (1 to 14 days), or subacute (15 to 90 days); OR 2.2 Uncomplicated with high-risk features (refractory pain, refractory hypertension, bloody pleural effusion, aortic diameter of more than 40 mm, imaging evidence of malperfusion, entry tear on lesser curvature, or false lumen of more than 22 mm). 3 Patients with traumatic aortic injury who do not have contraindications to endovascular repair.
Vascular | Endovascular aortic repair | Aortic stent graft package | TEVAR package | Terumo Aortic | RelayPro Thoracic Stent-Graft System (Bare Stent Configuration) | 28-M4-28-110-36S | Standalone | DE0503702 | 1 Patients with thoracic aortic aneurysm (TAA; ruptured or unruptured) who are not suitable for OSR and are: 1.1 symptomatic; OR 1.2 asymptomatic and with an aneurysm of 5.5 cm or larger (measured outer-to-outer maximum anterior-posterior aortic diameter); OR 1.3 asymptomatic and with an aneurysm that has grown by more than 1 cm in one year (measured outer-to-outer maximum anterior-posterior aortic diameter). 2 Patients with type B aortic dissection (TBAD) with suitable anatomy for TEVAR and the TBAD is: 2.1 Complicated (presence of malperfusion syndrome or rupture) hyperacute (less than 24 hours), acute (1 to 14 days), or subacute (15 to 90 days); OR 2.2 Uncomplicated with high-risk features (refractory pain, refractory hypertension, bloody pleural effusion, aortic diameter of more than 40 mm, imaging evidence of malperfusion, entry tear on lesser curvature, or false lumen of more than 22 mm). 3 Patients with traumatic aortic injury who do not have contraindications to endovascular repair.
Vascular | Endovascular aortic repair | Aortic stent graft package | TEVAR package | Terumo Aortic | RelayPro Thoracic Stent-Graft System (Bare Stent Configuration) | 28-M4-28-130-36S | Standalone | DE0503702 | 1 Patients with thoracic aortic aneurysm (TAA; ruptured or unruptured) who are not suitable for OSR and are: 1.1 symptomatic; OR 1.2 asymptomatic and with an aneurysm of 5.5 cm or larger (measured outer-to-outer maximum anterior-posterior aortic diameter); OR 1.3 asymptomatic and with an aneurysm that has grown by more than 1 cm in one year (measured outer-to-outer maximum anterior-posterior aortic diameter). 2 Patients with type B aortic dissection (TBAD) with suitable anatomy for TEVAR and the TBAD is: 2.1 Complicated (presence of malperfusion syndrome or rupture) hyperacute (less than 24 hours), acute (1 to 14 days), or subacute (15 to 90 days); OR 2.2 Uncomplicated with high-risk features (refractory pain, refractory hypertension, bloody pleural effusion, aortic diameter of more than 40 mm, imaging evidence of malperfusion, entry tear on lesser curvature, or false lumen of more than 22 mm). 3 Patients with traumatic aortic injury who do not have contraindications to endovascular repair.
Vascular | Endovascular aortic repair | Aortic stent graft package | TEVAR package | Terumo Aortic | RelayPro Thoracic Stent-Graft System (Bare Stent Configuration) | 28-M4-28-150-36S | Standalone | DE0503702 | 1 Patients with thoracic aortic aneurysm (TAA; ruptured or unruptured) who are not suitable for OSR and are: 1.1 symptomatic; OR 1.2 asymptomatic and with an aneurysm of 5.5 cm or larger (measured outer-to-outer maximum anterior-posterior aortic diameter); OR 1.3 asymptomatic and with an aneurysm that has grown by more than 1 cm in one year (measured outer-to-outer maximum anterior-posterior aortic diameter). 2 Patients with type B aortic dissection (TBAD) with suitable anatomy for TEVAR and the TBAD is: 2.1 Complicated (presence of malperfusion syndrome or rupture) hyperacute (less than 24 hours), acute (1 to 14 days), or subacute (15 to 90 days); OR 2.2 Uncomplicated with high-risk features (refractory pain, refractory hypertension, bloody pleural effusion, aortic diameter of more than 40 mm, imaging evidence of malperfusion, entry tear on lesser curvature, or false lumen of more than 22 mm). 3 Patients with traumatic aortic injury who do not have contraindications to endovascular repair.
Vascular | Endovascular aortic repair | Aortic stent graft package | TEVAR package | Terumo Aortic | RelayPro Thoracic Stent-Graft System (Bare Stent Configuration) | 28-M4-28-170-36S | Standalone | DE0503702 | 1 Patients with thoracic aortic aneurysm (TAA; ruptured or unruptured) who are not suitable for OSR and are: 1.1 symptomatic; OR 1.2 asymptomatic and with an aneurysm of 5.5 cm or larger (measured outer-to-outer maximum anterior-posterior aortic diameter); OR 1.3 asymptomatic and with an aneurysm that has grown by more than 1 cm in one year (measured outer-to-outer maximum anterior-posterior aortic diameter). 2 Patients with type B aortic dissection (TBAD) with suitable anatomy for TEVAR and the TBAD is: 2.1 Complicated (presence of malperfusion syndrome or rupture) hyperacute (less than 24 hours), acute (1 to 14 days), or subacute (15 to 90 days); OR 2.2 Uncomplicated with high-risk features (refractory pain, refractory hypertension, bloody pleural effusion, aortic diameter of more than 40 mm, imaging evidence of malperfusion, entry tear on lesser curvature, or false lumen of more than 22 mm). 3 Patients with traumatic aortic injury who do not have contraindications to endovascular repair.
Vascular | Endovascular aortic repair | Aortic stent graft package | TEVAR package | Terumo Aortic | RelayPro Thoracic Stent-Graft System (Bare Stent Configuration) | 28-M4-28-190-36S | Standalone | DE0503702 | 1 Patients with thoracic aortic aneurysm (TAA; ruptured or unruptured) who are not suitable for OSR and are: 1.1 symptomatic; OR 1.2 asymptomatic and with an aneurysm of 5.5 cm or larger (measured outer-to-outer maximum anterior-posterior aortic diameter); OR 1.3 asymptomatic and with an aneurysm that has grown by more than 1 cm in one year (measured outer-to-outer maximum anterior-posterior aortic diameter). 2 Patients with type B aortic dissection (TBAD) with suitable anatomy for TEVAR and the TBAD is: 2.1 Complicated (presence of malperfusion syndrome or rupture) hyperacute (less than 24 hours), acute (1 to 14 days), or subacute (15 to 90 days); OR 2.2 Uncomplicated with high-risk features (refractory pain, refractory hypertension, bloody pleural effusion, aortic diameter of more than 40 mm, imaging evidence of malperfusion, entry tear on lesser curvature, or false lumen of more than 22 mm). 3 Patients with traumatic aortic injury who do not have contraindications to endovascular repair.
Vascular | Endovascular aortic repair | Aortic stent graft package | TEVAR package | Terumo Aortic | RelayPro Thoracic Stent-Graft System (Bare Stent Configuration) | 28-M4-28-210-36S | Standalone | DE0503702 | 1 Patients with thoracic aortic aneurysm (TAA; ruptured or unruptured) who are not suitable for OSR and are: 1.1 symptomatic; OR 1.2 asymptomatic and with an aneurysm of 5.5 cm or larger (measured outer-to-outer maximum anterior-posterior aortic diameter); OR 1.3 asymptomatic and with an aneurysm that has grown by more than 1 cm in one year (measured outer-to-outer maximum anterior-posterior aortic diameter). 2 Patients with type B aortic dissection (TBAD) with suitable anatomy for TEVAR and the TBAD is: 2.1 Complicated (presence of malperfusion syndrome or rupture) hyperacute (less than 24 hours), acute (1 to 14 days), or subacute (15 to 90 days); OR 2.2 Uncomplicated with high-risk features (refractory pain, refractory hypertension, bloody pleural effusion, aortic diameter of more than 40 mm, imaging evidence of malperfusion, entry tear on lesser curvature, or false lumen of more than 22 mm). 3 Patients with traumatic aortic injury who do not have contraindications to endovascular repair.
Vascular | Endovascular aortic repair | Aortic stent graft package | TEVAR package | Terumo Aortic | RelayPro Thoracic Stent-Graft System (Bare Stent Configuration) | 28-M4-28-230-36S | Standalone | DE0503702 | 1 Patients with thoracic aortic aneurysm (TAA; ruptured or unruptured) who are not suitable for OSR and are: 1.1 symptomatic; OR 1.2 asymptomatic and with an aneurysm of 5.5 cm or larger (measured outer-to-outer maximum anterior-posterior aortic diameter); OR 1.3 asymptomatic and with an aneurysm that has grown by more than 1 cm in one year (measured outer-to-outer maximum anterior-posterior aortic diameter). 2 Patients with type B aortic dissection (TBAD) with suitable anatomy for TEVAR and the TBAD is: 2.1 Complicated (presence of malperfusion syndrome or rupture) hyperacute (less than 24 hours), acute (1 to 14 days), or subacute (15 to 90 days); OR 2.2 Uncomplicated with high-risk features (refractory pain, refractory hypertension, bloody pleural effusion, aortic diameter of more than 40 mm, imaging evidence of malperfusion, entry tear on lesser curvature, or false lumen of more than 22 mm). 3 Patients with traumatic aortic injury who do not have contraindications to endovascular repair.
Vascular | Endovascular aortic repair | Aortic stent graft package | TEVAR package | Terumo Aortic | RelayPro Thoracic Stent-Graft System (Bare Stent Configuration) | 28-M4-28-250-36S | Standalone | DE0503702 | 1 Patients with thoracic aortic aneurysm (TAA; ruptured or unruptured) who are not suitable for OSR and are: 1.1 symptomatic; OR 1.2 asymptomatic and with an aneurysm of 5.5 cm or larger (measured outer-to-outer maximum anterior-posterior aortic diameter); OR 1.3 asymptomatic and with an aneurysm that has grown by more than 1 cm in one year (measured outer-to-outer maximum anterior-posterior aortic diameter). 2 Patients with type B aortic dissection (TBAD) with suitable anatomy for TEVAR and the TBAD is: 2.1 Complicated (presence of malperfusion syndrome or rupture) hyperacute (less than 24 hours), acute (1 to 14 days), or subacute (15 to 90 days); OR 2.2 Uncomplicated with high-risk features (refractory pain, refractory hypertension, bloody pleural effusion, aortic diameter of more than 40 mm, imaging evidence of malperfusion, entry tear on lesser curvature, or false lumen of more than 22 mm). 3 Patients with traumatic aortic injury who do not have contraindications to endovascular repair.
Vascular | Endovascular aortic repair | Aortic stent graft package | TEVAR package | Terumo Aortic | RelayPro Thoracic Stent-Graft System (Bare Stent Configuration) | 28-M4-30-090-36S | Standalone | DE0503702 | 1 Patients with thoracic aortic aneurysm (TAA; ruptured or unruptured) who are not suitable for OSR and are: 1.1 symptomatic; OR 1.2 asymptomatic and with an aneurysm of 5.5 cm or larger (measured outer-to-outer maximum anterior-posterior aortic diameter); OR 1.3 asymptomatic and with an aneurysm that has grown by more than 1 cm in one year (measured outer-to-outer maximum anterior-posterior aortic diameter). 2 Patients with type B aortic dissection (TBAD) with suitable anatomy for TEVAR and the TBAD is: 2.1 Complicated (presence of malperfusion syndrome or rupture) hyperacute (less than 24 hours), acute (1 to 14 days), or subacute (15 to 90 days); OR 2.2 Uncomplicated with high-risk features (refractory pain, refractory hypertension, bloody pleural effusion, aortic diameter of more than 40 mm, imaging evidence of malperfusion, entry tear on lesser curvature, or false lumen of more than 22 mm). 3 Patients with traumatic aortic injury who do not have contraindications to endovascular repair.
Vascular | Endovascular aortic repair | Aortic stent graft package | TEVAR package | Terumo Aortic | RelayPro Thoracic Stent-Graft System (Bare Stent Configuration) | 28-M4-30-110-36S | Standalone | DE0503702 | 1 Patients with thoracic aortic aneurysm (TAA; ruptured or unruptured) who are not suitable for OSR and are: 1.1 symptomatic; OR 1.2 asymptomatic and with an aneurysm of 5.5 cm or larger (measured outer-to-outer maximum anterior-posterior aortic diameter); OR 1.3 asymptomatic and with an aneurysm that has grown by more than 1 cm in one year (measured outer-to-outer maximum anterior-posterior aortic diameter). 2 Patients with type B aortic dissection (TBAD) with suitable anatomy for TEVAR and the TBAD is: 2.1 Complicated (presence of malperfusion syndrome or rupture) hyperacute (less than 24 hours), acute (1 to 14 days), or subacute (15 to 90 days); OR 2.2 Uncomplicated with high-risk features (refractory pain, refractory hypertension, bloody pleural effusion, aortic diameter of more than 40 mm, imaging evidence of malperfusion, entry tear on lesser curvature, or false lumen of more than 22 mm). 3 Patients with traumatic aortic injury who do not have contraindications to endovascular repair.
Vascular | Endovascular aortic repair | Aortic stent graft package | TEVAR package | Terumo Aortic | RelayPro Thoracic Stent-Graft System (Bare Stent Configuration) | 28-M4-30-130-36S | Standalone | DE0503702 | 1 Patients with thoracic aortic aneurysm (TAA; ruptured or unruptured) who are not suitable for OSR and are: 1.1 symptomatic; OR 1.2 asymptomatic and with an aneurysm of 5.5 cm or larger (measured outer-to-outer maximum anterior-posterior aortic diameter); OR 1.3 asymptomatic and with an aneurysm that has grown by more than 1 cm in one year (measured outer-to-outer maximum anterior-posterior aortic diameter). 2 Patients with type B aortic dissection (TBAD) with suitable anatomy for TEVAR and the TBAD is: 2.1 Complicated (presence of malperfusion syndrome or rupture) hyperacute (less than 24 hours), acute (1 to 14 days), or subacute (15 to 90 days); OR 2.2 Uncomplicated with high-risk features (refractory pain, refractory hypertension, bloody pleural effusion, aortic diameter of more than 40 mm, imaging evidence of malperfusion, entry tear on lesser curvature, or false lumen of more than 22 mm). 3 Patients with traumatic aortic injury who do not have contraindications to endovascular repair.
Vascular | Endovascular aortic repair | Aortic stent graft package | TEVAR package | Terumo Aortic | RelayPro Thoracic Stent-Graft System (Bare Stent Configuration) | 28-M4-30-150-36S | Standalone | DE0503702 | 1 Patients with thoracic aortic aneurysm (TAA; ruptured or unruptured) who are not suitable for OSR and are: 1.1 symptomatic; OR 1.2 asymptomatic and with an aneurysm of 5.5 cm or larger (measured outer-to-outer maximum anterior-posterior aortic diameter); OR 1.3 asymptomatic and with an aneurysm that has grown by more than 1 cm in one year (measured outer-to-outer maximum anterior-posterior aortic diameter). 2 Patients with type B aortic dissection (TBAD) with suitable anatomy for TEVAR and the TBAD is: 2.1 Complicated (presence of malperfusion syndrome or rupture) hyperacute (less than 24 hours), acute (1 to 14 days), or subacute (15 to 90 days); OR 2.2 Uncomplicated with high-risk features (refractory pain, refractory hypertension, bloody pleural effusion, aortic diameter of more than 40 mm, imaging evidence of malperfusion, entry tear on lesser curvature, or false lumen of more than 22 mm). 3 Patients with traumatic aortic injury who do not have contraindications to endovascular repair.
Vascular | Endovascular aortic repair | Aortic stent graft package | TEVAR package | Terumo Aortic | RelayPro Thoracic Stent-Graft System (Bare Stent Configuration) | 28-M4-30-170-36S | Standalone | DE0503702 | 1 Patients with thoracic aortic aneurysm (TAA; ruptured or unruptured) who are not suitable for OSR and are: 1.1 symptomatic; OR 1.2 asymptomatic and with an aneurysm of 5.5 cm or larger (measured outer-to-outer maximum anterior-posterior aortic diameter); OR 1.3 asymptomatic and with an aneurysm that has grown by more than 1 cm in one year (measured outer-to-outer maximum anterior-posterior aortic diameter). 2 Patients with type B aortic dissection (TBAD) with suitable anatomy for TEVAR and the TBAD is: 2.1 Complicated (presence of malperfusion syndrome or rupture) hyperacute (less than 24 hours), acute (1 to 14 days), or subacute (15 to 90 days); OR 2.2 Uncomplicated with high-risk features (refractory pain, refractory hypertension, bloody pleural effusion, aortic diameter of more than 40 mm, imaging evidence of malperfusion, entry tear on lesser curvature, or false lumen of more than 22 mm). 3 Patients with traumatic aortic injury who do not have contraindications to endovascular repair.
Vascular | Endovascular aortic repair | Aortic stent graft package | TEVAR package | Terumo Aortic | RelayPro Thoracic Stent-Graft System (Bare Stent Configuration) | 28-M4-30-190-36S | Standalone | DE0503702 | 1 Patients with thoracic aortic aneurysm (TAA; ruptured or unruptured) who are not suitable for OSR and are: 1.1 symptomatic; OR 1.2 asymptomatic and with an aneurysm of 5.5 cm or larger (measured outer-to-outer maximum anterior-posterior aortic diameter); OR 1.3 asymptomatic and with an aneurysm that has grown by more than 1 cm in one year (measured outer-to-outer maximum anterior-posterior aortic diameter). 2 Patients with type B aortic dissection (TBAD) with suitable anatomy for TEVAR and the TBAD is: 2.1 Complicated (presence of malperfusion syndrome or rupture) hyperacute (less than 24 hours), acute (1 to 14 days), or subacute (15 to 90 days); OR 2.2 Uncomplicated with high-risk features (refractory pain, refractory hypertension, bloody pleural effusion, aortic diameter of more than 40 mm, imaging evidence of malperfusion, entry tear on lesser curvature, or false lumen of more than 22 mm). 3 Patients with traumatic aortic injury who do not have contraindications to endovascular repair.
Vascular | Endovascular aortic repair | Aortic stent graft package | TEVAR package | Terumo Aortic | RelayPro Thoracic Stent-Graft System (Bare Stent Configuration) | 28-M4-30-210-36S | Standalone | DE0503702 | 1 Patients with thoracic aortic aneurysm (TAA; ruptured or unruptured) who are not suitable for OSR and are: 1.1 symptomatic; OR 1.2 asymptomatic and with an aneurysm of 5.5 cm or larger (measured outer-to-outer maximum anterior-posterior aortic diameter); OR 1.3 asymptomatic and with an aneurysm that has grown by more than 1 cm in one year (measured outer-to-outer maximum anterior-posterior aortic diameter). 2 Patients with type B aortic dissection (TBAD) with suitable anatomy for TEVAR and the TBAD is: 2.1 Complicated (presence of malperfusion syndrome or rupture) hyperacute (less than 24 hours), acute (1 to 14 days), or subacute (15 to 90 days); OR 2.2 Uncomplicated with high-risk features (refractory pain, refractory hypertension, bloody pleural effusion, aortic diameter of more than 40 mm, imaging evidence of malperfusion, entry tear on lesser curvature, or false lumen of more than 22 mm). 3 Patients with traumatic aortic injury who do not have contraindications to endovascular repair.
Vascular | Endovascular aortic repair | Aortic stent graft package | TEVAR package | Terumo Aortic | RelayPro Thoracic Stent-Graft System (Bare Stent Configuration) | 28-M4-30-230-36S | Standalone | DE0503702 | 1 Patients with thoracic aortic aneurysm (TAA; ruptured or unruptured) who are not suitable for OSR and are: 1.1 symptomatic; OR 1.2 asymptomatic and with an aneurysm of 5.5 cm or larger (measured outer-to-outer maximum anterior-posterior aortic diameter); OR 1.3 asymptomatic and with an aneurysm that has grown by more than 1 cm in one year (measured outer-to-outer maximum anterior-posterior aortic diameter). 2 Patients with type B aortic dissection (TBAD) with suitable anatomy for TEVAR and the TBAD is: 2.1 Complicated (presence of malperfusion syndrome or rupture) hyperacute (less than 24 hours), acute (1 to 14 days), or subacute (15 to 90 days); OR 2.2 Uncomplicated with high-risk features (refractory pain, refractory hypertension, bloody pleural effusion, aortic diameter of more than 40 mm, imaging evidence of malperfusion, entry tear on lesser curvature, or false lumen of more than 22 mm). 3 Patients with traumatic aortic injury who do not have contraindications to endovascular repair.
Vascular | Endovascular aortic repair | Aortic stent graft package | TEVAR package | Terumo Aortic | RelayPro Thoracic Stent-Graft System (Bare Stent Configuration) | 28-M4-30-250-36S | Standalone | DE0503702 | 1 Patients with thoracic aortic aneurysm (TAA; ruptured or unruptured) who are not suitable for OSR and are: 1.1 symptomatic; OR 1.2 asymptomatic and with an aneurysm of 5.5 cm or larger (measured outer-to-outer maximum anterior-posterior aortic diameter); OR 1.3 asymptomatic and with an aneurysm that has grown by more than 1 cm in one year (measured outer-to-outer maximum anterior-posterior aortic diameter). 2 Patients with type B aortic dissection (TBAD) with suitable anatomy for TEVAR and the TBAD is: 2.1 Complicated (presence of malperfusion syndrome or rupture) hyperacute (less than 24 hours), acute (1 to 14 days), or subacute (15 to 90 days); OR 2.2 Uncomplicated with high-risk features (refractory pain, refractory hypertension, bloody pleural effusion, aortic diameter of more than 40 mm, imaging evidence of malperfusion, entry tear on lesser curvature, or false lumen of more than 22 mm). 3 Patients with traumatic aortic injury who do not have contraindications to endovascular repair.
Vascular | Endovascular aortic repair | Aortic stent graft package | TEVAR package | Terumo Aortic | RelayPro Thoracic Stent-Graft System (Bare Stent Configuration) | 28-M4-32-090-36S | Standalone | DE0503702 | 1 Patients with thoracic aortic aneurysm (TAA; ruptured or unruptured) who are not suitable for OSR and are: 1.1 symptomatic; OR 1.2 asymptomatic and with an aneurysm of 5.5 cm or larger (measured outer-to-outer maximum anterior-posterior aortic diameter); OR 1.3 asymptomatic and with an aneurysm that has grown by more than 1 cm in one year (measured outer-to-outer maximum anterior-posterior aortic diameter). 2 Patients with type B aortic dissection (TBAD) with suitable anatomy for TEVAR and the TBAD is: 2.1 Complicated (presence of malperfusion syndrome or rupture) hyperacute (less than 24 hours), acute (1 to 14 days), or subacute (15 to 90 days); OR 2.2 Uncomplicated with high-risk features (refractory pain, refractory hypertension, bloody pleural effusion, aortic diameter of more than 40 mm, imaging evidence of malperfusion, entry tear on lesser curvature, or false lumen of more than 22 mm). 3 Patients with traumatic aortic injury who do not have contraindications to endovascular repair.
Vascular | Endovascular aortic repair | Aortic stent graft package | TEVAR package | Terumo Aortic | RelayPro Thoracic Stent-Graft System (Bare Stent Configuration) | 28-M4-32-110-36S | Standalone | DE0503702 | 1 Patients with thoracic aortic aneurysm (TAA; ruptured or unruptured) who are not suitable for OSR and are: 1.1 symptomatic; OR 1.2 asymptomatic and with an aneurysm of 5.5 cm or larger (measured outer-to-outer maximum anterior-posterior aortic diameter); OR 1.3 asymptomatic and with an aneurysm that has grown by more than 1 cm in one year (measured outer-to-outer maximum anterior-posterior aortic diameter). 2 Patients with type B aortic dissection (TBAD) with suitable anatomy for TEVAR and the TBAD is: 2.1 Complicated (presence of malperfusion syndrome or rupture) hyperacute (less than 24 hours), acute (1 to 14 days), or subacute (15 to 90 days); OR 2.2 Uncomplicated with high-risk features (refractory pain, refractory hypertension, bloody pleural effusion, aortic diameter of more than 40 mm, imaging evidence of malperfusion, entry tear on lesser curvature, or false lumen of more than 22 mm). 3 Patients with traumatic aortic injury who do not have contraindications to endovascular repair.
Vascular | Endovascular aortic repair | Aortic stent graft package | TEVAR package | Terumo Aortic | RelayPro Thoracic Stent-Graft System (Bare Stent Configuration) | 28-M4-32-130-36S | Standalone | DE0503702 | 1 Patients with thoracic aortic aneurysm (TAA; ruptured or unruptured) who are not suitable for OSR and are: 1.1 symptomatic; OR 1.2 asymptomatic and with an aneurysm of 5.5 cm or larger (measured outer-to-outer maximum anterior-posterior aortic diameter); OR 1.3 asymptomatic and with an aneurysm that has grown by more than 1 cm in one year (measured outer-to-outer maximum anterior-posterior aortic diameter). 2 Patients with type B aortic dissection (TBAD) with suitable anatomy for TEVAR and the TBAD is: 2.1 Complicated (presence of malperfusion syndrome or rupture) hyperacute (less than 24 hours), acute (1 to 14 days), or subacute (15 to 90 days); OR 2.2 Uncomplicated with high-risk features (refractory pain, refractory hypertension, bloody pleural effusion, aortic diameter of more than 40 mm, imaging evidence of malperfusion, entry tear on lesser curvature, or false lumen of more than 22 mm). 3 Patients with traumatic aortic injury who do not have contraindications to endovascular repair.
Vascular | Endovascular aortic repair | Aortic stent graft package | TEVAR package | Terumo Aortic | RelayPro Thoracic Stent-Graft System (Bare Stent Configuration) | 28-M4-32-150-36S | Standalone | DE0503702 | 1 Patients with thoracic aortic aneurysm (TAA; ruptured or unruptured) who are not suitable for OSR and are: 1.1 symptomatic; OR 1.2 asymptomatic and with an aneurysm of 5.5 cm or larger (measured outer-to-outer maximum anterior-posterior aortic diameter); OR 1.3 asymptomatic and with an aneurysm that has grown by more than 1 cm in one year (measured outer-to-outer maximum anterior-posterior aortic diameter). 2 Patients with type B aortic dissection (TBAD) with suitable anatomy for TEVAR and the TBAD is: 2.1 Complicated (presence of malperfusion syndrome or rupture) hyperacute (less than 24 hours), acute (1 to 14 days), or subacute (15 to 90 days); OR 2.2 Uncomplicated with high-risk features (refractory pain, refractory hypertension, bloody pleural effusion, aortic diameter of more than 40 mm, imaging evidence of malperfusion, entry tear on lesser curvature, or false lumen of more than 22 mm). 3 Patients with traumatic aortic injury who do not have contraindications to endovascular repair.
Vascular | Endovascular aortic repair | Aortic stent graft package | TEVAR package | Terumo Aortic | RelayPro Thoracic Stent-Graft System (Bare Stent Configuration) | 28-M4-32-170-36S | Standalone | DE0503702 | 1 Patients with thoracic aortic aneurysm (TAA; ruptured or unruptured) who are not suitable for OSR and are: 1.1 symptomatic; OR 1.2 asymptomatic and with an aneurysm of 5.5 cm or larger (measured outer-to-outer maximum anterior-posterior aortic diameter); OR 1.3 asymptomatic and with an aneurysm that has grown by more than 1 cm in one year (measured outer-to-outer maximum anterior-posterior aortic diameter). 2 Patients with type B aortic dissection (TBAD) with suitable anatomy for TEVAR and the TBAD is: 2.1 Complicated (presence of malperfusion syndrome or rupture) hyperacute (less than 24 hours), acute (1 to 14 days), or subacute (15 to 90 days); OR 2.2 Uncomplicated with high-risk features (refractory pain, refractory hypertension, bloody pleural effusion, aortic diameter of more than 40 mm, imaging evidence of malperfusion, entry tear on lesser curvature, or false lumen of more than 22 mm). 3 Patients with traumatic aortic injury who do not have contraindications to endovascular repair.
Vascular | Endovascular aortic repair | Aortic stent graft package | TEVAR package | Terumo Aortic | RelayPro Thoracic Stent-Graft System (Bare Stent Configuration) | 28-M4-32-190-36S | Standalone | DE0503702 | 1 Patients with thoracic aortic aneurysm (TAA; ruptured or unruptured) who are not suitable for OSR and are: 1.1 symptomatic; OR 1.2 asymptomatic and with an aneurysm of 5.5 cm or larger (measured outer-to-outer maximum anterior-posterior aortic diameter); OR 1.3 asymptomatic and with an aneurysm that has grown by more than 1 cm in one year (measured outer-to-outer maximum anterior-posterior aortic diameter). 2 Patients with type B aortic dissection (TBAD) with suitable anatomy for TEVAR and the TBAD is: 2.1 Complicated (presence of malperfusion syndrome or rupture) hyperacute (less than 24 hours), acute (1 to 14 days), or subacute (15 to 90 days); OR 2.2 Uncomplicated with high-risk features (refractory pain, refractory hypertension, bloody pleural effusion, aortic diameter of more than 40 mm, imaging evidence of malperfusion, entry tear on lesser curvature, or false lumen of more than 22 mm). 3 Patients with traumatic aortic injury who do not have contraindications to endovascular repair.
Vascular | Endovascular aortic repair | Aortic stent graft package | TEVAR package | Terumo Aortic | RelayPro Thoracic Stent-Graft System (Bare Stent Configuration) | 28-M4-32-210-36S | Standalone | DE0503702 | 1 Patients with thoracic aortic aneurysm (TAA; ruptured or unruptured) who are not suitable for OSR and are: 1.1 symptomatic; OR 1.2 asymptomatic and with an aneurysm of 5.5 cm or larger (measured outer-to-outer maximum anterior-posterior aortic diameter); OR 1.3 asymptomatic and with an aneurysm that has grown by more than 1 cm in one year (measured outer-to-outer maximum anterior-posterior aortic diameter). 2 Patients with type B aortic dissection (TBAD) with suitable anatomy for TEVAR and the TBAD is: 2.1 Complicated (presence of malperfusion syndrome or rupture) hyperacute (less than 24 hours), acute (1 to 14 days), or subacute (15 to 90 days); OR 2.2 Uncomplicated with high-risk features (refractory pain, refractory hypertension, bloody pleural effusion, aortic diameter of more than 40 mm, imaging evidence of malperfusion, entry tear on lesser curvature, or false lumen of more than 22 mm). 3 Patients with traumatic aortic injury who do not have contraindications to endovascular repair.
Vascular | Endovascular aortic repair | Aortic stent graft package | TEVAR package | Terumo Aortic | RelayPro Thoracic Stent-Graft System (Bare Stent Configuration) | 28-M4-32-230-36S | Standalone | DE0503702 | 1 Patients with thoracic aortic aneurysm (TAA; ruptured or unruptured) who are not suitable for OSR and are: 1.1 symptomatic; OR 1.2 asymptomatic and with an aneurysm of 5.5 cm or larger (measured outer-to-outer maximum anterior-posterior aortic diameter); OR 1.3 asymptomatic and with an aneurysm that has grown by more than 1 cm in one year (measured outer-to-outer maximum anterior-posterior aortic diameter). 2 Patients with type B aortic dissection (TBAD) with suitable anatomy for TEVAR and the TBAD is: 2.1 Complicated (presence of malperfusion syndrome or rupture) hyperacute (less than 24 hours), acute (1 to 14 days), or subacute (15 to 90 days); OR 2.2 Uncomplicated with high-risk features (refractory pain, refractory hypertension, bloody pleural effusion, aortic diameter of more than 40 mm, imaging evidence of malperfusion, entry tear on lesser curvature, or false lumen of more than 22 mm). 3 Patients with traumatic aortic injury who do not have contraindications to endovascular repair.
Vascular | Endovascular aortic repair | Aortic stent graft package | TEVAR package | Terumo Aortic | RelayPro Thoracic Stent-Graft System (Bare Stent Configuration) | 28-M4-32-250-36S | Standalone | DE0503702 | 1 Patients with thoracic aortic aneurysm (TAA; ruptured or unruptured) who are not suitable for OSR and are: 1.1 symptomatic; OR 1.2 asymptomatic and with an aneurysm of 5.5 cm or larger (measured outer-to-outer maximum anterior-posterior aortic diameter); OR 1.3 asymptomatic and with an aneurysm that has grown by more than 1 cm in one year (measured outer-to-outer maximum anterior-posterior aortic diameter). 2 Patients with type B aortic dissection (TBAD) with suitable anatomy for TEVAR and the TBAD is: 2.1 Complicated (presence of malperfusion syndrome or rupture) hyperacute (less than 24 hours), acute (1 to 14 days), or subacute (15 to 90 days); OR 2.2 Uncomplicated with high-risk features (refractory pain, refractory hypertension, bloody pleural effusion, aortic diameter of more than 40 mm, imaging evidence of malperfusion, entry tear on lesser curvature, or false lumen of more than 22 mm). 3 Patients with traumatic aortic injury who do not have contraindications to endovascular repair.
Vascular | Endovascular aortic repair | Aortic stent graft package | TEVAR package | Terumo Aortic | RelayPro Thoracic Stent-Graft System (Bare Stent Configuration) | 28-M4-34-110-36S | Standalone | DE0503702 | 1 Patients with thoracic aortic aneurysm (TAA; ruptured or unruptured) who are not suitable for OSR and are: 1.1 symptomatic; OR 1.2 asymptomatic and with an aneurysm of 5.5 cm or larger (measured outer-to-outer maximum anterior-posterior aortic diameter); OR 1.3 asymptomatic and with an aneurysm that has grown by more than 1 cm in one year (measured outer-to-outer maximum anterior-posterior aortic diameter). 2 Patients with type B aortic dissection (TBAD) with suitable anatomy for TEVAR and the TBAD is: 2.1 Complicated (presence of malperfusion syndrome or rupture) hyperacute (less than 24 hours), acute (1 to 14 days), or subacute (15 to 90 days); OR 2.2 Uncomplicated with high-risk features (refractory pain, refractory hypertension, bloody pleural effusion, aortic diameter of more than 40 mm, imaging evidence of malperfusion, entry tear on lesser curvature, or false lumen of more than 22 mm). 3 Patients with traumatic aortic injury who do not have contraindications to endovascular repair.
Vascular | Endovascular aortic repair | Aortic stent graft package | TEVAR package | Terumo Aortic | RelayPro Thoracic Stent-Graft System (Bare Stent Configuration) | 28-M4-34-130-36S | Standalone | DE0503702 | 1 Patients with thoracic aortic aneurysm (TAA; ruptured or unruptured) who are not suitable for OSR and are: 1.1 symptomatic; OR 1.2 asymptomatic and with an aneurysm of 5.5 cm or larger (measured outer-to-outer maximum anterior-posterior aortic diameter); OR 1.3 asymptomatic and with an aneurysm that has grown by more than 1 cm in one year (measured outer-to-outer maximum anterior-posterior aortic diameter). 2 Patients with type B aortic dissection (TBAD) with suitable anatomy for TEVAR and the TBAD is: 2.1 Complicated (presence of malperfusion syndrome or rupture) hyperacute (less than 24 hours), acute (1 to 14 days), or subacute (15 to 90 days); OR 2.2 Uncomplicated with high-risk features (refractory pain, refractory hypertension, bloody pleural effusion, aortic diameter of more than 40 mm, imaging evidence of malperfusion, entry tear on lesser curvature, or false lumen of more than 22 mm). 3 Patients with traumatic aortic injury who do not have contraindications to endovascular repair.
Vascular | Endovascular aortic repair | Aortic stent graft package | TEVAR package | Terumo Aortic | RelayPro Thoracic Stent-Graft System (Bare Stent Configuration) | 28-M4-34-150-36S | Standalone | DE0503702 | 1 Patients with thoracic aortic aneurysm (TAA; ruptured or unruptured) who are not suitable for OSR and are: 1.1 symptomatic; OR 1.2 asymptomatic and with an aneurysm of 5.5 cm or larger (measured outer-to-outer maximum anterior-posterior aortic diameter); OR 1.3 asymptomatic and with an aneurysm that has grown by more than 1 cm in one year (measured outer-to-outer maximum anterior-posterior aortic diameter). 2 Patients with type B aortic dissection (TBAD) with suitable anatomy for TEVAR and the TBAD is: 2.1 Complicated (presence of malperfusion syndrome or rupture) hyperacute (less than 24 hours), acute (1 to 14 days), or subacute (15 to 90 days); OR 2.2 Uncomplicated with high-risk features (refractory pain, refractory hypertension, bloody pleural effusion, aortic diameter of more than 40 mm, imaging evidence of malperfusion, entry tear on lesser curvature, or false lumen of more than 22 mm). 3 Patients with traumatic aortic injury who do not have contraindications to endovascular repair.
Vascular | Endovascular aortic repair | Aortic stent graft package | TEVAR package | Terumo Aortic | RelayPro Thoracic Stent-Graft System (Bare Stent Configuration) | 28-M4-34-170-36S | Standalone | DE0503702 | 1 Patients with thoracic aortic aneurysm (TAA; ruptured or unruptured) who are not suitable for OSR and are: 1.1 symptomatic; OR 1.2 asymptomatic and with an aneurysm of 5.5 cm or larger (measured outer-to-outer maximum anterior-posterior aortic diameter); OR 1.3 asymptomatic and with an aneurysm that has grown by more than 1 cm in one year (measured outer-to-outer maximum anterior-posterior aortic diameter). 2 Patients with type B aortic dissection (TBAD) with suitable anatomy for TEVAR and the TBAD is: 2.1 Complicated (presence of malperfusion syndrome or rupture) hyperacute (less than 24 hours), acute (1 to 14 days), or subacute (15 to 90 days); OR 2.2 Uncomplicated with high-risk features (refractory pain, refractory hypertension, bloody pleural effusion, aortic diameter of more than 40 mm, imaging evidence of malperfusion, entry tear on lesser curvature, or false lumen of more than 22 mm). 3 Patients with traumatic aortic injury who do not have contraindications to endovascular repair.
Vascular | Endovascular aortic repair | Aortic stent graft package | TEVAR package | Terumo Aortic | RelayPro Thoracic Stent-Graft System (Bare Stent Configuration) | 28-M4-34-190-36S | Standalone | DE0503702 | 1 Patients with thoracic aortic aneurysm (TAA; ruptured or unruptured) who are not suitable for OSR and are: 1.1 symptomatic; OR 1.2 asymptomatic and with an aneurysm of 5.5 cm or larger (measured outer-to-outer maximum anterior-posterior aortic diameter); OR 1.3 asymptomatic and with an aneurysm that has grown by more than 1 cm in one year (measured outer-to-outer maximum anterior-posterior aortic diameter). 2 Patients with type B aortic dissection (TBAD) with suitable anatomy for TEVAR and the TBAD is: 2.1 Complicated (presence of malperfusion syndrome or rupture) hyperacute (less than 24 hours), acute (1 to 14 days), or subacute (15 to 90 days); OR 2.2 Uncomplicated with high-risk features (refractory pain, refractory hypertension, bloody pleural effusion, aortic diameter of more than 40 mm, imaging evidence of malperfusion, entry tear on lesser curvature, or false lumen of more than 22 mm). 3 Patients with traumatic aortic injury who do not have contraindications to endovascular repair.
Vascular | Endovascular aortic repair | Aortic stent graft package | TEVAR package | Terumo Aortic | RelayPro Thoracic Stent-Graft System (Bare Stent Configuration) | 28-M4-34-210-36S | Standalone | DE0503702 | 1 Patients with thoracic aortic aneurysm (TAA; ruptured or unruptured) who are not suitable for OSR and are: 1.1 symptomatic; OR 1.2 asymptomatic and with an aneurysm of 5.5 cm or larger (measured outer-to-outer maximum anterior-posterior aortic diameter); OR 1.3 asymptomatic and with an aneurysm that has grown by more than 1 cm in one year (measured outer-to-outer maximum anterior-posterior aortic diameter). 2 Patients with type B aortic dissection (TBAD) with suitable anatomy for TEVAR and the TBAD is: 2.1 Complicated (presence of malperfusion syndrome or rupture) hyperacute (less than 24 hours), acute (1 to 14 days), or subacute (15 to 90 days); OR 2.2 Uncomplicated with high-risk features (refractory pain, refractory hypertension, bloody pleural effusion, aortic diameter of more than 40 mm, imaging evidence of malperfusion, entry tear on lesser curvature, or false lumen of more than 22 mm). 3 Patients with traumatic aortic injury who do not have contraindications to endovascular repair.
Vascular | Endovascular aortic repair | Aortic stent graft package | TEVAR package | Terumo Aortic | RelayPro Thoracic Stent-Graft System (Bare Stent Configuration) | 28-M4-34-230-36S | Standalone | DE0503702 | 1 Patients with thoracic aortic aneurysm (TAA; ruptured or unruptured) who are not suitable for OSR and are: 1.1 symptomatic; OR 1.2 asymptomatic and with an aneurysm of 5.5 cm or larger (measured outer-to-outer maximum anterior-posterior aortic diameter); OR 1.3 asymptomatic and with an aneurysm that has grown by more than 1 cm in one year (measured outer-to-outer maximum anterior-posterior aortic diameter). 2 Patients with type B aortic dissection (TBAD) with suitable anatomy for TEVAR and the TBAD is: 2.1 Complicated (presence of malperfusion syndrome or rupture) hyperacute (less than 24 hours), acute (1 to 14 days), or subacute (15 to 90 days); OR 2.2 Uncomplicated with high-risk features (refractory pain, refractory hypertension, bloody pleural effusion, aortic diameter of more than 40 mm, imaging evidence of malperfusion, entry tear on lesser curvature, or false lumen of more than 22 mm). 3 Patients with traumatic aortic injury who do not have contraindications to endovascular repair.
Vascular | Endovascular aortic repair | Aortic stent graft package | TEVAR package | Terumo Aortic | RelayPro Thoracic Stent-Graft System (Bare Stent Configuration) | 28-M4-34-250-36S | Standalone | DE0503702 | 1 Patients with thoracic aortic aneurysm (TAA; ruptured or unruptured) who are not suitable for OSR and are: 1.1 symptomatic; OR 1.2 asymptomatic and with an aneurysm of 5.5 cm or larger (measured outer-to-outer maximum anterior-posterior aortic diameter); OR 1.3 asymptomatic and with an aneurysm that has grown by more than 1 cm in one year (measured outer-to-outer maximum anterior-posterior aortic diameter). 2 Patients with type B aortic dissection (TBAD) with suitable anatomy for TEVAR and the TBAD is: 2.1 Complicated (presence of malperfusion syndrome or rupture) hyperacute (less than 24 hours), acute (1 to 14 days), or subacute (15 to 90 days); OR 2.2 Uncomplicated with high-risk features (refractory pain, refractory hypertension, bloody pleural effusion, aortic diameter of more than 40 mm, imaging evidence of malperfusion, entry tear on lesser curvature, or false lumen of more than 22 mm). 3 Patients with traumatic aortic injury who do not have contraindications to endovascular repair.
Vascular | Endovascular aortic repair | Aortic stent graft package | TEVAR package | Terumo Aortic | RelayPro Thoracic Stent-Graft System (Bare Stent Configuration) | 28-M4-36-100-36S | Standalone | DE0503702 | 1 Patients with thoracic aortic aneurysm (TAA; ruptured or unruptured) who are not suitable for OSR and are: 1.1 symptomatic; OR 1.2 asymptomatic and with an aneurysm of 5.5 cm or larger (measured outer-to-outer maximum anterior-posterior aortic diameter); OR 1.3 asymptomatic and with an aneurysm that has grown by more than 1 cm in one year (measured outer-to-outer maximum anterior-posterior aortic diameter). 2 Patients with type B aortic dissection (TBAD) with suitable anatomy for TEVAR and the TBAD is: 2.1 Complicated (presence of malperfusion syndrome or rupture) hyperacute (less than 24 hours), acute (1 to 14 days), or subacute (15 to 90 days); OR 2.2 Uncomplicated with high-risk features (refractory pain, refractory hypertension, bloody pleural effusion, aortic diameter of more than 40 mm, imaging evidence of malperfusion, entry tear on lesser curvature, or false lumen of more than 22 mm). 3 Patients with traumatic aortic injury who do not have contraindications to endovascular repair.
Vascular | Endovascular aortic repair | Aortic stent graft package | TEVAR package | Terumo Aortic | RelayPro Thoracic Stent-Graft System (Bare Stent Configuration) | 28-M4-36-130-36S | Standalone | DE0503702 | 1 Patients with thoracic aortic aneurysm (TAA; ruptured or unruptured) who are not suitable for OSR and are: 1.1 symptomatic; OR 1.2 asymptomatic and with an aneurysm of 5.5 cm or larger (measured outer-to-outer maximum anterior-posterior aortic diameter); OR 1.3 asymptomatic and with an aneurysm that has grown by more than 1 cm in one year (measured outer-to-outer maximum anterior-posterior aortic diameter). 2 Patients with type B aortic dissection (TBAD) with suitable anatomy for TEVAR and the TBAD is: 2.1 Complicated (presence of malperfusion syndrome or rupture) hyperacute (less than 24 hours), acute (1 to 14 days), or subacute (15 to 90 days); OR 2.2 Uncomplicated with high-risk features (refractory pain, refractory hypertension, bloody pleural effusion, aortic diameter of more than 40 mm, imaging evidence of malperfusion, entry tear on lesser curvature, or false lumen of more than 22 mm). 3 Patients with traumatic aortic injury who do not have contraindications to endovascular repair.
Vascular | Endovascular aortic repair | Aortic stent graft package | TEVAR package | Terumo Aortic | RelayPro Thoracic Stent-Graft System (Bare Stent Configuration) | 28-M4-36-145-36S | Standalone | DE0503702 | 1 Patients with thoracic aortic aneurysm (TAA; ruptured or unruptured) who are not suitable for OSR and are: 1.1 symptomatic; OR 1.2 asymptomatic and with an aneurysm of 5.5 cm or larger (measured outer-to-outer maximum anterior-posterior aortic diameter); OR 1.3 asymptomatic and with an aneurysm that has grown by more than 1 cm in one year (measured outer-to-outer maximum anterior-posterior aortic diameter). 2 Patients with type B aortic dissection (TBAD) with suitable anatomy for TEVAR and the TBAD is: 2.1 Complicated (presence of malperfusion syndrome or rupture) hyperacute (less than 24 hours), acute (1 to 14 days), or subacute (15 to 90 days); OR 2.2 Uncomplicated with high-risk features (refractory pain, refractory hypertension, bloody pleural effusion, aortic diameter of more than 40 mm, imaging evidence of malperfusion, entry tear on lesser curvature, or false lumen of more than 22 mm). 3 Patients with traumatic aortic injury who do not have contraindications to endovascular repair.
Vascular | Endovascular aortic repair | Aortic stent graft package | TEVAR package | Terumo Aortic | RelayPro Thoracic Stent-Graft System (Bare Stent Configuration) | 28-M4-36-170-36S | Standalone | DE0503702 | 1 Patients with thoracic aortic aneurysm (TAA; ruptured or unruptured) who are not suitable for OSR and are: 1.1 symptomatic; OR 1.2 asymptomatic and with an aneurysm of 5.5 cm or larger (measured outer-to-outer maximum anterior-posterior aortic diameter); OR 1.3 asymptomatic and with an aneurysm that has grown by more than 1 cm in one year (measured outer-to-outer maximum anterior-posterior aortic diameter). 2 Patients with type B aortic dissection (TBAD) with suitable anatomy for TEVAR and the TBAD is: 2.1 Complicated (presence of malperfusion syndrome or rupture) hyperacute (less than 24 hours), acute (1 to 14 days), or subacute (15 to 90 days); OR 2.2 Uncomplicated with high-risk features (refractory pain, refractory hypertension, bloody pleural effusion, aortic diameter of more than 40 mm, imaging evidence of malperfusion, entry tear on lesser curvature, or false lumen of more than 22 mm). 3 Patients with traumatic aortic injury who do not have contraindications to endovascular repair.
Vascular | Endovascular aortic repair | Aortic stent graft package | TEVAR package | Terumo Aortic | RelayPro Thoracic Stent-Graft System (Bare Stent Configuration) | 28-M4-36-190-36S | Standalone | DE0503702 | 1 Patients with thoracic aortic aneurysm (TAA; ruptured or unruptured) who are not suitable for OSR and are: 1.1 symptomatic; OR 1.2 asymptomatic and with an aneurysm of 5.5 cm or larger (measured outer-to-outer maximum anterior-posterior aortic diameter); OR 1.3 asymptomatic and with an aneurysm that has grown by more than 1 cm in one year (measured outer-to-outer maximum anterior-posterior aortic diameter). 2 Patients with type B aortic dissection (TBAD) with suitable anatomy for TEVAR and the TBAD is: 2.1 Complicated (presence of malperfusion syndrome or rupture) hyperacute (less than 24 hours), acute (1 to 14 days), or subacute (15 to 90 days); OR 2.2 Uncomplicated with high-risk features (refractory pain, refractory hypertension, bloody pleural effusion, aortic diameter of more than 40 mm, imaging evidence of malperfusion, entry tear on lesser curvature, or false lumen of more than 22 mm). 3 Patients with traumatic aortic injury who do not have contraindications to endovascular repair.
Vascular | Endovascular aortic repair | Aortic stent graft package | TEVAR package | Terumo Aortic | RelayPro Thoracic Stent-Graft System (Bare Stent Configuration) | 28-M4-36-210-36S | Standalone | DE0503702 | 1 Patients with thoracic aortic aneurysm (TAA; ruptured or unruptured) who are not suitable for OSR and are: 1.1 symptomatic; OR 1.2 asymptomatic and with an aneurysm of 5.5 cm or larger (measured outer-to-outer maximum anterior-posterior aortic diameter); OR 1.3 asymptomatic and with an aneurysm that has grown by more than 1 cm in one year (measured outer-to-outer maximum anterior-posterior aortic diameter). 2 Patients with type B aortic dissection (TBAD) with suitable anatomy for TEVAR and the TBAD is: 2.1 Complicated (presence of malperfusion syndrome or rupture) hyperacute (less than 24 hours), acute (1 to 14 days), or subacute (15 to 90 days); OR 2.2 Uncomplicated with high-risk features (refractory pain, refractory hypertension, bloody pleural effusion, aortic diameter of more than 40 mm, imaging evidence of malperfusion, entry tear on lesser curvature, or false lumen of more than 22 mm). 3 Patients with traumatic aortic injury who do not have contraindications to endovascular repair.
Vascular | Endovascular aortic repair | Aortic stent graft package | TEVAR package | Terumo Aortic | RelayPro Thoracic Stent-Graft System (Bare Stent Configuration) | 28-M4-36-230-36S | Standalone | DE0503702 | 1 Patients with thoracic aortic aneurysm (TAA; ruptured or unruptured) who are not suitable for OSR and are: 1.1 symptomatic; OR 1.2 asymptomatic and with an aneurysm of 5.5 cm or larger (measured outer-to-outer maximum anterior-posterior aortic diameter); OR 1.3 asymptomatic and with an aneurysm that has grown by more than 1 cm in one year (measured outer-to-outer maximum anterior-posterior aortic diameter). 2 Patients with type B aortic dissection (TBAD) with suitable anatomy for TEVAR and the TBAD is: 2.1 Complicated (presence of malperfusion syndrome or rupture) hyperacute (less than 24 hours), acute (1 to 14 days), or subacute (15 to 90 days); OR 2.2 Uncomplicated with high-risk features (refractory pain, refractory hypertension, bloody pleural effusion, aortic diameter of more than 40 mm, imaging evidence of malperfusion, entry tear on lesser curvature, or false lumen of more than 22 mm). 3 Patients with traumatic aortic injury who do not have contraindications to endovascular repair.
Vascular | Endovascular aortic repair | Aortic stent graft package | TEVAR package | Terumo Aortic | RelayPro Thoracic Stent-Graft System (Bare Stent Configuration) | 28-M4-36-250-36S | Standalone | DE0503702 | 1 Patients with thoracic aortic aneurysm (TAA; ruptured or unruptured) who are not suitable for OSR and are: 1.1 symptomatic; OR 1.2 asymptomatic and with an aneurysm of 5.5 cm or larger (measured outer-to-outer maximum anterior-posterior aortic diameter); OR 1.3 asymptomatic and with an aneurysm that has grown by more than 1 cm in one year (measured outer-to-outer maximum anterior-posterior aortic diameter). 2 Patients with type B aortic dissection (TBAD) with suitable anatomy for TEVAR and the TBAD is: 2.1 Complicated (presence of malperfusion syndrome or rupture) hyperacute (less than 24 hours), acute (1 to 14 days), or subacute (15 to 90 days); OR 2.2 Uncomplicated with high-risk features (refractory pain, refractory hypertension, bloody pleural effusion, aortic diameter of more than 40 mm, imaging evidence of malperfusion, entry tear on lesser curvature, or false lumen of more than 22 mm). 3 Patients with traumatic aortic injury who do not have contraindications to endovascular repair.
Vascular | Endovascular aortic repair | Aortic stent graft package | TEVAR package | Terumo Aortic | RelayPro Thoracic Stent-Graft System (Bare Stent Configuration) | 28-M4-38-110-36S | Standalone | DE0503702 | 1 Patients with thoracic aortic aneurysm (TAA; ruptured or unruptured) who are not suitable for OSR and are: 1.1 symptomatic; OR 1.2 asymptomatic and with an aneurysm of 5.5 cm or larger (measured outer-to-outer maximum anterior-posterior aortic diameter); OR 1.3 asymptomatic and with an aneurysm that has grown by more than 1 cm in one year (measured outer-to-outer maximum anterior-posterior aortic diameter). 2 Patients with type B aortic dissection (TBAD) with suitable anatomy for TEVAR and the TBAD is: 2.1 Complicated (presence of malperfusion syndrome or rupture) hyperacute (less than 24 hours), acute (1 to 14 days), or subacute (15 to 90 days); OR 2.2 Uncomplicated with high-risk features (refractory pain, refractory hypertension, bloody pleural effusion, aortic diameter of more than 40 mm, imaging evidence of malperfusion, entry tear on lesser curvature, or false lumen of more than 22 mm). 3 Patients with traumatic aortic injury who do not have contraindications to endovascular repair.
Vascular | Endovascular aortic repair | Aortic stent graft package | TEVAR package | Terumo Aortic | RelayPro Thoracic Stent-Graft System (Bare Stent Configuration) | 28-M4-38-130-36S | Standalone | DE0503702 | 1 Patients with thoracic aortic aneurysm (TAA; ruptured or unruptured) who are not suitable for OSR and are: 1.1 symptomatic; OR 1.2 asymptomatic and with an aneurysm of 5.5 cm or larger (measured outer-to-outer maximum anterior-posterior aortic diameter); OR 1.3 asymptomatic and with an aneurysm that has grown by more than 1 cm in one year (measured outer-to-outer maximum anterior-posterior aortic diameter). 2 Patients with type B aortic dissection (TBAD) with suitable anatomy for TEVAR and the TBAD is: 2.1 Complicated (presence of malperfusion syndrome or rupture) hyperacute (less than 24 hours), acute (1 to 14 days), or subacute (15 to 90 days); OR 2.2 Uncomplicated with high-risk features (refractory pain, refractory hypertension, bloody pleural effusion, aortic diameter of more than 40 mm, imaging evidence of malperfusion, entry tear on lesser curvature, or false lumen of more than 22 mm). 3 Patients with traumatic aortic injury who do not have contraindications to endovascular repair.
Vascular | Endovascular aortic repair | Aortic stent graft package | TEVAR package | Terumo Aortic | RelayPro Thoracic Stent-Graft System (Bare Stent Configuration) | 28-M4-38-150-36S | Standalone | DE0503702 | 1 Patients with thoracic aortic aneurysm (TAA; ruptured or unruptured) who are not suitable for OSR and are: 1.1 symptomatic; OR 1.2 asymptomatic and with an aneurysm of 5.5 cm or larger (measured outer-to-outer maximum anterior-posterior aortic diameter); OR 1.3 asymptomatic and with an aneurysm that has grown by more than 1 cm in one year (measured outer-to-outer maximum anterior-posterior aortic diameter). 2 Patients with type B aortic dissection (TBAD) with suitable anatomy for TEVAR and the TBAD is: 2.1 Complicated (presence of malperfusion syndrome or rupture) hyperacute (less than 24 hours), acute (1 to 14 days), or subacute (15 to 90 days); OR 2.2 Uncomplicated with high-risk features (refractory pain, refractory hypertension, bloody pleural effusion, aortic diameter of more than 40 mm, imaging evidence of malperfusion, entry tear on lesser curvature, or false lumen of more than 22 mm). 3 Patients with traumatic aortic injury who do not have contraindications to endovascular repair.
Vascular | Endovascular aortic repair | Aortic stent graft package | TEVAR package | Terumo Aortic | RelayPro Thoracic Stent-Graft System (Bare Stent Configuration) | 28-M4-38-170-36S | Standalone | DE0503702 | 1 Patients with thoracic aortic aneurysm (TAA; ruptured or unruptured) who are not suitable for OSR and are: 1.1 symptomatic; OR 1.2 asymptomatic and with an aneurysm of 5.5 cm or larger (measured outer-to-outer maximum anterior-posterior aortic diameter); OR 1.3 asymptomatic and with an aneurysm that has grown by more than 1 cm in one year (measured outer-to-outer maximum anterior-posterior aortic diameter). 2 Patients with type B aortic dissection (TBAD) with suitable anatomy for TEVAR and the TBAD is: 2.1 Complicated (presence of malperfusion syndrome or rupture) hyperacute (less than 24 hours), acute (1 to 14 days), or subacute (15 to 90 days); OR 2.2 Uncomplicated with high-risk features (refractory pain, refractory hypertension, bloody pleural effusion, aortic diameter of more than 40 mm, imaging evidence of malperfusion, entry tear on lesser curvature, or false lumen of more than 22 mm). 3 Patients with traumatic aortic injury who do not have contraindications to endovascular repair.
Vascular | Endovascular aortic repair | Aortic stent graft package | TEVAR package | Terumo Aortic | RelayPro Thoracic Stent-Graft System (Bare Stent Configuration) | 28-M4-38-190-36S | Standalone | DE0503702 | 1 Patients with thoracic aortic aneurysm (TAA; ruptured or unruptured) who are not suitable for OSR and are: 1.1 symptomatic; OR 1.2 asymptomatic and with an aneurysm of 5.5 cm or larger (measured outer-to-outer maximum anterior-posterior aortic diameter); OR 1.3 asymptomatic and with an aneurysm that has grown by more than 1 cm in one year (measured outer-to-outer maximum anterior-posterior aortic diameter). 2 Patients with type B aortic dissection (TBAD) with suitable anatomy for TEVAR and the TBAD is: 2.1 Complicated (presence of malperfusion syndrome or rupture) hyperacute (less than 24 hours), acute (1 to 14 days), or subacute (15 to 90 days); OR 2.2 Uncomplicated with high-risk features (refractory pain, refractory hypertension, bloody pleural effusion, aortic diameter of more than 40 mm, imaging evidence of malperfusion, entry tear on lesser curvature, or false lumen of more than 22 mm). 3 Patients with traumatic aortic injury who do not have contraindications to endovascular repair.
Vascular | Endovascular aortic repair | Aortic stent graft package | TEVAR package | Terumo Aortic | RelayPro Thoracic Stent-Graft System (Bare Stent Configuration) | 28-M4-38-210-36S | Standalone | DE0503702 | 1 Patients with thoracic aortic aneurysm (TAA; ruptured or unruptured) who are not suitable for OSR and are: 1.1 symptomatic; OR 1.2 asymptomatic and with an aneurysm of 5.5 cm or larger (measured outer-to-outer maximum anterior-posterior aortic diameter); OR 1.3 asymptomatic and with an aneurysm that has grown by more than 1 cm in one year (measured outer-to-outer maximum anterior-posterior aortic diameter). 2 Patients with type B aortic dissection (TBAD) with suitable anatomy for TEVAR and the TBAD is: 2.1 Complicated (presence of malperfusion syndrome or rupture) hyperacute (less than 24 hours), acute (1 to 14 days), or subacute (15 to 90 days); OR 2.2 Uncomplicated with high-risk features (refractory pain, refractory hypertension, bloody pleural effusion, aortic diameter of more than 40 mm, imaging evidence of malperfusion, entry tear on lesser curvature, or false lumen of more than 22 mm). 3 Patients with traumatic aortic injury who do not have contraindications to endovascular repair.
Vascular | Endovascular aortic repair | Aortic stent graft package | TEVAR package | Terumo Aortic | RelayPro Thoracic Stent-Graft System (Bare Stent Configuration) | 28-M4-38-230-36S | Standalone | DE0503702 | 1 Patients with thoracic aortic aneurysm (TAA; ruptured or unruptured) who are not suitable for OSR and are: 1.1 symptomatic; OR 1.2 asymptomatic and with an aneurysm of 5.5 cm or larger (measured outer-to-outer maximum anterior-posterior aortic diameter); OR 1.3 asymptomatic and with an aneurysm that has grown by more than 1 cm in one year (measured outer-to-outer maximum anterior-posterior aortic diameter). 2 Patients with type B aortic dissection (TBAD) with suitable anatomy for TEVAR and the TBAD is: 2.1 Complicated (presence of malperfusion syndrome or rupture) hyperacute (less than 24 hours), acute (1 to 14 days), or subacute (15 to 90 days); OR 2.2 Uncomplicated with high-risk features (refractory pain, refractory hypertension, bloody pleural effusion, aortic diameter of more than 40 mm, imaging evidence of malperfusion, entry tear on lesser curvature, or false lumen of more than 22 mm). 3 Patients with traumatic aortic injury who do not have contraindications to endovascular repair.
Vascular | Endovascular aortic repair | Aortic stent graft package | TEVAR package | Terumo Aortic | RelayPro Thoracic Stent-Graft System (Bare Stent Configuration) | 28-M4-38-250-36S | Standalone | DE0503702 | 1 Patients with thoracic aortic aneurysm (TAA; ruptured or unruptured) who are not suitable for OSR and are: 1.1 symptomatic; OR 1.2 asymptomatic and with an aneurysm of 5.5 cm or larger (measured outer-to-outer maximum anterior-posterior aortic diameter); OR 1.3 asymptomatic and with an aneurysm that has grown by more than 1 cm in one year (measured outer-to-outer maximum anterior-posterior aortic diameter). 2 Patients with type B aortic dissection (TBAD) with suitable anatomy for TEVAR and the TBAD is: 2.1 Complicated (presence of malperfusion syndrome or rupture) hyperacute (less than 24 hours), acute (1 to 14 days), or subacute (15 to 90 days); OR 2.2 Uncomplicated with high-risk features (refractory pain, refractory hypertension, bloody pleural effusion, aortic diameter of more than 40 mm, imaging evidence of malperfusion, entry tear on lesser curvature, or false lumen of more than 22 mm). 3 Patients with traumatic aortic injury who do not have contraindications to endovascular repair.
Vascular | Endovascular aortic repair | Aortic stent graft package | TEVAR package | Terumo Aortic | RelayPro Thoracic Stent-Graft System (Bare Stent Configuration) | 28-M4-40-110-36S | Standalone | DE0503702 | 1 Patients with thoracic aortic aneurysm (TAA; ruptured or unruptured) who are not suitable for OSR and are: 1.1 symptomatic; OR 1.2 asymptomatic and with an aneurysm of 5.5 cm or larger (measured outer-to-outer maximum anterior-posterior aortic diameter); OR 1.3 asymptomatic and with an aneurysm that has grown by more than 1 cm in one year (measured outer-to-outer maximum anterior-posterior aortic diameter). 2 Patients with type B aortic dissection (TBAD) with suitable anatomy for TEVAR and the TBAD is: 2.1 Complicated (presence of malperfusion syndrome or rupture) hyperacute (less than 24 hours), acute (1 to 14 days), or subacute (15 to 90 days); OR 2.2 Uncomplicated with high-risk features (refractory pain, refractory hypertension, bloody pleural effusion, aortic diameter of more than 40 mm, imaging evidence of malperfusion, entry tear on lesser curvature, or false lumen of more than 22 mm). 3 Patients with traumatic aortic injury who do not have contraindications to endovascular repair.
Vascular | Endovascular aortic repair | Aortic stent graft package | TEVAR package | Terumo Aortic | RelayPro Thoracic Stent-Graft System (Bare Stent Configuration) | 28-M4-40-130-36S | Standalone | DE0503702 | 1 Patients with thoracic aortic aneurysm (TAA; ruptured or unruptured) who are not suitable for OSR and are: 1.1 symptomatic; OR 1.2 asymptomatic and with an aneurysm of 5.5 cm or larger (measured outer-to-outer maximum anterior-posterior aortic diameter); OR 1.3 asymptomatic and with an aneurysm that has grown by more than 1 cm in one year (measured outer-to-outer maximum anterior-posterior aortic diameter). 2 Patients with type B aortic dissection (TBAD) with suitable anatomy for TEVAR and the TBAD is: 2.1 Complicated (presence of malperfusion syndrome or rupture) hyperacute (less than 24 hours), acute (1 to 14 days), or subacute (15 to 90 days); OR 2.2 Uncomplicated with high-risk features (refractory pain, refractory hypertension, bloody pleural effusion, aortic diameter of more than 40 mm, imaging evidence of malperfusion, entry tear on lesser curvature, or false lumen of more than 22 mm). 3 Patients with traumatic aortic injury who do not have contraindications to endovascular repair.
Vascular | Endovascular aortic repair | Aortic stent graft package | TEVAR package | Terumo Aortic | RelayPro Thoracic Stent-Graft System (Bare Stent Configuration) | 28-M4-40-145-36S | Standalone | DE0503702 | 1 Patients with thoracic aortic aneurysm (TAA; ruptured or unruptured) who are not suitable for OSR and are: 1.1 symptomatic; OR 1.2 asymptomatic and with an aneurysm of 5.5 cm or larger (measured outer-to-outer maximum anterior-posterior aortic diameter); OR 1.3 asymptomatic and with an aneurysm that has grown by more than 1 cm in one year (measured outer-to-outer maximum anterior-posterior aortic diameter). 2 Patients with type B aortic dissection (TBAD) with suitable anatomy for TEVAR and the TBAD is: 2.1 Complicated (presence of malperfusion syndrome or rupture) hyperacute (less than 24 hours), acute (1 to 14 days), or subacute (15 to 90 days); OR 2.2 Uncomplicated with high-risk features (refractory pain, refractory hypertension, bloody pleural effusion, aortic diameter of more than 40 mm, imaging evidence of malperfusion, entry tear on lesser curvature, or false lumen of more than 22 mm). 3 Patients with traumatic aortic injury who do not have contraindications to endovascular repair.
Vascular | Endovascular aortic repair | Aortic stent graft package | TEVAR package | Terumo Aortic | RelayPro Thoracic Stent-Graft System (Bare Stent Configuration) | 28-M4-40-170-36S | Standalone | DE0503702 | 1 Patients with thoracic aortic aneurysm (TAA; ruptured or unruptured) who are not suitable for OSR and are: 1.1 symptomatic; OR 1.2 asymptomatic and with an aneurysm of 5.5 cm or larger (measured outer-to-outer maximum anterior-posterior aortic diameter); OR 1.3 asymptomatic and with an aneurysm that has grown by more than 1 cm in one year (measured outer-to-outer maximum anterior-posterior aortic diameter). 2 Patients with type B aortic dissection (TBAD) with suitable anatomy for TEVAR and the TBAD is: 2.1 Complicated (presence of malperfusion syndrome or rupture) hyperacute (less than 24 hours), acute (1 to 14 days), or subacute (15 to 90 days); OR 2.2 Uncomplicated with high-risk features (refractory pain, refractory hypertension, bloody pleural effusion, aortic diameter of more than 40 mm, imaging evidence of malperfusion, entry tear on lesser curvature, or false lumen of more than 22 mm). 3 Patients with traumatic aortic injury who do not have contraindications to endovascular repair.
Vascular | Endovascular aortic repair | Aortic stent graft package | TEVAR package | Terumo Aortic | RelayPro Thoracic Stent-Graft System (Bare Stent Configuration) | 28-M4-40-195-36S | Standalone | DE0503702 | 1 Patients with thoracic aortic aneurysm (TAA; ruptured or unruptured) who are not suitable for OSR and are: 1.1 symptomatic; OR 1.2 asymptomatic and with an aneurysm of 5.5 cm or larger (measured outer-to-outer maximum anterior-posterior aortic diameter); OR 1.3 asymptomatic and with an aneurysm that has grown by more than 1 cm in one year (measured outer-to-outer maximum anterior-posterior aortic diameter). 2 Patients with type B aortic dissection (TBAD) with suitable anatomy for TEVAR and the TBAD is: 2.1 Complicated (presence of malperfusion syndrome or rupture) hyperacute (less than 24 hours), acute (1 to 14 days), or subacute (15 to 90 days); OR 2.2 Uncomplicated with high-risk features (refractory pain, refractory hypertension, bloody pleural effusion, aortic diameter of more than 40 mm, imaging evidence of malperfusion, entry tear on lesser curvature, or false lumen of more than 22 mm). 3 Patients with traumatic aortic injury who do not have contraindications to endovascular repair.
Vascular | Endovascular aortic repair | Aortic stent graft package | TEVAR package | Terumo Aortic | RelayPro Thoracic Stent-Graft System (Bare Stent Configuration) | 28-M4-40-210-36S | Standalone | DE0503702 | 1 Patients with thoracic aortic aneurysm (TAA; ruptured or unruptured) who are not suitable for OSR and are: 1.1 symptomatic; OR 1.2 asymptomatic and with an aneurysm of 5.5 cm or larger (measured outer-to-outer maximum anterior-posterior aortic diameter); OR 1.3 asymptomatic and with an aneurysm that has grown by more than 1 cm in one year (measured outer-to-outer maximum anterior-posterior aortic diameter). 2 Patients with type B aortic dissection (TBAD) with suitable anatomy for TEVAR and the TBAD is: 2.1 Complicated (presence of malperfusion syndrome or rupture) hyperacute (less than 24 hours), acute (1 to 14 days), or subacute (15 to 90 days); OR 2.2 Uncomplicated with high-risk features (refractory pain, refractory hypertension, bloody pleural effusion, aortic diameter of more than 40 mm, imaging evidence of malperfusion, entry tear on lesser curvature, or false lumen of more than 22 mm). 3 Patients with traumatic aortic injury who do not have contraindications to endovascular repair.
Vascular | Endovascular aortic repair | Aortic stent graft package | TEVAR package | Terumo Aortic | RelayPro Thoracic Stent-Graft System (Bare Stent Configuration) | 28-M4-40-230-36S | Standalone | DE0503702 | 1 Patients with thoracic aortic aneurysm (TAA; ruptured or unruptured) who are not suitable for OSR and are: 1.1 symptomatic; OR 1.2 asymptomatic and with an aneurysm of 5.5 cm or larger (measured outer-to-outer maximum anterior-posterior aortic diameter); OR 1.3 asymptomatic and with an aneurysm that has grown by more than 1 cm in one year (measured outer-to-outer maximum anterior-posterior aortic diameter). 2 Patients with type B aortic dissection (TBAD) with suitable anatomy for TEVAR and the TBAD is: 2.1 Complicated (presence of malperfusion syndrome or rupture) hyperacute (less than 24 hours), acute (1 to 14 days), or subacute (15 to 90 days); OR 2.2 Uncomplicated with high-risk features (refractory pain, refractory hypertension, bloody pleural effusion, aortic diameter of more than 40 mm, imaging evidence of malperfusion, entry tear on lesser curvature, or false lumen of more than 22 mm). 3 Patients with traumatic aortic injury who do not have contraindications to endovascular repair.
Vascular | Endovascular aortic repair | Aortic stent graft package | TEVAR package | Terumo Aortic | RelayPro Thoracic Stent-Graft System (Bare Stent Configuration) | 28-M4-40-250-36S | Standalone | DE0503702 | 1 Patients with thoracic aortic aneurysm (TAA; ruptured or unruptured) who are not suitable for OSR and are: 1.1 symptomatic; OR 1.2 asymptomatic and with an aneurysm of 5.5 cm or larger (measured outer-to-outer maximum anterior-posterior aortic diameter); OR 1.3 asymptomatic and with an aneurysm that has grown by more than 1 cm in one year (measured outer-to-outer maximum anterior-posterior aortic diameter). 2 Patients with type B aortic dissection (TBAD) with suitable anatomy for TEVAR and the TBAD is: 2.1 Complicated (presence of malperfusion syndrome or rupture) hyperacute (less than 24 hours), acute (1 to 14 days), or subacute (15 to 90 days); OR 2.2 Uncomplicated with high-risk features (refractory pain, refractory hypertension, bloody pleural effusion, aortic diameter of more than 40 mm, imaging evidence of malperfusion, entry tear on lesser curvature, or false lumen of more than 22 mm). 3 Patients with traumatic aortic injury who do not have contraindications to endovascular repair.
Vascular | Endovascular aortic repair | Aortic stent graft package | TEVAR package | Terumo Aortic | RelayPro Thoracic Stent-Graft System (Bare Stent Configuration) | 28-M4-42-110-36S | Standalone | DE0503702 | 1 Patients with thoracic aortic aneurysm (TAA; ruptured or unruptured) who are not suitable for OSR and are: 1.1 symptomatic; OR 1.2 asymptomatic and with an aneurysm of 5.5 cm or larger (measured outer-to-outer maximum anterior-posterior aortic diameter); OR 1.3 asymptomatic and with an aneurysm that has grown by more than 1 cm in one year (measured outer-to-outer maximum anterior-posterior aortic diameter). 2 Patients with type B aortic dissection (TBAD) with suitable anatomy for TEVAR and the TBAD is: 2.1 Complicated (presence of malperfusion syndrome or rupture) hyperacute (less than 24 hours), acute (1 to 14 days), or subacute (15 to 90 days); OR 2.2 Uncomplicated with high-risk features (refractory pain, refractory hypertension, bloody pleural effusion, aortic diameter of more than 40 mm, imaging evidence of malperfusion, entry tear on lesser curvature, or false lumen of more than 22 mm). 3 Patients with traumatic aortic injury who do not have contraindications to endovascular repair.
Vascular | Endovascular aortic repair | Aortic stent graft package | TEVAR package | Terumo Aortic | RelayPro Thoracic Stent-Graft System (Bare Stent Configuration) | 28-M4-42-130-36S | Standalone | DE0503702 | 1 Patients with thoracic aortic aneurysm (TAA; ruptured or unruptured) who are not suitable for OSR and are: 1.1 symptomatic; OR 1.2 asymptomatic and with an aneurysm of 5.5 cm or larger (measured outer-to-outer maximum anterior-posterior aortic diameter); OR 1.3 asymptomatic and with an aneurysm that has grown by more than 1 cm in one year (measured outer-to-outer maximum anterior-posterior aortic diameter). 2 Patients with type B aortic dissection (TBAD) with suitable anatomy for TEVAR and the TBAD is: 2.1 Complicated (presence of malperfusion syndrome or rupture) hyperacute (less than 24 hours), acute (1 to 14 days), or subacute (15 to 90 days); OR 2.2 Uncomplicated with high-risk features (refractory pain, refractory hypertension, bloody pleural effusion, aortic diameter of more than 40 mm, imaging evidence of malperfusion, entry tear on lesser curvature, or false lumen of more than 22 mm). 3 Patients with traumatic aortic injury who do not have contraindications to endovascular repair.
Vascular | Endovascular aortic repair | Aortic stent graft package | TEVAR package | Terumo Aortic | RelayPro Thoracic Stent-Graft System (Bare Stent Configuration) | 28-M4-42-150-36S | Standalone | DE0503702 | 1 Patients with thoracic aortic aneurysm (TAA; ruptured or unruptured) who are not suitable for OSR and are: 1.1 symptomatic; OR 1.2 asymptomatic and with an aneurysm of 5.5 cm or larger (measured outer-to-outer maximum anterior-posterior aortic diameter); OR 1.3 asymptomatic and with an aneurysm that has grown by more than 1 cm in one year (measured outer-to-outer maximum anterior-posterior aortic diameter). 2 Patients with type B aortic dissection (TBAD) with suitable anatomy for TEVAR and the TBAD is: 2.1 Complicated (presence of malperfusion syndrome or rupture) hyperacute (less than 24 hours), acute (1 to 14 days), or subacute (15 to 90 days); OR 2.2 Uncomplicated with high-risk features (refractory pain, refractory hypertension, bloody pleural effusion, aortic diameter of more than 40 mm, imaging evidence of malperfusion, entry tear on lesser curvature, or false lumen of more than 22 mm). 3 Patients with traumatic aortic injury who do not have contraindications to endovascular repair.
Vascular | Endovascular aortic repair | Aortic stent graft package | TEVAR package | Terumo Aortic | RelayPro Thoracic Stent-Graft System (Bare Stent Configuration) | 28-M4-42-170-36S | Standalone | DE0503702 | 1 Patients with thoracic aortic aneurysm (TAA; ruptured or unruptured) who are not suitable for OSR and are: 1.1 symptomatic; OR 1.2 asymptomatic and with an aneurysm of 5.5 cm or larger (measured outer-to-outer maximum anterior-posterior aortic diameter); OR 1.3 asymptomatic and with an aneurysm that has grown by more than 1 cm in one year (measured outer-to-outer maximum anterior-posterior aortic diameter). 2 Patients with type B aortic dissection (TBAD) with suitable anatomy for TEVAR and the TBAD is: 2.1 Complicated (presence of malperfusion syndrome or rupture) hyperacute (less than 24 hours), acute (1 to 14 days), or subacute (15 to 90 days); OR 2.2 Uncomplicated with high-risk features (refractory pain, refractory hypertension, bloody pleural effusion, aortic diameter of more than 40 mm, imaging evidence of malperfusion, entry tear on lesser curvature, or false lumen of more than 22 mm). 3 Patients with traumatic aortic injury who do not have contraindications to endovascular repair.
Vascular | Endovascular aortic repair | Aortic stent graft package | TEVAR package | Terumo Aortic | RelayPro Thoracic Stent-Graft System (Bare Stent Configuration) | 28-M4-42-190-36S | Standalone | DE0503702 | 1 Patients with thoracic aortic aneurysm (TAA; ruptured or unruptured) who are not suitable for OSR and are: 1.1 symptomatic; OR 1.2 asymptomatic and with an aneurysm of 5.5 cm or larger (measured outer-to-outer maximum anterior-posterior aortic diameter); OR 1.3 asymptomatic and with an aneurysm that has grown by more than 1 cm in one year (measured outer-to-outer maximum anterior-posterior aortic diameter). 2 Patients with type B aortic dissection (TBAD) with suitable anatomy for TEVAR and the TBAD is: 2.1 Complicated (presence of malperfusion syndrome or rupture) hyperacute (less than 24 hours), acute (1 to 14 days), or subacute (15 to 90 days); OR 2.2 Uncomplicated with high-risk features (refractory pain, refractory hypertension, bloody pleural effusion, aortic diameter of more than 40 mm, imaging evidence of malperfusion, entry tear on lesser curvature, or false lumen of more than 22 mm). 3 Patients with traumatic aortic injury who do not have contraindications to endovascular repair.
Vascular | Endovascular aortic repair | Aortic stent graft package | TEVAR package | Terumo Aortic | RelayPro Thoracic Stent-Graft System (Bare Stent Configuration) | 28-M4-42-210-36S | Standalone | DE0503702 | 1 Patients with thoracic aortic aneurysm (TAA; ruptured or unruptured) who are not suitable for OSR and are: 1.1 symptomatic; OR 1.2 asymptomatic and with an aneurysm of 5.5 cm or larger (measured outer-to-outer maximum anterior-posterior aortic diameter); OR 1.3 asymptomatic and with an aneurysm that has grown by more than 1 cm in one year (measured outer-to-outer maximum anterior-posterior aortic diameter). 2 Patients with type B aortic dissection (TBAD) with suitable anatomy for TEVAR and the TBAD is: 2.1 Complicated (presence of malperfusion syndrome or rupture) hyperacute (less than 24 hours), acute (1 to 14 days), or subacute (15 to 90 days); OR 2.2 Uncomplicated with high-risk features (refractory pain, refractory hypertension, bloody pleural effusion, aortic diameter of more than 40 mm, imaging evidence of malperfusion, entry tear on lesser curvature, or false lumen of more than 22 mm). 3 Patients with traumatic aortic injury who do not have contraindications to endovascular repair.
Vascular | Endovascular aortic repair | Aortic stent graft package | TEVAR package | Terumo Aortic | RelayPro Thoracic Stent-Graft System (Bare Stent Configuration) | 28-M4-42-230-36S | Standalone | DE0503702 | 1 Patients with thoracic aortic aneurysm (TAA; ruptured or unruptured) who are not suitable for OSR and are: 1.1 symptomatic; OR 1.2 asymptomatic and with an aneurysm of 5.5 cm or larger (measured outer-to-outer maximum anterior-posterior aortic diameter); OR 1.3 asymptomatic and with an aneurysm that has grown by more than 1 cm in one year (measured outer-to-outer maximum anterior-posterior aortic diameter). 2 Patients with type B aortic dissection (TBAD) with suitable anatomy for TEVAR and the TBAD is: 2.1 Complicated (presence of malperfusion syndrome or rupture) hyperacute (less than 24 hours), acute (1 to 14 days), or subacute (15 to 90 days); OR 2.2 Uncomplicated with high-risk features (refractory pain, refractory hypertension, bloody pleural effusion, aortic diameter of more than 40 mm, imaging evidence of malperfusion, entry tear on lesser curvature, or false lumen of more than 22 mm). 3 Patients with traumatic aortic injury who do not have contraindications to endovascular repair.
Vascular | Endovascular aortic repair | Aortic stent graft package | TEVAR package | Terumo Aortic | RelayPro Thoracic Stent-Graft System (Bare Stent Configuration) | 28-M4-42-250-36S | Standalone | DE0503702 | 1 Patients with thoracic aortic aneurysm (TAA; ruptured or unruptured) who are not suitable for OSR and are: 1.1 symptomatic; OR 1.2 asymptomatic and with an aneurysm of 5.5 cm or larger (measured outer-to-outer maximum anterior-posterior aortic diameter); OR 1.3 asymptomatic and with an aneurysm that has grown by more than 1 cm in one year (measured outer-to-outer maximum anterior-posterior aortic diameter). 2 Patients with type B aortic dissection (TBAD) with suitable anatomy for TEVAR and the TBAD is: 2.1 Complicated (presence of malperfusion syndrome or rupture) hyperacute (less than 24 hours), acute (1 to 14 days), or subacute (15 to 90 days); OR 2.2 Uncomplicated with high-risk features (refractory pain, refractory hypertension, bloody pleural effusion, aortic diameter of more than 40 mm, imaging evidence of malperfusion, entry tear on lesser curvature, or false lumen of more than 22 mm). 3 Patients with traumatic aortic injury who do not have contraindications to endovascular repair.
Vascular | Endovascular aortic repair | Aortic stent graft package | TEVAR package | Terumo Aortic | RelayPro Thoracic Stent-Graft System (Bare Stent Configuration) | 28-M4-44-110-36S | Standalone | DE0503702 | 1 Patients with thoracic aortic aneurysm (TAA; ruptured or unruptured) who are not suitable for OSR and are: 1.1 symptomatic; OR 1.2 asymptomatic and with an aneurysm of 5.5 cm or larger (measured outer-to-outer maximum anterior-posterior aortic diameter); OR 1.3 asymptomatic and with an aneurysm that has grown by more than 1 cm in one year (measured outer-to-outer maximum anterior-posterior aortic diameter). 2 Patients with type B aortic dissection (TBAD) with suitable anatomy for TEVAR and the TBAD is: 2.1 Complicated (presence of malperfusion syndrome or rupture) hyperacute (less than 24 hours), acute (1 to 14 days), or subacute (15 to 90 days); OR 2.2 Uncomplicated with high-risk features (refractory pain, refractory hypertension, bloody pleural effusion, aortic diameter of more than 40 mm, imaging evidence of malperfusion, entry tear on lesser curvature, or false lumen of more than 22 mm). 3 Patients with traumatic aortic injury who do not have contraindications to endovascular repair.
Vascular | Endovascular aortic repair | Aortic stent graft package | TEVAR package | Terumo Aortic | RelayPro Thoracic Stent-Graft System (Bare Stent Configuration) | 28-M4-44-130-36S | Standalone | DE0503702 | 1 Patients with thoracic aortic aneurysm (TAA; ruptured or unruptured) who are not suitable for OSR and are: 1.1 symptomatic; OR 1.2 asymptomatic and with an aneurysm of 5.5 cm or larger (measured outer-to-outer maximum anterior-posterior aortic diameter); OR 1.3 asymptomatic and with an aneurysm that has grown by more than 1 cm in one year (measured outer-to-outer maximum anterior-posterior aortic diameter). 2 Patients with type B aortic dissection (TBAD) with suitable anatomy for TEVAR and the TBAD is: 2.1 Complicated (presence of malperfusion syndrome or rupture) hyperacute (less than 24 hours), acute (1 to 14 days), or subacute (15 to 90 days); OR 2.2 Uncomplicated with high-risk features (refractory pain, refractory hypertension, bloody pleural effusion, aortic diameter of more than 40 mm, imaging evidence of malperfusion, entry tear on lesser curvature, or false lumen of more than 22 mm). 3 Patients with traumatic aortic injury who do not have contraindications to endovascular repair.
Vascular | Endovascular aortic repair | Aortic stent graft package | TEVAR package | Terumo Aortic | RelayPro Thoracic Stent-Graft System (Bare Stent Configuration) | 28-M4-44-150-36S | Standalone | DE0503702 | 1 Patients with thoracic aortic aneurysm (TAA; ruptured or unruptured) who are not suitable for OSR and are: 1.1 symptomatic; OR 1.2 asymptomatic and with an aneurysm of 5.5 cm or larger (measured outer-to-outer maximum anterior-posterior aortic diameter); OR 1.3 asymptomatic and with an aneurysm that has grown by more than 1 cm in one year (measured outer-to-outer maximum anterior-posterior aortic diameter). 2 Patients with type B aortic dissection (TBAD) with suitable anatomy for TEVAR and the TBAD is: 2.1 Complicated (presence of malperfusion syndrome or rupture) hyperacute (less than 24 hours), acute (1 to 14 days), or subacute (15 to 90 days); OR 2.2 Uncomplicated with high-risk features (refractory pain, refractory hypertension, bloody pleural effusion, aortic diameter of more than 40 mm, imaging evidence of malperfusion, entry tear on lesser curvature, or false lumen of more than 22 mm). 3 Patients with traumatic aortic injury who do not have contraindications to endovascular repair.
Vascular | Endovascular aortic repair | Aortic stent graft package | TEVAR package | Terumo Aortic | RelayPro Thoracic Stent-Graft System (Bare Stent Configuration) | 28-M4-44-170-36S | Standalone | DE0503702 | 1 Patients with thoracic aortic aneurysm (TAA; ruptured or unruptured) who are not suitable for OSR and are: 1.1 symptomatic; OR 1.2 asymptomatic and with an aneurysm of 5.5 cm or larger (measured outer-to-outer maximum anterior-posterior aortic diameter); OR 1.3 asymptomatic and with an aneurysm that has grown by more than 1 cm in one year (measured outer-to-outer maximum anterior-posterior aortic diameter). 2 Patients with type B aortic dissection (TBAD) with suitable anatomy for TEVAR and the TBAD is: 2.1 Complicated (presence of malperfusion syndrome or rupture) hyperacute (less than 24 hours), acute (1 to 14 days), or subacute (15 to 90 days); OR 2.2 Uncomplicated with high-risk features (refractory pain, refractory hypertension, bloody pleural effusion, aortic diameter of more than 40 mm, imaging evidence of malperfusion, entry tear on lesser curvature, or false lumen of more than 22 mm). 3 Patients with traumatic aortic injury who do not have contraindications to endovascular repair.
Vascular | Endovascular aortic repair | Aortic stent graft package | TEVAR package | Terumo Aortic | RelayPro Thoracic Stent-Graft System (Bare Stent Configuration) | 28-M4-44-190-36S | Standalone | DE0503702 | 1 Patients with thoracic aortic aneurysm (TAA; ruptured or unruptured) who are not suitable for OSR and are: 1.1 symptomatic; OR 1.2 asymptomatic and with an aneurysm of 5.5 cm or larger (measured outer-to-outer maximum anterior-posterior aortic diameter); OR 1.3 asymptomatic and with an aneurysm that has grown by more than 1 cm in one year (measured outer-to-outer maximum anterior-posterior aortic diameter). 2 Patients with type B aortic dissection (TBAD) with suitable anatomy for TEVAR and the TBAD is: 2.1 Complicated (presence of malperfusion syndrome or rupture) hyperacute (less than 24 hours), acute (1 to 14 days), or subacute (15 to 90 days); OR 2.2 Uncomplicated with high-risk features (refractory pain, refractory hypertension, bloody pleural effusion, aortic diameter of more than 40 mm, imaging evidence of malperfusion, entry tear on lesser curvature, or false lumen of more than 22 mm). 3 Patients with traumatic aortic injury who do not have contraindications to endovascular repair.
Vascular | Endovascular aortic repair | Aortic stent graft package | TEVAR package | Terumo Aortic | RelayPro Thoracic Stent-Graft System (Bare Stent Configuration) | 28-M4-44-210-36S | Standalone | DE0503702 | 1 Patients with thoracic aortic aneurysm (TAA; ruptured or unruptured) who are not suitable for OSR and are: 1.1 symptomatic; OR 1.2 asymptomatic and with an aneurysm of 5.5 cm or larger (measured outer-to-outer maximum anterior-posterior aortic diameter); OR 1.3 asymptomatic and with an aneurysm that has grown by more than 1 cm in one year (measured outer-to-outer maximum anterior-posterior aortic diameter). 2 Patients with type B aortic dissection (TBAD) with suitable anatomy for TEVAR and the TBAD is: 2.1 Complicated (presence of malperfusion syndrome or rupture) hyperacute (less than 24 hours), acute (1 to 14 days), or subacute (15 to 90 days); OR 2.2 Uncomplicated with high-risk features (refractory pain, refractory hypertension, bloody pleural effusion, aortic diameter of more than 40 mm, imaging evidence of malperfusion, entry tear on lesser curvature, or false lumen of more than 22 mm). 3 Patients with traumatic aortic injury who do not have contraindications to endovascular repair.
Vascular | Endovascular aortic repair | Aortic stent graft package | TEVAR package | Terumo Aortic | RelayPro Thoracic Stent-Graft System (Bare Stent Configuration) | 28-M4-44-230-36S | Standalone | DE0503702 | 1 Patients with thoracic aortic aneurysm (TAA; ruptured or unruptured) who are not suitable for OSR and are: 1.1 symptomatic; OR 1.2 asymptomatic and with an aneurysm of 5.5 cm or larger (measured outer-to-outer maximum anterior-posterior aortic diameter); OR 1.3 asymptomatic and with an aneurysm that has grown by more than 1 cm in one year (measured outer-to-outer maximum anterior-posterior aortic diameter). 2 Patients with type B aortic dissection (TBAD) with suitable anatomy for TEVAR and the TBAD is: 2.1 Complicated (presence of malperfusion syndrome or rupture) hyperacute (less than 24 hours), acute (1 to 14 days), or subacute (15 to 90 days); OR 2.2 Uncomplicated with high-risk features (refractory pain, refractory hypertension, bloody pleural effusion, aortic diameter of more than 40 mm, imaging evidence of malperfusion, entry tear on lesser curvature, or false lumen of more than 22 mm). 3 Patients with traumatic aortic injury who do not have contraindications to endovascular repair.
Vascular | Endovascular aortic repair | Aortic stent graft package | TEVAR package | Terumo Aortic | RelayPro Thoracic Stent-Graft System (Bare Stent Configuration) | 28-M4-44-250-36S | Standalone | DE0503702 | 1 Patients with thoracic aortic aneurysm (TAA; ruptured or unruptured) who are not suitable for OSR and are: 1.1 symptomatic; OR 1.2 asymptomatic and with an aneurysm of 5.5 cm or larger (measured outer-to-outer maximum anterior-posterior aortic diameter); OR 1.3 asymptomatic and with an aneurysm that has grown by more than 1 cm in one year (measured outer-to-outer maximum anterior-posterior aortic diameter). 2 Patients with type B aortic dissection (TBAD) with suitable anatomy for TEVAR and the TBAD is: 2.1 Complicated (presence of malperfusion syndrome or rupture) hyperacute (less than 24 hours), acute (1 to 14 days), or subacute (15 to 90 days); OR 2.2 Uncomplicated with high-risk features (refractory pain, refractory hypertension, bloody pleural effusion, aortic diameter of more than 40 mm, imaging evidence of malperfusion, entry tear on lesser curvature, or false lumen of more than 22 mm). 3 Patients with traumatic aortic injury who do not have contraindications to endovascular repair.
Vascular | Endovascular aortic repair | Aortic stent graft package | TEVAR package | Terumo Aortic | RelayPro Thoracic Stent-Graft System (Bare Stent Configuration) | 28-M4-46-110-36S | Standalone | DE0503702 | 1 Patients with thoracic aortic aneurysm (TAA; ruptured or unruptured) who are not suitable for OSR and are: 1.1 symptomatic; OR 1.2 asymptomatic and with an aneurysm of 5.5 cm or larger (measured outer-to-outer maximum anterior-posterior aortic diameter); OR 1.3 asymptomatic and with an aneurysm that has grown by more than 1 cm in one year (measured outer-to-outer maximum anterior-posterior aortic diameter). 2 Patients with type B aortic dissection (TBAD) with suitable anatomy for TEVAR and the TBAD is: 2.1 Complicated (presence of malperfusion syndrome or rupture) hyperacute (less than 24 hours), acute (1 to 14 days), or subacute (15 to 90 days); OR 2.2 Uncomplicated with high-risk features (refractory pain, refractory hypertension, bloody pleural effusion, aortic diameter of more than 40 mm, imaging evidence of malperfusion, entry tear on lesser curvature, or false lumen of more than 22 mm). 3 Patients with traumatic aortic injury who do not have contraindications to endovascular repair.
Vascular | Endovascular aortic repair | Aortic stent graft package | TEVAR package | Terumo Aortic | RelayPro Thoracic Stent-Graft System (Bare Stent Configuration) | 28-M4-46-130-36S | Standalone | DE0503702 | 1 Patients with thoracic aortic aneurysm (TAA; ruptured or unruptured) who are not suitable for OSR and are: 1.1 symptomatic; OR 1.2 asymptomatic and with an aneurysm of 5.5 cm or larger (measured outer-to-outer maximum anterior-posterior aortic diameter); OR 1.3 asymptomatic and with an aneurysm that has grown by more than 1 cm in one year (measured outer-to-outer maximum anterior-posterior aortic diameter). 2 Patients with type B aortic dissection (TBAD) with suitable anatomy for TEVAR and the TBAD is: 2.1 Complicated (presence of malperfusion syndrome or rupture) hyperacute (less than 24 hours), acute (1 to 14 days), or subacute (15 to 90 days); OR 2.2 Uncomplicated with high-risk features (refractory pain, refractory hypertension, bloody pleural effusion, aortic diameter of more than 40 mm, imaging evidence of malperfusion, entry tear on lesser curvature, or false lumen of more than 22 mm). 3 Patients with traumatic aortic injury who do not have contraindications to endovascular repair.
Vascular | Endovascular aortic repair | Aortic stent graft package | TEVAR package | Terumo Aortic | RelayPro Thoracic Stent-Graft System (Bare Stent Configuration) | 28-M4-46-150-36S | Standalone | DE0503702 | 1 Patients with thoracic aortic aneurysm (TAA; ruptured or unruptured) who are not suitable for OSR and are: 1.1 symptomatic; OR 1.2 asymptomatic and with an aneurysm of 5.5 cm or larger (measured outer-to-outer maximum anterior-posterior aortic diameter); OR 1.3 asymptomatic and with an aneurysm that has grown by more than 1 cm in one year (measured outer-to-outer maximum anterior-posterior aortic diameter). 2 Patients with type B aortic dissection (TBAD) with suitable anatomy for TEVAR and the TBAD is: 2.1 Complicated (presence of malperfusion syndrome or rupture) hyperacute (less than 24 hours), acute (1 to 14 days), or subacute (15 to 90 days); OR 2.2 Uncomplicated with high-risk features (refractory pain, refractory hypertension, bloody pleural effusion, aortic diameter of more than 40 mm, imaging evidence of malperfusion, entry tear on lesser curvature, or false lumen of more than 22 mm). 3 Patients with traumatic aortic injury who do not have contraindications to endovascular repair.
Vascular | Endovascular aortic repair | Aortic stent graft package | TEVAR package | Terumo Aortic | RelayPro Thoracic Stent-Graft System (Bare Stent Configuration) | 28-M4-46-170-36S | Standalone | DE0503702 | 1 Patients with thoracic aortic aneurysm (TAA; ruptured or unruptured) who are not suitable for OSR and are: 1.1 symptomatic; OR 1.2 asymptomatic and with an aneurysm of 5.5 cm or larger (measured outer-to-outer maximum anterior-posterior aortic diameter); OR 1.3 asymptomatic and with an aneurysm that has grown by more than 1 cm in one year (measured outer-to-outer maximum anterior-posterior aortic diameter). 2 Patients with type B aortic dissection (TBAD) with suitable anatomy for TEVAR and the TBAD is: 2.1 Complicated (presence of malperfusion syndrome or rupture) hyperacute (less than 24 hours), acute (1 to 14 days), or subacute (15 to 90 days); OR 2.2 Uncomplicated with high-risk features (refractory pain, refractory hypertension, bloody pleural effusion, aortic diameter of more than 40 mm, imaging evidence of malperfusion, entry tear on lesser curvature, or false lumen of more than 22 mm). 3 Patients with traumatic aortic injury who do not have contraindications to endovascular repair.
Vascular | Endovascular aortic repair | Aortic stent graft package | TEVAR package | Terumo Aortic | RelayPro Thoracic Stent-Graft System (Bare Stent Configuration) | 28-M4-46-190-36S | Standalone | DE0503702 | 1 Patients with thoracic aortic aneurysm (TAA; ruptured or unruptured) who are not suitable for OSR and are: 1.1 symptomatic; OR 1.2 asymptomatic and with an aneurysm of 5.5 cm or larger (measured outer-to-outer maximum anterior-posterior aortic diameter); OR 1.3 asymptomatic and with an aneurysm that has grown by more than 1 cm in one year (measured outer-to-outer maximum anterior-posterior aortic diameter). 2 Patients with type B aortic dissection (TBAD) with suitable anatomy for TEVAR and the TBAD is: 2.1 Complicated (presence of malperfusion syndrome or rupture) hyperacute (less than 24 hours), acute (1 to 14 days), or subacute (15 to 90 days); OR 2.2 Uncomplicated with high-risk features (refractory pain, refractory hypertension, bloody pleural effusion, aortic diameter of more than 40 mm, imaging evidence of malperfusion, entry tear on lesser curvature, or false lumen of more than 22 mm). 3 Patients with traumatic aortic injury who do not have contraindications to endovascular repair.
Vascular | Endovascular aortic repair | Aortic stent graft package | TEVAR package | Terumo Aortic | RelayPro Thoracic Stent-Graft System (Bare Stent Configuration) | 28-M4-46-210-36S | Standalone | DE0503702 | 1 Patients with thoracic aortic aneurysm (TAA; ruptured or unruptured) who are not suitable for OSR and are: 1.1 symptomatic; OR 1.2 asymptomatic and with an aneurysm of 5.5 cm or larger (measured outer-to-outer maximum anterior-posterior aortic diameter); OR 1.3 asymptomatic and with an aneurysm that has grown by more than 1 cm in one year (measured outer-to-outer maximum anterior-posterior aortic diameter). 2 Patients with type B aortic dissection (TBAD) with suitable anatomy for TEVAR and the TBAD is: 2.1 Complicated (presence of malperfusion syndrome or rupture) hyperacute (less than 24 hours), acute (1 to 14 days), or subacute (15 to 90 days); OR 2.2 Uncomplicated with high-risk features (refractory pain, refractory hypertension, bloody pleural effusion, aortic diameter of more than 40 mm, imaging evidence of malperfusion, entry tear on lesser curvature, or false lumen of more than 22 mm). 3 Patients with traumatic aortic injury who do not have contraindications to endovascular repair.
Vascular | Endovascular aortic repair | Aortic stent graft package | TEVAR package | Terumo Aortic | RelayPro Thoracic Stent-Graft System (Bare Stent Configuration) | 28-M4-46-230-36S | Standalone | DE0503702 | 1 Patients with thoracic aortic aneurysm (TAA; ruptured or unruptured) who are not suitable for OSR and are: 1.1 symptomatic; OR 1.2 asymptomatic and with an aneurysm of 5.5 cm or larger (measured outer-to-outer maximum anterior-posterior aortic diameter); OR 1.3 asymptomatic and with an aneurysm that has grown by more than 1 cm in one year (measured outer-to-outer maximum anterior-posterior aortic diameter). 2 Patients with type B aortic dissection (TBAD) with suitable anatomy for TEVAR and the TBAD is: 2.1 Complicated (presence of malperfusion syndrome or rupture) hyperacute (less than 24 hours), acute (1 to 14 days), or subacute (15 to 90 days); OR 2.2 Uncomplicated with high-risk features (refractory pain, refractory hypertension, bloody pleural effusion, aortic diameter of more than 40 mm, imaging evidence of malperfusion, entry tear on lesser curvature, or false lumen of more than 22 mm). 3 Patients with traumatic aortic injury who do not have contraindications to endovascular repair.
Vascular | Endovascular aortic repair | Aortic stent graft package | TEVAR package | Terumo Aortic | RelayPro Thoracic Stent-Graft System (Bare Stent Configuration) | 28-M4-46-250-36S | Standalone | DE0503702 | 1 Patients with thoracic aortic aneurysm (TAA; ruptured or unruptured) who are not suitable for OSR and are: 1.1 symptomatic; OR 1.2 asymptomatic and with an aneurysm of 5.5 cm or larger (measured outer-to-outer maximum anterior-posterior aortic diameter); OR 1.3 asymptomatic and with an aneurysm that has grown by more than 1 cm in one year (measured outer-to-outer maximum anterior-posterior aortic diameter). 2 Patients with type B aortic dissection (TBAD) with suitable anatomy for TEVAR and the TBAD is: 2.1 Complicated (presence of malperfusion syndrome or rupture) hyperacute (less than 24 hours), acute (1 to 14 days), or subacute (15 to 90 days); OR 2.2 Uncomplicated with high-risk features (refractory pain, refractory hypertension, bloody pleural effusion, aortic diameter of more than 40 mm, imaging evidence of malperfusion, entry tear on lesser curvature, or false lumen of more than 22 mm). 3 Patients with traumatic aortic injury who do not have contraindications to endovascular repair.
Vascular | Endovascular aortic repair | Aortic stent graft package | TEVAR package | Terumo Aortic | RelayPro Thoracic Stent-Graft System (Bare Stent Configuration) | 28-M4-22-170-38S | Standalone | DE0503702 | 1 Patients with thoracic aortic aneurysm (TAA; ruptured or unruptured) who are not suitable for OSR and are: 1.1 symptomatic; OR 1.2 asymptomatic and with an aneurysm of 5.5 cm or larger (measured outer-to-outer maximum anterior-posterior aortic diameter); OR 1.3 asymptomatic and with an aneurysm that has grown by more than 1 cm in one year (measured outer-to-outer maximum anterior-posterior aortic diameter). 2 Patients with type B aortic dissection (TBAD) with suitable anatomy for TEVAR and the TBAD is: 2.1 Complicated (presence of malperfusion syndrome or rupture) hyperacute (less than 24 hours), acute (1 to 14 days), or subacute (15 to 90 days); OR 2.2 Uncomplicated with high-risk features (refractory pain, refractory hypertension, bloody pleural effusion, aortic diameter of more than 40 mm, imaging evidence of malperfusion, entry tear on lesser curvature, or false lumen of more than 22 mm). 3 Patients with traumatic aortic injury who do not have contraindications to endovascular repair.
Vascular | Endovascular aortic repair | Aortic stent graft package | TEVAR package | Terumo Aortic | RelayPro Thoracic Stent-Graft System (Bare Stent Configuration) | 28-M4-22-190-38S | Standalone | DE0503702 | 1 Patients with thoracic aortic aneurysm (TAA; ruptured or unruptured) who are not suitable for OSR and are: 1.1 symptomatic; OR 1.2 asymptomatic and with an aneurysm of 5.5 cm or larger (measured outer-to-outer maximum anterior-posterior aortic diameter); OR 1.3 asymptomatic and with an aneurysm that has grown by more than 1 cm in one year (measured outer-to-outer maximum anterior-posterior aortic diameter). 2 Patients with type B aortic dissection (TBAD) with suitable anatomy for TEVAR and the TBAD is: 2.1 Complicated (presence of malperfusion syndrome or rupture) hyperacute (less than 24 hours), acute (1 to 14 days), or subacute (15 to 90 days); OR 2.2 Uncomplicated with high-risk features (refractory pain, refractory hypertension, bloody pleural effusion, aortic diameter of more than 40 mm, imaging evidence of malperfusion, entry tear on lesser curvature, or false lumen of more than 22 mm). 3 Patients with traumatic aortic injury who do not have contraindications to endovascular repair.
Vascular | Endovascular aortic repair | Aortic stent graft package | TEVAR package | Terumo Aortic | RelayPro Thoracic Stent-Graft System (Bare Stent Configuration) | 28-M4-22-210-38S | Standalone | DE0503702 | 1 Patients with thoracic aortic aneurysm (TAA; ruptured or unruptured) who are not suitable for OSR and are: 1.1 symptomatic; OR 1.2 asymptomatic and with an aneurysm of 5.5 cm or larger (measured outer-to-outer maximum anterior-posterior aortic diameter); OR 1.3 asymptomatic and with an aneurysm that has grown by more than 1 cm in one year (measured outer-to-outer maximum anterior-posterior aortic diameter). 2 Patients with type B aortic dissection (TBAD) with suitable anatomy for TEVAR and the TBAD is: 2.1 Complicated (presence of malperfusion syndrome or rupture) hyperacute (less than 24 hours), acute (1 to 14 days), or subacute (15 to 90 days); OR 2.2 Uncomplicated with high-risk features (refractory pain, refractory hypertension, bloody pleural effusion, aortic diameter of more than 40 mm, imaging evidence of malperfusion, entry tear on lesser curvature, or false lumen of more than 22 mm). 3 Patients with traumatic aortic injury who do not have contraindications to endovascular repair.
Vascular | Endovascular aortic repair | Aortic stent graft package | TEVAR package | Terumo Aortic | RelayPro Thoracic Stent-Graft System (Bare Stent Configuration) | 28-M4-22-230-38S | Standalone | DE0503702 | 1 Patients with thoracic aortic aneurysm (TAA; ruptured or unruptured) who are not suitable for OSR and are: 1.1 symptomatic; OR 1.2 asymptomatic and with an aneurysm of 5.5 cm or larger (measured outer-to-outer maximum anterior-posterior aortic diameter); OR 1.3 asymptomatic and with an aneurysm that has grown by more than 1 cm in one year (measured outer-to-outer maximum anterior-posterior aortic diameter). 2 Patients with type B aortic dissection (TBAD) with suitable anatomy for TEVAR and the TBAD is: 2.1 Complicated (presence of malperfusion syndrome or rupture) hyperacute (less than 24 hours), acute (1 to 14 days), or subacute (15 to 90 days); OR 2.2 Uncomplicated with high-risk features (refractory pain, refractory hypertension, bloody pleural effusion, aortic diameter of more than 40 mm, imaging evidence of malperfusion, entry tear on lesser curvature, or false lumen of more than 22 mm). 3 Patients with traumatic aortic injury who do not have contraindications to endovascular repair.
Vascular | Endovascular aortic repair | Aortic stent graft package | TEVAR package | Terumo Aortic | RelayPro Thoracic Stent-Graft System (Bare Stent Configuration) | 28-M4-22-250-38S | Standalone | DE0503702 | 1 Patients with thoracic aortic aneurysm (TAA; ruptured or unruptured) who are not suitable for OSR and are: 1.1 symptomatic; OR 1.2 asymptomatic and with an aneurysm of 5.5 cm or larger (measured outer-to-outer maximum anterior-posterior aortic diameter); OR 1.3 asymptomatic and with an aneurysm that has grown by more than 1 cm in one year (measured outer-to-outer maximum anterior-posterior aortic diameter). 2 Patients with type B aortic dissection (TBAD) with suitable anatomy for TEVAR and the TBAD is: 2.1 Complicated (presence of malperfusion syndrome or rupture) hyperacute (less than 24 hours), acute (1 to 14 days), or subacute (15 to 90 days); OR 2.2 Uncomplicated with high-risk features (refractory pain, refractory hypertension, bloody pleural effusion, aortic diameter of more than 40 mm, imaging evidence of malperfusion, entry tear on lesser curvature, or false lumen of more than 22 mm). 3 Patients with traumatic aortic injury who do not have contraindications to endovascular repair.
Vascular | Endovascular aortic repair | Aortic stent graft package | TEVAR package | Terumo Aortic | RelayPro Thoracic Stent-Graft System (Bare Stent Configuration) | 28-M4-24-150-38S | Standalone | DE0503702 | 1 Patients with thoracic aortic aneurysm (TAA; ruptured or unruptured) who are not suitable for OSR and are: 1.1 symptomatic; OR 1.2 asymptomatic and with an aneurysm of 5.5 cm or larger (measured outer-to-outer maximum anterior-posterior aortic diameter); OR 1.3 asymptomatic and with an aneurysm that has grown by more than 1 cm in one year (measured outer-to-outer maximum anterior-posterior aortic diameter). 2 Patients with type B aortic dissection (TBAD) with suitable anatomy for TEVAR and the TBAD is: 2.1 Complicated (presence of malperfusion syndrome or rupture) hyperacute (less than 24 hours), acute (1 to 14 days), or subacute (15 to 90 days); OR 2.2 Uncomplicated with high-risk features (refractory pain, refractory hypertension, bloody pleural effusion, aortic diameter of more than 40 mm, imaging evidence of malperfusion, entry tear on lesser curvature, or false lumen of more than 22 mm). 3 Patients with traumatic aortic injury who do not have contraindications to endovascular repair.
Vascular | Endovascular aortic repair | Aortic stent graft package | TEVAR package | Terumo Aortic | RelayPro Thoracic Stent-Graft System (Bare Stent Configuration) | 28-M4-24-170-38S | Standalone | DE0503702 | 1 Patients with thoracic aortic aneurysm (TAA; ruptured or unruptured) who are not suitable for OSR and are: 1.1 symptomatic; OR 1.2 asymptomatic and with an aneurysm of 5.5 cm or larger (measured outer-to-outer maximum anterior-posterior aortic diameter); OR 1.3 asymptomatic and with an aneurysm that has grown by more than 1 cm in one year (measured outer-to-outer maximum anterior-posterior aortic diameter). 2 Patients with type B aortic dissection (TBAD) with suitable anatomy for TEVAR and the TBAD is: 2.1 Complicated (presence of malperfusion syndrome or rupture) hyperacute (less than 24 hours), acute (1 to 14 days), or subacute (15 to 90 days); OR 2.2 Uncomplicated with high-risk features (refractory pain, refractory hypertension, bloody pleural effusion, aortic diameter of more than 40 mm, imaging evidence of malperfusion, entry tear on lesser curvature, or false lumen of more than 22 mm). 3 Patients with traumatic aortic injury who do not have contraindications to endovascular repair.
Vascular | Endovascular aortic repair | Aortic stent graft package | TEVAR package | Terumo Aortic | RelayPro Thoracic Stent-Graft System (Bare Stent Configuration) | 28-M4-24-190-38S | Standalone | DE0503702 | 1 Patients with thoracic aortic aneurysm (TAA; ruptured or unruptured) who are not suitable for OSR and are: 1.1 symptomatic; OR 1.2 asymptomatic and with an aneurysm of 5.5 cm or larger (measured outer-to-outer maximum anterior-posterior aortic diameter); OR 1.3 asymptomatic and with an aneurysm that has grown by more than 1 cm in one year (measured outer-to-outer maximum anterior-posterior aortic diameter). 2 Patients with type B aortic dissection (TBAD) with suitable anatomy for TEVAR and the TBAD is: 2.1 Complicated (presence of malperfusion syndrome or rupture) hyperacute (less than 24 hours), acute (1 to 14 days), or subacute (15 to 90 days); OR 2.2 Uncomplicated with high-risk features (refractory pain, refractory hypertension, bloody pleural effusion, aortic diameter of more than 40 mm, imaging evidence of malperfusion, entry tear on lesser curvature, or false lumen of more than 22 mm). 3 Patients with traumatic aortic injury who do not have contraindications to endovascular repair.
Vascular | Endovascular aortic repair | Aortic stent graft package | TEVAR package | Terumo Aortic | RelayPro Thoracic Stent-Graft System (Bare Stent Configuration) | 28-M4-24-210-38S | Standalone | DE0503702 | 1 Patients with thoracic aortic aneurysm (TAA; ruptured or unruptured) who are not suitable for OSR and are: 1.1 symptomatic; OR 1.2 asymptomatic and with an aneurysm of 5.5 cm or larger (measured outer-to-outer maximum anterior-posterior aortic diameter); OR 1.3 asymptomatic and with an aneurysm that has grown by more than 1 cm in one year (measured outer-to-outer maximum anterior-posterior aortic diameter). 2 Patients with type B aortic dissection (TBAD) with suitable anatomy for TEVAR and the TBAD is: 2.1 Complicated (presence of malperfusion syndrome or rupture) hyperacute (less than 24 hours), acute (1 to 14 days), or subacute (15 to 90 days); OR 2.2 Uncomplicated with high-risk features (refractory pain, refractory hypertension, bloody pleural effusion, aortic diameter of more than 40 mm, imaging evidence of malperfusion, entry tear on lesser curvature, or false lumen of more than 22 mm). 3 Patients with traumatic aortic injury who do not have contraindications to endovascular repair.
Vascular | Endovascular aortic repair | Aortic stent graft package | TEVAR package | Terumo Aortic | RelayPro Thoracic Stent-Graft System (Bare Stent Configuration) | 28-M4-24-230-38S | Standalone | DE0503702 | 1 Patients with thoracic aortic aneurysm (TAA; ruptured or unruptured) who are not suitable for OSR and are: 1.1 symptomatic; OR 1.2 asymptomatic and with an aneurysm of 5.5 cm or larger (measured outer-to-outer maximum anterior-posterior aortic diameter); OR 1.3 asymptomatic and with an aneurysm that has grown by more than 1 cm in one year (measured outer-to-outer maximum anterior-posterior aortic diameter). 2 Patients with type B aortic dissection (TBAD) with suitable anatomy for TEVAR and the TBAD is: 2.1 Complicated (presence of malperfusion syndrome or rupture) hyperacute (less than 24 hours), acute (1 to 14 days), or subacute (15 to 90 days); OR 2.2 Uncomplicated with high-risk features (refractory pain, refractory hypertension, bloody pleural effusion, aortic diameter of more than 40 mm, imaging evidence of malperfusion, entry tear on lesser curvature, or false lumen of more than 22 mm). 3 Patients with traumatic aortic injury who do not have contraindications to endovascular repair.
Vascular | Endovascular aortic repair | Aortic stent graft package | TEVAR package | Terumo Aortic | RelayPro Thoracic Stent-Graft System (Bare Stent Configuration) | 28-M4-24-250-38S | Standalone | DE0503702 | 1 Patients with thoracic aortic aneurysm (TAA; ruptured or unruptured) who are not suitable for OSR and are: 1.1 symptomatic; OR 1.2 asymptomatic and with an aneurysm of 5.5 cm or larger (measured outer-to-outer maximum anterior-posterior aortic diameter); OR 1.3 asymptomatic and with an aneurysm that has grown by more than 1 cm in one year (measured outer-to-outer maximum anterior-posterior aortic diameter). 2 Patients with type B aortic dissection (TBAD) with suitable anatomy for TEVAR and the TBAD is: 2.1 Complicated (presence of malperfusion syndrome or rupture) hyperacute (less than 24 hours), acute (1 to 14 days), or subacute (15 to 90 days); OR 2.2 Uncomplicated with high-risk features (refractory pain, refractory hypertension, bloody pleural effusion, aortic diameter of more than 40 mm, imaging evidence of malperfusion, entry tear on lesser curvature, or false lumen of more than 22 mm). 3 Patients with traumatic aortic injury who do not have contraindications to endovascular repair.
Vascular | Endovascular aortic repair | Aortic stent graft package | TEVAR package | Terumo Aortic | RelayPro Thoracic Stent-Graft System (Bare Stent Configuration) | 28-M4-26-150-38S | Standalone | DE0503702 | 1 Patients with thoracic aortic aneurysm (TAA; ruptured or unruptured) who are not suitable for OSR and are: 1.1 symptomatic; OR 1.2 asymptomatic and with an aneurysm of 5.5 cm or larger (measured outer-to-outer maximum anterior-posterior aortic diameter); OR 1.3 asymptomatic and with an aneurysm that has grown by more than 1 cm in one year (measured outer-to-outer maximum anterior-posterior aortic diameter). 2 Patients with type B aortic dissection (TBAD) with suitable anatomy for TEVAR and the TBAD is: 2.1 Complicated (presence of malperfusion syndrome or rupture) hyperacute (less than 24 hours), acute (1 to 14 days), or subacute (15 to 90 days); OR 2.2 Uncomplicated with high-risk features (refractory pain, refractory hypertension, bloody pleural effusion, aortic diameter of more than 40 mm, imaging evidence of malperfusion, entry tear on lesser curvature, or false lumen of more than 22 mm). 3 Patients with traumatic aortic injury who do not have contraindications to endovascular repair.
Vascular | Endovascular aortic repair | Aortic stent graft package | TEVAR package | Terumo Aortic | RelayPro Thoracic Stent-Graft System (Bare Stent Configuration) | 28-M4-26-170-38S | Standalone | DE0503702 | 1 Patients with thoracic aortic aneurysm (TAA; ruptured or unruptured) who are not suitable for OSR and are: 1.1 symptomatic; OR 1.2 asymptomatic and with an aneurysm of 5.5 cm or larger (measured outer-to-outer maximum anterior-posterior aortic diameter); OR 1.3 asymptomatic and with an aneurysm that has grown by more than 1 cm in one year (measured outer-to-outer maximum anterior-posterior aortic diameter). 2 Patients with type B aortic dissection (TBAD) with suitable anatomy for TEVAR and the TBAD is: 2.1 Complicated (presence of malperfusion syndrome or rupture) hyperacute (less than 24 hours), acute (1 to 14 days), or subacute (15 to 90 days); OR 2.2 Uncomplicated with high-risk features (refractory pain, refractory hypertension, bloody pleural effusion, aortic diameter of more than 40 mm, imaging evidence of malperfusion, entry tear on lesser curvature, or false lumen of more than 22 mm). 3 Patients with traumatic aortic injury who do not have contraindications to endovascular repair.
Vascular | Endovascular aortic repair | Aortic stent graft package | TEVAR package | Terumo Aortic | RelayPro Thoracic Stent-Graft System (Bare Stent Configuration) | 28-M4-26-190-38S | Standalone | DE0503702 | 1 Patients with thoracic aortic aneurysm (TAA; ruptured or unruptured) who are not suitable for OSR and are: 1.1 symptomatic; OR 1.2 asymptomatic and with an aneurysm of 5.5 cm or larger (measured outer-to-outer maximum anterior-posterior aortic diameter); OR 1.3 asymptomatic and with an aneurysm that has grown by more than 1 cm in one year (measured outer-to-outer maximum anterior-posterior aortic diameter). 2 Patients with type B aortic dissection (TBAD) with suitable anatomy for TEVAR and the TBAD is: 2.1 Complicated (presence of malperfusion syndrome or rupture) hyperacute (less than 24 hours), acute (1 to 14 days), or subacute (15 to 90 days); OR 2.2 Uncomplicated with high-risk features (refractory pain, refractory hypertension, bloody pleural effusion, aortic diameter of more than 40 mm, imaging evidence of malperfusion, entry tear on lesser curvature, or false lumen of more than 22 mm). 3 Patients with traumatic aortic injury who do not have contraindications to endovascular repair.
Vascular | Endovascular aortic repair | Aortic stent graft package | TEVAR package | Terumo Aortic | RelayPro Thoracic Stent-Graft System (Bare Stent Configuration) | 28-M4-26-210-38S | Standalone | DE0503702 | 1 Patients with thoracic aortic aneurysm (TAA; ruptured or unruptured) who are not suitable for OSR and are: 1.1 symptomatic; OR 1.2 asymptomatic and with an aneurysm of 5.5 cm or larger (measured outer-to-outer maximum anterior-posterior aortic diameter); OR 1.3 asymptomatic and with an aneurysm that has grown by more than 1 cm in one year (measured outer-to-outer maximum anterior-posterior aortic diameter). 2 Patients with type B aortic dissection (TBAD) with suitable anatomy for TEVAR and the TBAD is: 2.1 Complicated (presence of malperfusion syndrome or rupture) hyperacute (less than 24 hours), acute (1 to 14 days), or subacute (15 to 90 days); OR 2.2 Uncomplicated with high-risk features (refractory pain, refractory hypertension, bloody pleural effusion, aortic diameter of more than 40 mm, imaging evidence of malperfusion, entry tear on lesser curvature, or false lumen of more than 22 mm). 3 Patients with traumatic aortic injury who do not have contraindications to endovascular repair.
Vascular | Endovascular aortic repair | Aortic stent graft package | TEVAR package | Terumo Aortic | RelayPro Thoracic Stent-Graft System (Bare Stent Configuration) | 28-M4-26-230-38S | Standalone | DE0503702 | 1 Patients with thoracic aortic aneurysm (TAA; ruptured or unruptured) who are not suitable for OSR and are: 1.1 symptomatic; OR 1.2 asymptomatic and with an aneurysm of 5.5 cm or larger (measured outer-to-outer maximum anterior-posterior aortic diameter); OR 1.3 asymptomatic and with an aneurysm that has grown by more than 1 cm in one year (measured outer-to-outer maximum anterior-posterior aortic diameter). 2 Patients with type B aortic dissection (TBAD) with suitable anatomy for TEVAR and the TBAD is: 2.1 Complicated (presence of malperfusion syndrome or rupture) hyperacute (less than 24 hours), acute (1 to 14 days), or subacute (15 to 90 days); OR 2.2 Uncomplicated with high-risk features (refractory pain, refractory hypertension, bloody pleural effusion, aortic diameter of more than 40 mm, imaging evidence of malperfusion, entry tear on lesser curvature, or false lumen of more than 22 mm). 3 Patients with traumatic aortic injury who do not have contraindications to endovascular repair.
Vascular | Endovascular aortic repair | Aortic stent graft package | TEVAR package | Terumo Aortic | RelayPro Thoracic Stent-Graft System (Bare Stent Configuration) | 28-M4-26-250-38S | Standalone | DE0503702 | 1 Patients with thoracic aortic aneurysm (TAA; ruptured or unruptured) who are not suitable for OSR and are: 1.1 symptomatic; OR 1.2 asymptomatic and with an aneurysm of 5.5 cm or larger (measured outer-to-outer maximum anterior-posterior aortic diameter); OR 1.3 asymptomatic and with an aneurysm that has grown by more than 1 cm in one year (measured outer-to-outer maximum anterior-posterior aortic diameter). 2 Patients with type B aortic dissection (TBAD) with suitable anatomy for TEVAR and the TBAD is: 2.1 Complicated (presence of malperfusion syndrome or rupture) hyperacute (less than 24 hours), acute (1 to 14 days), or subacute (15 to 90 days); OR 2.2 Uncomplicated with high-risk features (refractory pain, refractory hypertension, bloody pleural effusion, aortic diameter of more than 40 mm, imaging evidence of malperfusion, entry tear on lesser curvature, or false lumen of more than 22 mm). 3 Patients with traumatic aortic injury who do not have contraindications to endovascular repair.
Vascular | Endovascular aortic repair | Aortic stent graft package | TEVAR package | Terumo Aortic | RelayPro Thoracic Stent-Graft System (Bare Stent Configuration) | 28-M4-28-090-38S | Standalone | DE0503702 | 1 Patients with thoracic aortic aneurysm (TAA; ruptured or unruptured) who are not suitable for OSR and are: 1.1 symptomatic; OR 1.2 asymptomatic and with an aneurysm of 5.5 cm or larger (measured outer-to-outer maximum anterior-posterior aortic diameter); OR 1.3 asymptomatic and with an aneurysm that has grown by more than 1 cm in one year (measured outer-to-outer maximum anterior-posterior aortic diameter). 2 Patients with type B aortic dissection (TBAD) with suitable anatomy for TEVAR and the TBAD is: 2.1 Complicated (presence of malperfusion syndrome or rupture) hyperacute (less than 24 hours), acute (1 to 14 days), or subacute (15 to 90 days); OR 2.2 Uncomplicated with high-risk features (refractory pain, refractory hypertension, bloody pleural effusion, aortic diameter of more than 40 mm, imaging evidence of malperfusion, entry tear on lesser curvature, or false lumen of more than 22 mm). 3 Patients with traumatic aortic injury who do not have contraindications to endovascular repair.
Vascular | Endovascular aortic repair | Aortic stent graft package | TEVAR package | Terumo Aortic | RelayPro Thoracic Stent-Graft System (Bare Stent Configuration) | 28-M4-28-110-38S | Standalone | DE0503702 | 1 Patients with thoracic aortic aneurysm (TAA; ruptured or unruptured) who are not suitable for OSR and are: 1.1 symptomatic; OR 1.2 asymptomatic and with an aneurysm of 5.5 cm or larger (measured outer-to-outer maximum anterior-posterior aortic diameter); OR 1.3 asymptomatic and with an aneurysm that has grown by more than 1 cm in one year (measured outer-to-outer maximum anterior-posterior aortic diameter). 2 Patients with type B aortic dissection (TBAD) with suitable anatomy for TEVAR and the TBAD is: 2.1 Complicated (presence of malperfusion syndrome or rupture) hyperacute (less than 24 hours), acute (1 to 14 days), or subacute (15 to 90 days); OR 2.2 Uncomplicated with high-risk features (refractory pain, refractory hypertension, bloody pleural effusion, aortic diameter of more than 40 mm, imaging evidence of malperfusion, entry tear on lesser curvature, or false lumen of more than 22 mm). 3 Patients with traumatic aortic injury who do not have contraindications to endovascular repair.
Vascular | Endovascular aortic repair | Aortic stent graft package | TEVAR package | Terumo Aortic | RelayPro Thoracic Stent-Graft System (Bare Stent Configuration) | 28-M4-28-130-38S | Standalone | DE0503702 | 1 Patients with thoracic aortic aneurysm (TAA; ruptured or unruptured) who are not suitable for OSR and are: 1.1 symptomatic; OR 1.2 asymptomatic and with an aneurysm of 5.5 cm or larger (measured outer-to-outer maximum anterior-posterior aortic diameter); OR 1.3 asymptomatic and with an aneurysm that has grown by more than 1 cm in one year (measured outer-to-outer maximum anterior-posterior aortic diameter). 2 Patients with type B aortic dissection (TBAD) with suitable anatomy for TEVAR and the TBAD is: 2.1 Complicated (presence of malperfusion syndrome or rupture) hyperacute (less than 24 hours), acute (1 to 14 days), or subacute (15 to 90 days); OR 2.2 Uncomplicated with high-risk features (refractory pain, refractory hypertension, bloody pleural effusion, aortic diameter of more than 40 mm, imaging evidence of malperfusion, entry tear on lesser curvature, or false lumen of more than 22 mm). 3 Patients with traumatic aortic injury who do not have contraindications to endovascular repair.
Vascular | Endovascular aortic repair | Aortic stent graft package | TEVAR package | Terumo Aortic | RelayPro Thoracic Stent-Graft System (Bare Stent Configuration) | 28-M4-28-150-38S | Standalone | DE0503702 | 1 Patients with thoracic aortic aneurysm (TAA; ruptured or unruptured) who are not suitable for OSR and are: 1.1 symptomatic; OR 1.2 asymptomatic and with an aneurysm of 5.5 cm or larger (measured outer-to-outer maximum anterior-posterior aortic diameter); OR 1.3 asymptomatic and with an aneurysm that has grown by more than 1 cm in one year (measured outer-to-outer maximum anterior-posterior aortic diameter). 2 Patients with type B aortic dissection (TBAD) with suitable anatomy for TEVAR and the TBAD is: 2.1 Complicated (presence of malperfusion syndrome or rupture) hyperacute (less than 24 hours), acute (1 to 14 days), or subacute (15 to 90 days); OR 2.2 Uncomplicated with high-risk features (refractory pain, refractory hypertension, bloody pleural effusion, aortic diameter of more than 40 mm, imaging evidence of malperfusion, entry tear on lesser curvature, or false lumen of more than 22 mm). 3 Patients with traumatic aortic injury who do not have contraindications to endovascular repair.
Vascular | Endovascular aortic repair | Aortic stent graft package | TEVAR package | Terumo Aortic | RelayPro Thoracic Stent-Graft System (Bare Stent Configuration) | 28-M4-28-170-38S | Standalone | DE0503702 | 1 Patients with thoracic aortic aneurysm (TAA; ruptured or unruptured) who are not suitable for OSR and are: 1.1 symptomatic; OR 1.2 asymptomatic and with an aneurysm of 5.5 cm or larger (measured outer-to-outer maximum anterior-posterior aortic diameter); OR 1.3 asymptomatic and with an aneurysm that has grown by more than 1 cm in one year (measured outer-to-outer maximum anterior-posterior aortic diameter). 2 Patients with type B aortic dissection (TBAD) with suitable anatomy for TEVAR and the TBAD is: 2.1 Complicated (presence of malperfusion syndrome or rupture) hyperacute (less than 24 hours), acute (1 to 14 days), or subacute (15 to 90 days); OR 2.2 Uncomplicated with high-risk features (refractory pain, refractory hypertension, bloody pleural effusion, aortic diameter of more than 40 mm, imaging evidence of malperfusion, entry tear on lesser curvature, or false lumen of more than 22 mm). 3 Patients with traumatic aortic injury who do not have contraindications to endovascular repair.
Vascular | Endovascular aortic repair | Aortic stent graft package | TEVAR package | Terumo Aortic | RelayPro Thoracic Stent-Graft System (Bare Stent Configuration) | 28-M4-28-190-38S | Standalone | DE0503702 | 1 Patients with thoracic aortic aneurysm (TAA; ruptured or unruptured) who are not suitable for OSR and are: 1.1 symptomatic; OR 1.2 asymptomatic and with an aneurysm of 5.5 cm or larger (measured outer-to-outer maximum anterior-posterior aortic diameter); OR 1.3 asymptomatic and with an aneurysm that has grown by more than 1 cm in one year (measured outer-to-outer maximum anterior-posterior aortic diameter). 2 Patients with type B aortic dissection (TBAD) with suitable anatomy for TEVAR and the TBAD is: 2.1 Complicated (presence of malperfusion syndrome or rupture) hyperacute (less than 24 hours), acute (1 to 14 days), or subacute (15 to 90 days); OR 2.2 Uncomplicated with high-risk features (refractory pain, refractory hypertension, bloody pleural effusion, aortic diameter of more than 40 mm, imaging evidence of malperfusion, entry tear on lesser curvature, or false lumen of more than 22 mm). 3 Patients with traumatic aortic injury who do not have contraindications to endovascular repair.
Vascular | Endovascular aortic repair | Aortic stent graft package | TEVAR package | Terumo Aortic | RelayPro Thoracic Stent-Graft System (Bare Stent Configuration) | 28-M4-28-210-38S | Standalone | DE0503702 | 1 Patients with thoracic aortic aneurysm (TAA; ruptured or unruptured) who are not suitable for OSR and are: 1.1 symptomatic; OR 1.2 asymptomatic and with an aneurysm of 5.5 cm or larger (measured outer-to-outer maximum anterior-posterior aortic diameter); OR 1.3 asymptomatic and with an aneurysm that has grown by more than 1 cm in one year (measured outer-to-outer maximum anterior-posterior aortic diameter). 2 Patients with type B aortic dissection (TBAD) with suitable anatomy for TEVAR and the TBAD is: 2.1 Complicated (presence of malperfusion syndrome or rupture) hyperacute (less than 24 hours), acute (1 to 14 days), or subacute (15 to 90 days); OR 2.2 Uncomplicated with high-risk features (refractory pain, refractory hypertension, bloody pleural effusion, aortic diameter of more than 40 mm, imaging evidence of malperfusion, entry tear on lesser curvature, or false lumen of more than 22 mm). 3 Patients with traumatic aortic injury who do not have contraindications to endovascular repair.
Vascular | Endovascular aortic repair | Aortic stent graft package | TEVAR package | Terumo Aortic | RelayPro Thoracic Stent-Graft System (Bare Stent Configuration) | 28-M4-28-230-38S | Standalone | DE0503702 | 1 Patients with thoracic aortic aneurysm (TAA; ruptured or unruptured) who are not suitable for OSR and are: 1.1 symptomatic; OR 1.2 asymptomatic and with an aneurysm of 5.5 cm or larger (measured outer-to-outer maximum anterior-posterior aortic diameter); OR 1.3 asymptomatic and with an aneurysm that has grown by more than 1 cm in one year (measured outer-to-outer maximum anterior-posterior aortic diameter). 2 Patients with type B aortic dissection (TBAD) with suitable anatomy for TEVAR and the TBAD is: 2.1 Complicated (presence of malperfusion syndrome or rupture) hyperacute (less than 24 hours), acute (1 to 14 days), or subacute (15 to 90 days); OR 2.2 Uncomplicated with high-risk features (refractory pain, refractory hypertension, bloody pleural effusion, aortic diameter of more than 40 mm, imaging evidence of malperfusion, entry tear on lesser curvature, or false lumen of more than 22 mm). 3 Patients with traumatic aortic injury who do not have contraindications to endovascular repair.
Vascular | Endovascular aortic repair | Aortic stent graft package | TEVAR package | Terumo Aortic | RelayPro Thoracic Stent-Graft System (Bare Stent Configuration) | 28-M4-28-250-38S | Standalone | DE0503702 | 1 Patients with thoracic aortic aneurysm (TAA; ruptured or unruptured) who are not suitable for OSR and are: 1.1 symptomatic; OR 1.2 asymptomatic and with an aneurysm of 5.5 cm or larger (measured outer-to-outer maximum anterior-posterior aortic diameter); OR 1.3 asymptomatic and with an aneurysm that has grown by more than 1 cm in one year (measured outer-to-outer maximum anterior-posterior aortic diameter). 2 Patients with type B aortic dissection (TBAD) with suitable anatomy for TEVAR and the TBAD is: 2.1 Complicated (presence of malperfusion syndrome or rupture) hyperacute (less than 24 hours), acute (1 to 14 days), or subacute (15 to 90 days); OR 2.2 Uncomplicated with high-risk features (refractory pain, refractory hypertension, bloody pleural effusion, aortic diameter of more than 40 mm, imaging evidence of malperfusion, entry tear on lesser curvature, or false lumen of more than 22 mm). 3 Patients with traumatic aortic injury who do not have contraindications to endovascular repair.
Vascular | Endovascular aortic repair | Aortic stent graft package | TEVAR package | Terumo Aortic | RelayPro Thoracic Stent-Graft System (Bare Stent Configuration) | 28-M4-30-090-38S | Standalone | DE0503702 | 1 Patients with thoracic aortic aneurysm (TAA; ruptured or unruptured) who are not suitable for OSR and are: 1.1 symptomatic; OR 1.2 asymptomatic and with an aneurysm of 5.5 cm or larger (measured outer-to-outer maximum anterior-posterior aortic diameter); OR 1.3 asymptomatic and with an aneurysm that has grown by more than 1 cm in one year (measured outer-to-outer maximum anterior-posterior aortic diameter). 2 Patients with type B aortic dissection (TBAD) with suitable anatomy for TEVAR and the TBAD is: 2.1 Complicated (presence of malperfusion syndrome or rupture) hyperacute (less than 24 hours), acute (1 to 14 days), or subacute (15 to 90 days); OR 2.2 Uncomplicated with high-risk features (refractory pain, refractory hypertension, bloody pleural effusion, aortic diameter of more than 40 mm, imaging evidence of malperfusion, entry tear on lesser curvature, or false lumen of more than 22 mm). 3 Patients with traumatic aortic injury who do not have contraindications to endovascular repair.
Vascular | Endovascular aortic repair | Aortic stent graft package | TEVAR package | Terumo Aortic | RelayPro Thoracic Stent-Graft System (Bare Stent Configuration) | 28-M4-30-110-38S | Standalone | DE0503702 | 1 Patients with thoracic aortic aneurysm (TAA; ruptured or unruptured) who are not suitable for OSR and are: 1.1 symptomatic; OR 1.2 asymptomatic and with an aneurysm of 5.5 cm or larger (measured outer-to-outer maximum anterior-posterior aortic diameter); OR 1.3 asymptomatic and with an aneurysm that has grown by more than 1 cm in one year (measured outer-to-outer maximum anterior-posterior aortic diameter). 2 Patients with type B aortic dissection (TBAD) with suitable anatomy for TEVAR and the TBAD is: 2.1 Complicated (presence of malperfusion syndrome or rupture) hyperacute (less than 24 hours), acute (1 to 14 days), or subacute (15 to 90 days); OR 2.2 Uncomplicated with high-risk features (refractory pain, refractory hypertension, bloody pleural effusion, aortic diameter of more than 40 mm, imaging evidence of malperfusion, entry tear on lesser curvature, or false lumen of more than 22 mm). 3 Patients with traumatic aortic injury who do not have contraindications to endovascular repair.
Vascular | Endovascular aortic repair | Aortic stent graft package | TEVAR package | Terumo Aortic | RelayPro Thoracic Stent-Graft System (Bare Stent Configuration) | 28-M4-30-130-38S | Standalone | DE0503702 | 1 Patients with thoracic aortic aneurysm (TAA; ruptured or unruptured) who are not suitable for OSR and are: 1.1 symptomatic; OR 1.2 asymptomatic and with an aneurysm of 5.5 cm or larger (measured outer-to-outer maximum anterior-posterior aortic diameter); OR 1.3 asymptomatic and with an aneurysm that has grown by more than 1 cm in one year (measured outer-to-outer maximum anterior-posterior aortic diameter). 2 Patients with type B aortic dissection (TBAD) with suitable anatomy for TEVAR and the TBAD is: 2.1 Complicated (presence of malperfusion syndrome or rupture) hyperacute (less than 24 hours), acute (1 to 14 days), or subacute (15 to 90 days); OR 2.2 Uncomplicated with high-risk features (refractory pain, refractory hypertension, bloody pleural effusion, aortic diameter of more than 40 mm, imaging evidence of malperfusion, entry tear on lesser curvature, or false lumen of more than 22 mm). 3 Patients with traumatic aortic injury who do not have contraindications to endovascular repair.
Vascular | Endovascular aortic repair | Aortic stent graft package | TEVAR package | Terumo Aortic | RelayPro Thoracic Stent-Graft System (Bare Stent Configuration) | 28-M4-30-150-38S | Standalone | DE0503702 | 1 Patients with thoracic aortic aneurysm (TAA; ruptured or unruptured) who are not suitable for OSR and are: 1.1 symptomatic; OR 1.2 asymptomatic and with an aneurysm of 5.5 cm or larger (measured outer-to-outer maximum anterior-posterior aortic diameter); OR 1.3 asymptomatic and with an aneurysm that has grown by more than 1 cm in one year (measured outer-to-outer maximum anterior-posterior aortic diameter). 2 Patients with type B aortic dissection (TBAD) with suitable anatomy for TEVAR and the TBAD is: 2.1 Complicated (presence of malperfusion syndrome or rupture) hyperacute (less than 24 hours), acute (1 to 14 days), or subacute (15 to 90 days); OR 2.2 Uncomplicated with high-risk features (refractory pain, refractory hypertension, bloody pleural effusion, aortic diameter of more than 40 mm, imaging evidence of malperfusion, entry tear on lesser curvature, or false lumen of more than 22 mm). 3 Patients with traumatic aortic injury who do not have contraindications to endovascular repair.
Vascular | Endovascular aortic repair | Aortic stent graft package | TEVAR package | Terumo Aortic | RelayPro Thoracic Stent-Graft System (Bare Stent Configuration) | 28-M4-30-170-38S | Standalone | DE0503702 | 1 Patients with thoracic aortic aneurysm (TAA; ruptured or unruptured) who are not suitable for OSR and are: 1.1 symptomatic; OR 1.2 asymptomatic and with an aneurysm of 5.5 cm or larger (measured outer-to-outer maximum anterior-posterior aortic diameter); OR 1.3 asymptomatic and with an aneurysm that has grown by more than 1 cm in one year (measured outer-to-outer maximum anterior-posterior aortic diameter). 2 Patients with type B aortic dissection (TBAD) with suitable anatomy for TEVAR and the TBAD is: 2.1 Complicated (presence of malperfusion syndrome or rupture) hyperacute (less than 24 hours), acute (1 to 14 days), or subacute (15 to 90 days); OR 2.2 Uncomplicated with high-risk features (refractory pain, refractory hypertension, bloody pleural effusion, aortic diameter of more than 40 mm, imaging evidence of malperfusion, entry tear on lesser curvature, or false lumen of more than 22 mm). 3 Patients with traumatic aortic injury who do not have contraindications to endovascular repair.
Vascular | Endovascular aortic repair | Aortic stent graft package | TEVAR package | Terumo Aortic | RelayPro Thoracic Stent-Graft System (Bare Stent Configuration) | 28-M4-30-190-38S | Standalone | DE0503702 | 1 Patients with thoracic aortic aneurysm (TAA; ruptured or unruptured) who are not suitable for OSR and are: 1.1 symptomatic; OR 1.2 asymptomatic and with an aneurysm of 5.5 cm or larger (measured outer-to-outer maximum anterior-posterior aortic diameter); OR 1.3 asymptomatic and with an aneurysm that has grown by more than 1 cm in one year (measured outer-to-outer maximum anterior-posterior aortic diameter). 2 Patients with type B aortic dissection (TBAD) with suitable anatomy for TEVAR and the TBAD is: 2.1 Complicated (presence of malperfusion syndrome or rupture) hyperacute (less than 24 hours), acute (1 to 14 days), or subacute (15 to 90 days); OR 2.2 Uncomplicated with high-risk features (refractory pain, refractory hypertension, bloody pleural effusion, aortic diameter of more than 40 mm, imaging evidence of malperfusion, entry tear on lesser curvature, or false lumen of more than 22 mm). 3 Patients with traumatic aortic injury who do not have contraindications to endovascular repair.
Vascular | Endovascular aortic repair | Aortic stent graft package | TEVAR package | Terumo Aortic | RelayPro Thoracic Stent-Graft System (Bare Stent Configuration) | 28-M4-30-210-38S | Standalone | DE0503702 | 1 Patients with thoracic aortic aneurysm (TAA; ruptured or unruptured) who are not suitable for OSR and are: 1.1 symptomatic; OR 1.2 asymptomatic and with an aneurysm of 5.5 cm or larger (measured outer-to-outer maximum anterior-posterior aortic diameter); OR 1.3 asymptomatic and with an aneurysm that has grown by more than 1 cm in one year (measured outer-to-outer maximum anterior-posterior aortic diameter). 2 Patients with type B aortic dissection (TBAD) with suitable anatomy for TEVAR and the TBAD is: 2.1 Complicated (presence of malperfusion syndrome or rupture) hyperacute (less than 24 hours), acute (1 to 14 days), or subacute (15 to 90 days); OR 2.2 Uncomplicated with high-risk features (refractory pain, refractory hypertension, bloody pleural effusion, aortic diameter of more than 40 mm, imaging evidence of malperfusion, entry tear on lesser curvature, or false lumen of more than 22 mm). 3 Patients with traumatic aortic injury who do not have contraindications to endovascular repair.
Vascular | Endovascular aortic repair | Aortic stent graft package | TEVAR package | Terumo Aortic | RelayPro Thoracic Stent-Graft System (Bare Stent Configuration) | 28-M4-30-230-38S | Standalone | DE0503702 | 1 Patients with thoracic aortic aneurysm (TAA; ruptured or unruptured) who are not suitable for OSR and are: 1.1 symptomatic; OR 1.2 asymptomatic and with an aneurysm of 5.5 cm or larger (measured outer-to-outer maximum anterior-posterior aortic diameter); OR 1.3 asymptomatic and with an aneurysm that has grown by more than 1 cm in one year (measured outer-to-outer maximum anterior-posterior aortic diameter). 2 Patients with type B aortic dissection (TBAD) with suitable anatomy for TEVAR and the TBAD is: 2.1 Complicated (presence of malperfusion syndrome or rupture) hyperacute (less than 24 hours), acute (1 to 14 days), or subacute (15 to 90 days); OR 2.2 Uncomplicated with high-risk features (refractory pain, refractory hypertension, bloody pleural effusion, aortic diameter of more than 40 mm, imaging evidence of malperfusion, entry tear on lesser curvature, or false lumen of more than 22 mm). 3 Patients with traumatic aortic injury who do not have contraindications to endovascular repair.
Vascular | Endovascular aortic repair | Aortic stent graft package | TEVAR package | Terumo Aortic | RelayPro Thoracic Stent-Graft System (Bare Stent Configuration) | 28-M4-30-250-38S | Standalone | DE0503702 | 1 Patients with thoracic aortic aneurysm (TAA; ruptured or unruptured) who are not suitable for OSR and are: 1.1 symptomatic; OR 1.2 asymptomatic and with an aneurysm of 5.5 cm or larger (measured outer-to-outer maximum anterior-posterior aortic diameter); OR 1.3 asymptomatic and with an aneurysm that has grown by more than 1 cm in one year (measured outer-to-outer maximum anterior-posterior aortic diameter). 2 Patients with type B aortic dissection (TBAD) with suitable anatomy for TEVAR and the TBAD is: 2.1 Complicated (presence of malperfusion syndrome or rupture) hyperacute (less than 24 hours), acute (1 to 14 days), or subacute (15 to 90 days); OR 2.2 Uncomplicated with high-risk features (refractory pain, refractory hypertension, bloody pleural effusion, aortic diameter of more than 40 mm, imaging evidence of malperfusion, entry tear on lesser curvature, or false lumen of more than 22 mm). 3 Patients with traumatic aortic injury who do not have contraindications to endovascular repair.
Vascular | Endovascular aortic repair | Aortic stent graft package | TEVAR package | Terumo Aortic | RelayPro Thoracic Stent-Graft System (Bare Stent Configuration) | 28-M4-32-090-38S | Standalone | DE0503702 | 1 Patients with thoracic aortic aneurysm (TAA; ruptured or unruptured) who are not suitable for OSR and are: 1.1 symptomatic; OR 1.2 asymptomatic and with an aneurysm of 5.5 cm or larger (measured outer-to-outer maximum anterior-posterior aortic diameter); OR 1.3 asymptomatic and with an aneurysm that has grown by more than 1 cm in one year (measured outer-to-outer maximum anterior-posterior aortic diameter). 2 Patients with type B aortic dissection (TBAD) with suitable anatomy for TEVAR and the TBAD is: 2.1 Complicated (presence of malperfusion syndrome or rupture) hyperacute (less than 24 hours), acute (1 to 14 days), or subacute (15 to 90 days); OR 2.2 Uncomplicated with high-risk features (refractory pain, refractory hypertension, bloody pleural effusion, aortic diameter of more than 40 mm, imaging evidence of malperfusion, entry tear on lesser curvature, or false lumen of more than 22 mm). 3 Patients with traumatic aortic injury who do not have contraindications to endovascular repair.
Vascular | Endovascular aortic repair | Aortic stent graft package | TEVAR package | Terumo Aortic | RelayPro Thoracic Stent-Graft System (Bare Stent Configuration) | 28-M4-32-110-38S | Standalone | DE0503702 | 1 Patients with thoracic aortic aneurysm (TAA; ruptured or unruptured) who are not suitable for OSR and are: 1.1 symptomatic; OR 1.2 asymptomatic and with an aneurysm of 5.5 cm or larger (measured outer-to-outer maximum anterior-posterior aortic diameter); OR 1.3 asymptomatic and with an aneurysm that has grown by more than 1 cm in one year (measured outer-to-outer maximum anterior-posterior aortic diameter). 2 Patients with type B aortic dissection (TBAD) with suitable anatomy for TEVAR and the TBAD is: 2.1 Complicated (presence of malperfusion syndrome or rupture) hyperacute (less than 24 hours), acute (1 to 14 days), or subacute (15 to 90 days); OR 2.2 Uncomplicated with high-risk features (refractory pain, refractory hypertension, bloody pleural effusion, aortic diameter of more than 40 mm, imaging evidence of malperfusion, entry tear on lesser curvature, or false lumen of more than 22 mm). 3 Patients with traumatic aortic injury who do not have contraindications to endovascular repair.
Vascular | Endovascular aortic repair | Aortic stent graft package | TEVAR package | Terumo Aortic | RelayPro Thoracic Stent-Graft System (Bare Stent Configuration) | 28-M4-32-130-38S | Standalone | DE0503702 | 1 Patients with thoracic aortic aneurysm (TAA; ruptured or unruptured) who are not suitable for OSR and are: 1.1 symptomatic; OR 1.2 asymptomatic and with an aneurysm of 5.5 cm or larger (measured outer-to-outer maximum anterior-posterior aortic diameter); OR 1.3 asymptomatic and with an aneurysm that has grown by more than 1 cm in one year (measured outer-to-outer maximum anterior-posterior aortic diameter). 2 Patients with type B aortic dissection (TBAD) with suitable anatomy for TEVAR and the TBAD is: 2.1 Complicated (presence of malperfusion syndrome or rupture) hyperacute (less than 24 hours), acute (1 to 14 days), or subacute (15 to 90 days); OR 2.2 Uncomplicated with high-risk features (refractory pain, refractory hypertension, bloody pleural effusion, aortic diameter of more than 40 mm, imaging evidence of malperfusion, entry tear on lesser curvature, or false lumen of more than 22 mm). 3 Patients with traumatic aortic injury who do not have contraindications to endovascular repair.
Vascular | Endovascular aortic repair | Aortic stent graft package | TEVAR package | Terumo Aortic | RelayPro Thoracic Stent-Graft System (Bare Stent Configuration) | 28-M4-32-150-38S | Standalone | DE0503702 | 1 Patients with thoracic aortic aneurysm (TAA; ruptured or unruptured) who are not suitable for OSR and are: 1.1 symptomatic; OR 1.2 asymptomatic and with an aneurysm of 5.5 cm or larger (measured outer-to-outer maximum anterior-posterior aortic diameter); OR 1.3 asymptomatic and with an aneurysm that has grown by more than 1 cm in one year (measured outer-to-outer maximum anterior-posterior aortic diameter). 2 Patients with type B aortic dissection (TBAD) with suitable anatomy for TEVAR and the TBAD is: 2.1 Complicated (presence of malperfusion syndrome or rupture) hyperacute (less than 24 hours), acute (1 to 14 days), or subacute (15 to 90 days); OR 2.2 Uncomplicated with high-risk features (refractory pain, refractory hypertension, bloody pleural effusion, aortic diameter of more than 40 mm, imaging evidence of malperfusion, entry tear on lesser curvature, or false lumen of more than 22 mm). 3 Patients with traumatic aortic injury who do not have contraindications to endovascular repair.
Vascular | Endovascular aortic repair | Aortic stent graft package | TEVAR package | Terumo Aortic | RelayPro Thoracic Stent-Graft System (Bare Stent Configuration) | 28-M4-32-170-38S | Standalone | DE0503702 | 1 Patients with thoracic aortic aneurysm (TAA; ruptured or unruptured) who are not suitable for OSR and are: 1.1 symptomatic; OR 1.2 asymptomatic and with an aneurysm of 5.5 cm or larger (measured outer-to-outer maximum anterior-posterior aortic diameter); OR 1.3 asymptomatic and with an aneurysm that has grown by more than 1 cm in one year (measured outer-to-outer maximum anterior-posterior aortic diameter). 2 Patients with type B aortic dissection (TBAD) with suitable anatomy for TEVAR and the TBAD is: 2.1 Complicated (presence of malperfusion syndrome or rupture) hyperacute (less than 24 hours), acute (1 to 14 days), or subacute (15 to 90 days); OR 2.2 Uncomplicated with high-risk features (refractory pain, refractory hypertension, bloody pleural effusion, aortic diameter of more than 40 mm, imaging evidence of malperfusion, entry tear on lesser curvature, or false lumen of more than 22 mm). 3 Patients with traumatic aortic injury who do not have contraindications to endovascular repair.
Vascular | Endovascular aortic repair | Aortic stent graft package | TEVAR package | Terumo Aortic | RelayPro Thoracic Stent-Graft System (Bare Stent Configuration) | 28-M4-32-190-38S | Standalone | DE0503702 | 1 Patients with thoracic aortic aneurysm (TAA; ruptured or unruptured) who are not suitable for OSR and are: 1.1 symptomatic; OR 1.2 asymptomatic and with an aneurysm of 5.5 cm or larger (measured outer-to-outer maximum anterior-posterior aortic diameter); OR 1.3 asymptomatic and with an aneurysm that has grown by more than 1 cm in one year (measured outer-to-outer maximum anterior-posterior aortic diameter). 2 Patients with type B aortic dissection (TBAD) with suitable anatomy for TEVAR and the TBAD is: 2.1 Complicated (presence of malperfusion syndrome or rupture) hyperacute (less than 24 hours), acute (1 to 14 days), or subacute (15 to 90 days); OR 2.2 Uncomplicated with high-risk features (refractory pain, refractory hypertension, bloody pleural effusion, aortic diameter of more than 40 mm, imaging evidence of malperfusion, entry tear on lesser curvature, or false lumen of more than 22 mm). 3 Patients with traumatic aortic injury who do not have contraindications to endovascular repair.
Vascular | Endovascular aortic repair | Aortic stent graft package | TEVAR package | Terumo Aortic | RelayPro Thoracic Stent-Graft System (Bare Stent Configuration) | 28-M4-32-210-38S | Standalone | DE0503702 | 1 Patients with thoracic aortic aneurysm (TAA; ruptured or unruptured) who are not suitable for OSR and are: 1.1 symptomatic; OR 1.2 asymptomatic and with an aneurysm of 5.5 cm or larger (measured outer-to-outer maximum anterior-posterior aortic diameter); OR 1.3 asymptomatic and with an aneurysm that has grown by more than 1 cm in one year (measured outer-to-outer maximum anterior-posterior aortic diameter). 2 Patients with type B aortic dissection (TBAD) with suitable anatomy for TEVAR and the TBAD is: 2.1 Complicated (presence of malperfusion syndrome or rupture) hyperacute (less than 24 hours), acute (1 to 14 days), or subacute (15 to 90 days); OR 2.2 Uncomplicated with high-risk features (refractory pain, refractory hypertension, bloody pleural effusion, aortic diameter of more than 40 mm, imaging evidence of malperfusion, entry tear on lesser curvature, or false lumen of more than 22 mm). 3 Patients with traumatic aortic injury who do not have contraindications to endovascular repair.
Vascular | Endovascular aortic repair | Aortic stent graft package | TEVAR package | Terumo Aortic | RelayPro Thoracic Stent-Graft System (Bare Stent Configuration) | 28-M4-32-230-38S | Standalone | DE0503702 | 1 Patients with thoracic aortic aneurysm (TAA; ruptured or unruptured) who are not suitable for OSR and are: 1.1 symptomatic; OR 1.2 asymptomatic and with an aneurysm of 5.5 cm or larger (measured outer-to-outer maximum anterior-posterior aortic diameter); OR 1.3 asymptomatic and with an aneurysm that has grown by more than 1 cm in one year (measured outer-to-outer maximum anterior-posterior aortic diameter). 2 Patients with type B aortic dissection (TBAD) with suitable anatomy for TEVAR and the TBAD is: 2.1 Complicated (presence of malperfusion syndrome or rupture) hyperacute (less than 24 hours), acute (1 to 14 days), or subacute (15 to 90 days); OR 2.2 Uncomplicated with high-risk features (refractory pain, refractory hypertension, bloody pleural effusion, aortic diameter of more than 40 mm, imaging evidence of malperfusion, entry tear on lesser curvature, or false lumen of more than 22 mm). 3 Patients with traumatic aortic injury who do not have contraindications to endovascular repair.
Vascular | Endovascular aortic repair | Aortic stent graft package | TEVAR package | Terumo Aortic | RelayPro Thoracic Stent-Graft System (Bare Stent Configuration) | 28-M4-32-250-38S | Standalone | DE0503702 | 1 Patients with thoracic aortic aneurysm (TAA; ruptured or unruptured) who are not suitable for OSR and are: 1.1 symptomatic; OR 1.2 asymptomatic and with an aneurysm of 5.5 cm or larger (measured outer-to-outer maximum anterior-posterior aortic diameter); OR 1.3 asymptomatic and with an aneurysm that has grown by more than 1 cm in one year (measured outer-to-outer maximum anterior-posterior aortic diameter). 2 Patients with type B aortic dissection (TBAD) with suitable anatomy for TEVAR and the TBAD is: 2.1 Complicated (presence of malperfusion syndrome or rupture) hyperacute (less than 24 hours), acute (1 to 14 days), or subacute (15 to 90 days); OR 2.2 Uncomplicated with high-risk features (refractory pain, refractory hypertension, bloody pleural effusion, aortic diameter of more than 40 mm, imaging evidence of malperfusion, entry tear on lesser curvature, or false lumen of more than 22 mm). 3 Patients with traumatic aortic injury who do not have contraindications to endovascular repair.
Vascular | Endovascular aortic repair | Aortic stent graft package | TEVAR package | Terumo Aortic | RelayPro Thoracic Stent-Graft System (Bare Stent Configuration) | 28-M4-34-110-38S | Standalone | DE0503702 | 1 Patients with thoracic aortic aneurysm (TAA; ruptured or unruptured) who are not suitable for OSR and are: 1.1 symptomatic; OR 1.2 asymptomatic and with an aneurysm of 5.5 cm or larger (measured outer-to-outer maximum anterior-posterior aortic diameter); OR 1.3 asymptomatic and with an aneurysm that has grown by more than 1 cm in one year (measured outer-to-outer maximum anterior-posterior aortic diameter). 2 Patients with type B aortic dissection (TBAD) with suitable anatomy for TEVAR and the TBAD is: 2.1 Complicated (presence of malperfusion syndrome or rupture) hyperacute (less than 24 hours), acute (1 to 14 days), or subacute (15 to 90 days); OR 2.2 Uncomplicated with high-risk features (refractory pain, refractory hypertension, bloody pleural effusion, aortic diameter of more than 40 mm, imaging evidence of malperfusion, entry tear on lesser curvature, or false lumen of more than 22 mm). 3 Patients with traumatic aortic injury who do not have contraindications to endovascular repair.
Vascular | Endovascular aortic repair | Aortic stent graft package | TEVAR package | Terumo Aortic | RelayPro Thoracic Stent-Graft System (Bare Stent Configuration) | 28-M4-34-130-38S | Standalone | DE0503702 | 1 Patients with thoracic aortic aneurysm (TAA; ruptured or unruptured) who are not suitable for OSR and are: 1.1 symptomatic; OR 1.2 asymptomatic and with an aneurysm of 5.5 cm or larger (measured outer-to-outer maximum anterior-posterior aortic diameter); OR 1.3 asymptomatic and with an aneurysm that has grown by more than 1 cm in one year (measured outer-to-outer maximum anterior-posterior aortic diameter). 2 Patients with type B aortic dissection (TBAD) with suitable anatomy for TEVAR and the TBAD is: 2.1 Complicated (presence of malperfusion syndrome or rupture) hyperacute (less than 24 hours), acute (1 to 14 days), or subacute (15 to 90 days); OR 2.2 Uncomplicated with high-risk features (refractory pain, refractory hypertension, bloody pleural effusion, aortic diameter of more than 40 mm, imaging evidence of malperfusion, entry tear on lesser curvature, or false lumen of more than 22 mm). 3 Patients with traumatic aortic injury who do not have contraindications to endovascular repair.
Vascular | Endovascular aortic repair | Aortic stent graft package | TEVAR package | Terumo Aortic | RelayPro Thoracic Stent-Graft System (Bare Stent Configuration) | 28-M4-34-150-38S | Standalone | DE0503702 | 1 Patients with thoracic aortic aneurysm (TAA; ruptured or unruptured) who are not suitable for OSR and are: 1.1 symptomatic; OR 1.2 asymptomatic and with an aneurysm of 5.5 cm or larger (measured outer-to-outer maximum anterior-posterior aortic diameter); OR 1.3 asymptomatic and with an aneurysm that has grown by more than 1 cm in one year (measured outer-to-outer maximum anterior-posterior aortic diameter). 2 Patients with type B aortic dissection (TBAD) with suitable anatomy for TEVAR and the TBAD is: 2.1 Complicated (presence of malperfusion syndrome or rupture) hyperacute (less than 24 hours), acute (1 to 14 days), or subacute (15 to 90 days); OR 2.2 Uncomplicated with high-risk features (refractory pain, refractory hypertension, bloody pleural effusion, aortic diameter of more than 40 mm, imaging evidence of malperfusion, entry tear on lesser curvature, or false lumen of more than 22 mm). 3 Patients with traumatic aortic injury who do not have contraindications to endovascular repair.
Vascular | Endovascular aortic repair | Aortic stent graft package | TEVAR package | Terumo Aortic | RelayPro Thoracic Stent-Graft System (Bare Stent Configuration) | 28-M4-34-170-38S | Standalone | DE0503702 | 1 Patients with thoracic aortic aneurysm (TAA; ruptured or unruptured) who are not suitable for OSR and are: 1.1 symptomatic; OR 1.2 asymptomatic and with an aneurysm of 5.5 cm or larger (measured outer-to-outer maximum anterior-posterior aortic diameter); OR 1.3 asymptomatic and with an aneurysm that has grown by more than 1 cm in one year (measured outer-to-outer maximum anterior-posterior aortic diameter). 2 Patients with type B aortic dissection (TBAD) with suitable anatomy for TEVAR and the TBAD is: 2.1 Complicated (presence of malperfusion syndrome or rupture) hyperacute (less than 24 hours), acute (1 to 14 days), or subacute (15 to 90 days); OR 2.2 Uncomplicated with high-risk features (refractory pain, refractory hypertension, bloody pleural effusion, aortic diameter of more than 40 mm, imaging evidence of malperfusion, entry tear on lesser curvature, or false lumen of more than 22 mm). 3 Patients with traumatic aortic injury who do not have contraindications to endovascular repair.
Vascular | Endovascular aortic repair | Aortic stent graft package | TEVAR package | Terumo Aortic | RelayPro Thoracic Stent-Graft System (Bare Stent Configuration) | 28-M4-34-190-38S | Standalone | DE0503702 | 1 Patients with thoracic aortic aneurysm (TAA; ruptured or unruptured) who are not suitable for OSR and are: 1.1 symptomatic; OR 1.2 asymptomatic and with an aneurysm of 5.5 cm or larger (measured outer-to-outer maximum anterior-posterior aortic diameter); OR 1.3 asymptomatic and with an aneurysm that has grown by more than 1 cm in one year (measured outer-to-outer maximum anterior-posterior aortic diameter). 2 Patients with type B aortic dissection (TBAD) with suitable anatomy for TEVAR and the TBAD is: 2.1 Complicated (presence of malperfusion syndrome or rupture) hyperacute (less than 24 hours), acute (1 to 14 days), or subacute (15 to 90 days); OR 2.2 Uncomplicated with high-risk features (refractory pain, refractory hypertension, bloody pleural effusion, aortic diameter of more than 40 mm, imaging evidence of malperfusion, entry tear on lesser curvature, or false lumen of more than 22 mm). 3 Patients with traumatic aortic injury who do not have contraindications to endovascular repair.
Vascular | Endovascular aortic repair | Aortic stent graft package | TEVAR package | Terumo Aortic | RelayPro Thoracic Stent-Graft System (Bare Stent Configuration) | 28-M4-34-210-38S | Standalone | DE0503702 | 1 Patients with thoracic aortic aneurysm (TAA; ruptured or unruptured) who are not suitable for OSR and are: 1.1 symptomatic; OR 1.2 asymptomatic and with an aneurysm of 5.5 cm or larger (measured outer-to-outer maximum anterior-posterior aortic diameter); OR 1.3 asymptomatic and with an aneurysm that has grown by more than 1 cm in one year (measured outer-to-outer maximum anterior-posterior aortic diameter). 2 Patients with type B aortic dissection (TBAD) with suitable anatomy for TEVAR and the TBAD is: 2.1 Complicated (presence of malperfusion syndrome or rupture) hyperacute (less than 24 hours), acute (1 to 14 days), or subacute (15 to 90 days); OR 2.2 Uncomplicated with high-risk features (refractory pain, refractory hypertension, bloody pleural effusion, aortic diameter of more than 40 mm, imaging evidence of malperfusion, entry tear on lesser curvature, or false lumen of more than 22 mm). 3 Patients with traumatic aortic injury who do not have contraindications to endovascular repair.
Vascular | Endovascular aortic repair | Aortic stent graft package | TEVAR package | Terumo Aortic | RelayPro Thoracic Stent-Graft System (Bare Stent Configuration) | 28-M4-34-230-38S | Standalone | DE0503702 | 1 Patients with thoracic aortic aneurysm (TAA; ruptured or unruptured) who are not suitable for OSR and are: 1.1 symptomatic; OR 1.2 asymptomatic and with an aneurysm of 5.5 cm or larger (measured outer-to-outer maximum anterior-posterior aortic diameter); OR 1.3 asymptomatic and with an aneurysm that has grown by more than 1 cm in one year (measured outer-to-outer maximum anterior-posterior aortic diameter). 2 Patients with type B aortic dissection (TBAD) with suitable anatomy for TEVAR and the TBAD is: 2.1 Complicated (presence of malperfusion syndrome or rupture) hyperacute (less than 24 hours), acute (1 to 14 days), or subacute (15 to 90 days); OR 2.2 Uncomplicated with high-risk features (refractory pain, refractory hypertension, bloody pleural effusion, aortic diameter of more than 40 mm, imaging evidence of malperfusion, entry tear on lesser curvature, or false lumen of more than 22 mm). 3 Patients with traumatic aortic injury who do not have contraindications to endovascular repair.
Vascular | Endovascular aortic repair | Aortic stent graft package | TEVAR package | Terumo Aortic | RelayPro Thoracic Stent-Graft System (Bare Stent Configuration) | 28-M4-34-250-38S | Standalone | DE0503702 | 1 Patients with thoracic aortic aneurysm (TAA; ruptured or unruptured) who are not suitable for OSR and are: 1.1 symptomatic; OR 1.2 asymptomatic and with an aneurysm of 5.5 cm or larger (measured outer-to-outer maximum anterior-posterior aortic diameter); OR 1.3 asymptomatic and with an aneurysm that has grown by more than 1 cm in one year (measured outer-to-outer maximum anterior-posterior aortic diameter). 2 Patients with type B aortic dissection (TBAD) with suitable anatomy for TEVAR and the TBAD is: 2.1 Complicated (presence of malperfusion syndrome or rupture) hyperacute (less than 24 hours), acute (1 to 14 days), or subacute (15 to 90 days); OR 2.2 Uncomplicated with high-risk features (refractory pain, refractory hypertension, bloody pleural effusion, aortic diameter of more than 40 mm, imaging evidence of malperfusion, entry tear on lesser curvature, or false lumen of more than 22 mm). 3 Patients with traumatic aortic injury who do not have contraindications to endovascular repair.
Vascular | Endovascular aortic repair | Aortic stent graft package | TEVAR package | Terumo Aortic | RelayPro Thoracic Stent-Graft System (Bare Stent Configuration) | 28-M4-36-110-38S | Standalone | DE0503702 | 1 Patients with thoracic aortic aneurysm (TAA; ruptured or unruptured) who are not suitable for OSR and are: 1.1 symptomatic; OR 1.2 asymptomatic and with an aneurysm of 5.5 cm or larger (measured outer-to-outer maximum anterior-posterior aortic diameter); OR 1.3 asymptomatic and with an aneurysm that has grown by more than 1 cm in one year (measured outer-to-outer maximum anterior-posterior aortic diameter). 2 Patients with type B aortic dissection (TBAD) with suitable anatomy for TEVAR and the TBAD is: 2.1 Complicated (presence of malperfusion syndrome or rupture) hyperacute (less than 24 hours), acute (1 to 14 days), or subacute (15 to 90 days); OR 2.2 Uncomplicated with high-risk features (refractory pain, refractory hypertension, bloody pleural effusion, aortic diameter of more than 40 mm, imaging evidence of malperfusion, entry tear on lesser curvature, or false lumen of more than 22 mm). 3 Patients with traumatic aortic injury who do not have contraindications to endovascular repair.
Vascular | Endovascular aortic repair | Aortic stent graft package | TEVAR package | Terumo Aortic | RelayPro Thoracic Stent-Graft System (Bare Stent Configuration) | 28-M4-36-130-38S | Standalone | DE0503702 | 1 Patients with thoracic aortic aneurysm (TAA; ruptured or unruptured) who are not suitable for OSR and are: 1.1 symptomatic; OR 1.2 asymptomatic and with an aneurysm of 5.5 cm or larger (measured outer-to-outer maximum anterior-posterior aortic diameter); OR 1.3 asymptomatic and with an aneurysm that has grown by more than 1 cm in one year (measured outer-to-outer maximum anterior-posterior aortic diameter). 2 Patients with type B aortic dissection (TBAD) with suitable anatomy for TEVAR and the TBAD is: 2.1 Complicated (presence of malperfusion syndrome or rupture) hyperacute (less than 24 hours), acute (1 to 14 days), or subacute (15 to 90 days); OR 2.2 Uncomplicated with high-risk features (refractory pain, refractory hypertension, bloody pleural effusion, aortic diameter of more than 40 mm, imaging evidence of malperfusion, entry tear on lesser curvature, or false lumen of more than 22 mm). 3 Patients with traumatic aortic injury who do not have contraindications to endovascular repair.
Vascular | Endovascular aortic repair | Aortic stent graft package | TEVAR package | Terumo Aortic | RelayPro Thoracic Stent-Graft System (Bare Stent Configuration) | 28-M4-36-150-38S | Standalone | DE0503702 | 1 Patients with thoracic aortic aneurysm (TAA; ruptured or unruptured) who are not suitable for OSR and are: 1.1 symptomatic; OR 1.2 asymptomatic and with an aneurysm of 5.5 cm or larger (measured outer-to-outer maximum anterior-posterior aortic diameter); OR 1.3 asymptomatic and with an aneurysm that has grown by more than 1 cm in one year (measured outer-to-outer maximum anterior-posterior aortic diameter). 2 Patients with type B aortic dissection (TBAD) with suitable anatomy for TEVAR and the TBAD is: 2.1 Complicated (presence of malperfusion syndrome or rupture) hyperacute (less than 24 hours), acute (1 to 14 days), or subacute (15 to 90 days); OR 2.2 Uncomplicated with high-risk features (refractory pain, refractory hypertension, bloody pleural effusion, aortic diameter of more than 40 mm, imaging evidence of malperfusion, entry tear on lesser curvature, or false lumen of more than 22 mm). 3 Patients with traumatic aortic injury who do not have contraindications to endovascular repair.
Vascular | Endovascular aortic repair | Aortic stent graft package | TEVAR package | Terumo Aortic | RelayPro Thoracic Stent-Graft System (Bare Stent Configuration) | 28-M4-36-170-38S | Standalone | DE0503702 | 1 Patients with thoracic aortic aneurysm (TAA; ruptured or unruptured) who are not suitable for OSR and are: 1.1 symptomatic; OR 1.2 asymptomatic and with an aneurysm of 5.5 cm or larger (measured outer-to-outer maximum anterior-posterior aortic diameter); OR 1.3 asymptomatic and with an aneurysm that has grown by more than 1 cm in one year (measured outer-to-outer maximum anterior-posterior aortic diameter). 2 Patients with type B aortic dissection (TBAD) with suitable anatomy for TEVAR and the TBAD is: 2.1 Complicated (presence of malperfusion syndrome or rupture) hyperacute (less than 24 hours), acute (1 to 14 days), or subacute (15 to 90 days); OR 2.2 Uncomplicated with high-risk features (refractory pain, refractory hypertension, bloody pleural effusion, aortic diameter of more than 40 mm, imaging evidence of malperfusion, entry tear on lesser curvature, or false lumen of more than 22 mm). 3 Patients with traumatic aortic injury who do not have contraindications to endovascular repair.
Vascular | Endovascular aortic repair | Aortic stent graft package | TEVAR package | Terumo Aortic | RelayPro Thoracic Stent-Graft System (Bare Stent Configuration) | 28-M4-36-190-38S | Standalone | DE0503702 | 1 Patients with thoracic aortic aneurysm (TAA; ruptured or unruptured) who are not suitable for OSR and are: 1.1 symptomatic; OR 1.2 asymptomatic and with an aneurysm of 5.5 cm or larger (measured outer-to-outer maximum anterior-posterior aortic diameter); OR 1.3 asymptomatic and with an aneurysm that has grown by more than 1 cm in one year (measured outer-to-outer maximum anterior-posterior aortic diameter). 2 Patients with type B aortic dissection (TBAD) with suitable anatomy for TEVAR and the TBAD is: 2.1 Complicated (presence of malperfusion syndrome or rupture) hyperacute (less than 24 hours), acute (1 to 14 days), or subacute (15 to 90 days); OR 2.2 Uncomplicated with high-risk features (refractory pain, refractory hypertension, bloody pleural effusion, aortic diameter of more than 40 mm, imaging evidence of malperfusion, entry tear on lesser curvature, or false lumen of more than 22 mm). 3 Patients with traumatic aortic injury who do not have contraindications to endovascular repair.
Vascular | Endovascular aortic repair | Aortic stent graft package | TEVAR package | Terumo Aortic | RelayPro Thoracic Stent-Graft System (Bare Stent Configuration) | 28-M4-36-210-38S | Standalone | DE0503702 | 1 Patients with thoracic aortic aneurysm (TAA; ruptured or unruptured) who are not suitable for OSR and are: 1.1 symptomatic; OR 1.2 asymptomatic and with an aneurysm of 5.5 cm or larger (measured outer-to-outer maximum anterior-posterior aortic diameter); OR 1.3 asymptomatic and with an aneurysm that has grown by more than 1 cm in one year (measured outer-to-outer maximum anterior-posterior aortic diameter). 2 Patients with type B aortic dissection (TBAD) with suitable anatomy for TEVAR and the TBAD is: 2.1 Complicated (presence of malperfusion syndrome or rupture) hyperacute (less than 24 hours), acute (1 to 14 days), or subacute (15 to 90 days); OR 2.2 Uncomplicated with high-risk features (refractory pain, refractory hypertension, bloody pleural effusion, aortic diameter of more than 40 mm, imaging evidence of malperfusion, entry tear on lesser curvature, or false lumen of more than 22 mm). 3 Patients with traumatic aortic injury who do not have contraindications to endovascular repair.
Vascular | Endovascular aortic repair | Aortic stent graft package | TEVAR package | Terumo Aortic | RelayPro Thoracic Stent-Graft System (Bare Stent Configuration) | 28-M4-36-230-38S | Standalone | DE0503702 | 1 Patients with thoracic aortic aneurysm (TAA; ruptured or unruptured) who are not suitable for OSR and are: 1.1 symptomatic; OR 1.2 asymptomatic and with an aneurysm of 5.5 cm or larger (measured outer-to-outer maximum anterior-posterior aortic diameter); OR 1.3 asymptomatic and with an aneurysm that has grown by more than 1 cm in one year (measured outer-to-outer maximum anterior-posterior aortic diameter). 2 Patients with type B aortic dissection (TBAD) with suitable anatomy for TEVAR and the TBAD is: 2.1 Complicated (presence of malperfusion syndrome or rupture) hyperacute (less than 24 hours), acute (1 to 14 days), or subacute (15 to 90 days); OR 2.2 Uncomplicated with high-risk features (refractory pain, refractory hypertension, bloody pleural effusion, aortic diameter of more than 40 mm, imaging evidence of malperfusion, entry tear on lesser curvature, or false lumen of more than 22 mm). 3 Patients with traumatic aortic injury who do not have contraindications to endovascular repair.
Vascular | Endovascular aortic repair | Aortic stent graft package | TEVAR package | Terumo Aortic | RelayPro Thoracic Stent-Graft System (Bare Stent Configuration) | 28-M4-36-250-38S | Standalone | DE0503702 | 1 Patients with thoracic aortic aneurysm (TAA; ruptured or unruptured) who are not suitable for OSR and are: 1.1 symptomatic; OR 1.2 asymptomatic and with an aneurysm of 5.5 cm or larger (measured outer-to-outer maximum anterior-posterior aortic diameter); OR 1.3 asymptomatic and with an aneurysm that has grown by more than 1 cm in one year (measured outer-to-outer maximum anterior-posterior aortic diameter). 2 Patients with type B aortic dissection (TBAD) with suitable anatomy for TEVAR and the TBAD is: 2.1 Complicated (presence of malperfusion syndrome or rupture) hyperacute (less than 24 hours), acute (1 to 14 days), or subacute (15 to 90 days); OR 2.2 Uncomplicated with high-risk features (refractory pain, refractory hypertension, bloody pleural effusion, aortic diameter of more than 40 mm, imaging evidence of malperfusion, entry tear on lesser curvature, or false lumen of more than 22 mm). 3 Patients with traumatic aortic injury who do not have contraindications to endovascular repair.
Vascular | Endovascular aortic repair | Aortic stent graft package | TEVAR package | Terumo Aortic | RelayPro Thoracic Stent-Graft System (Bare Stent Configuration) | 28-M4-38-100-38S | Standalone | DE0503702 | 1 Patients with thoracic aortic aneurysm (TAA; ruptured or unruptured) who are not suitable for OSR and are: 1.1 symptomatic; OR 1.2 asymptomatic and with an aneurysm of 5.5 cm or larger (measured outer-to-outer maximum anterior-posterior aortic diameter); OR 1.3 asymptomatic and with an aneurysm that has grown by more than 1 cm in one year (measured outer-to-outer maximum anterior-posterior aortic diameter). 2 Patients with type B aortic dissection (TBAD) with suitable anatomy for TEVAR and the TBAD is: 2.1 Complicated (presence of malperfusion syndrome or rupture) hyperacute (less than 24 hours), acute (1 to 14 days), or subacute (15 to 90 days); OR 2.2 Uncomplicated with high-risk features (refractory pain, refractory hypertension, bloody pleural effusion, aortic diameter of more than 40 mm, imaging evidence of malperfusion, entry tear on lesser curvature, or false lumen of more than 22 mm). 3 Patients with traumatic aortic injury who do not have contraindications to endovascular repair.
Vascular | Endovascular aortic repair | Aortic stent graft package | TEVAR package | Terumo Aortic | RelayPro Thoracic Stent-Graft System (Bare Stent Configuration) | 28-M4-38-130-38S | Standalone | DE0503702 | 1 Patients with thoracic aortic aneurysm (TAA; ruptured or unruptured) who are not suitable for OSR and are: 1.1 symptomatic; OR 1.2 asymptomatic and with an aneurysm of 5.5 cm or larger (measured outer-to-outer maximum anterior-posterior aortic diameter); OR 1.3 asymptomatic and with an aneurysm that has grown by more than 1 cm in one year (measured outer-to-outer maximum anterior-posterior aortic diameter). 2 Patients with type B aortic dissection (TBAD) with suitable anatomy for TEVAR and the TBAD is: 2.1 Complicated (presence of malperfusion syndrome or rupture) hyperacute (less than 24 hours), acute (1 to 14 days), or subacute (15 to 90 days); OR 2.2 Uncomplicated with high-risk features (refractory pain, refractory hypertension, bloody pleural effusion, aortic diameter of more than 40 mm, imaging evidence of malperfusion, entry tear on lesser curvature, or false lumen of more than 22 mm). 3 Patients with traumatic aortic injury who do not have contraindications to endovascular repair.
Vascular | Endovascular aortic repair | Aortic stent graft package | TEVAR package | Terumo Aortic | RelayPro Thoracic Stent-Graft System (Bare Stent Configuration) | 28-M4-38-145-38S | Standalone | DE0503702 | 1 Patients with thoracic aortic aneurysm (TAA; ruptured or unruptured) who are not suitable for OSR and are: 1.1 symptomatic; OR 1.2 asymptomatic and with an aneurysm of 5.5 cm or larger (measured outer-to-outer maximum anterior-posterior aortic diameter); OR 1.3 asymptomatic and with an aneurysm that has grown by more than 1 cm in one year (measured outer-to-outer maximum anterior-posterior aortic diameter). 2 Patients with type B aortic dissection (TBAD) with suitable anatomy for TEVAR and the TBAD is: 2.1 Complicated (presence of malperfusion syndrome or rupture) hyperacute (less than 24 hours), acute (1 to 14 days), or subacute (15 to 90 days); OR 2.2 Uncomplicated with high-risk features (refractory pain, refractory hypertension, bloody pleural effusion, aortic diameter of more than 40 mm, imaging evidence of malperfusion, entry tear on lesser curvature, or false lumen of more than 22 mm). 3 Patients with traumatic aortic injury who do not have contraindications to endovascular repair.
Vascular | Endovascular aortic repair | Aortic stent graft package | TEVAR package | Terumo Aortic | RelayPro Thoracic Stent-Graft System (Bare Stent Configuration) | 28-M4-38-170-38S | Standalone | DE0503702 | 1 Patients with thoracic aortic aneurysm (TAA; ruptured or unruptured) who are not suitable for OSR and are: 1.1 symptomatic; OR 1.2 asymptomatic and with an aneurysm of 5.5 cm or larger (measured outer-to-outer maximum anterior-posterior aortic diameter); OR 1.3 asymptomatic and with an aneurysm that has grown by more than 1 cm in one year (measured outer-to-outer maximum anterior-posterior aortic diameter). 2 Patients with type B aortic dissection (TBAD) with suitable anatomy for TEVAR and the TBAD is: 2.1 Complicated (presence of malperfusion syndrome or rupture) hyperacute (less than 24 hours), acute (1 to 14 days), or subacute (15 to 90 days); OR 2.2 Uncomplicated with high-risk features (refractory pain, refractory hypertension, bloody pleural effusion, aortic diameter of more than 40 mm, imaging evidence of malperfusion, entry tear on lesser curvature, or false lumen of more than 22 mm). 3 Patients with traumatic aortic injury who do not have contraindications to endovascular repair.
Vascular | Endovascular aortic repair | Aortic stent graft package | TEVAR package | Terumo Aortic | RelayPro Thoracic Stent-Graft System (Bare Stent Configuration) | 28-M4-38-190-38S | Standalone | DE0503702 | 1 Patients with thoracic aortic aneurysm (TAA; ruptured or unruptured) who are not suitable for OSR and are: 1.1 symptomatic; OR 1.2 asymptomatic and with an aneurysm of 5.5 cm or larger (measured outer-to-outer maximum anterior-posterior aortic diameter); OR 1.3 asymptomatic and with an aneurysm that has grown by more than 1 cm in one year (measured outer-to-outer maximum anterior-posterior aortic diameter). 2 Patients with type B aortic dissection (TBAD) with suitable anatomy for TEVAR and the TBAD is: 2.1 Complicated (presence of malperfusion syndrome or rupture) hyperacute (less than 24 hours), acute (1 to 14 days), or subacute (15 to 90 days); OR 2.2 Uncomplicated with high-risk features (refractory pain, refractory hypertension, bloody pleural effusion, aortic diameter of more than 40 mm, imaging evidence of malperfusion, entry tear on lesser curvature, or false lumen of more than 22 mm). 3 Patients with traumatic aortic injury who do not have contraindications to endovascular repair.
Vascular | Endovascular aortic repair | Aortic stent graft package | TEVAR package | Terumo Aortic | RelayPro Thoracic Stent-Graft System (Bare Stent Configuration) | 28-M4-38-210-38S | Standalone | DE0503702 | 1 Patients with thoracic aortic aneurysm (TAA; ruptured or unruptured) who are not suitable for OSR and are: 1.1 symptomatic; OR 1.2 asymptomatic and with an aneurysm of 5.5 cm or larger (measured outer-to-outer maximum anterior-posterior aortic diameter); OR 1.3 asymptomatic and with an aneurysm that has grown by more than 1 cm in one year (measured outer-to-outer maximum anterior-posterior aortic diameter). 2 Patients with type B aortic dissection (TBAD) with suitable anatomy for TEVAR and the TBAD is: 2.1 Complicated (presence of malperfusion syndrome or rupture) hyperacute (less than 24 hours), acute (1 to 14 days), or subacute (15 to 90 days); OR 2.2 Uncomplicated with high-risk features (refractory pain, refractory hypertension, bloody pleural effusion, aortic diameter of more than 40 mm, imaging evidence of malperfusion, entry tear on lesser curvature, or false lumen of more than 22 mm). 3 Patients with traumatic aortic injury who do not have contraindications to endovascular repair.
Vascular | Endovascular aortic repair | Aortic stent graft package | TEVAR package | Terumo Aortic | RelayPro Thoracic Stent-Graft System (Bare Stent Configuration) | 28-M4-38-230-38S | Standalone | DE0503702 | 1 Patients with thoracic aortic aneurysm (TAA; ruptured or unruptured) who are not suitable for OSR and are: 1.1 symptomatic; OR 1.2 asymptomatic and with an aneurysm of 5.5 cm or larger (measured outer-to-outer maximum anterior-posterior aortic diameter); OR 1.3 asymptomatic and with an aneurysm that has grown by more than 1 cm in one year (measured outer-to-outer maximum anterior-posterior aortic diameter). 2 Patients with type B aortic dissection (TBAD) with suitable anatomy for TEVAR and the TBAD is: 2.1 Complicated (presence of malperfusion syndrome or rupture) hyperacute (less than 24 hours), acute (1 to 14 days), or subacute (15 to 90 days); OR 2.2 Uncomplicated with high-risk features (refractory pain, refractory hypertension, bloody pleural effusion, aortic diameter of more than 40 mm, imaging evidence of malperfusion, entry tear on lesser curvature, or false lumen of more than 22 mm). 3 Patients with traumatic aortic injury who do not have contraindications to endovascular repair.
Vascular | Endovascular aortic repair | Aortic stent graft package | TEVAR package | Terumo Aortic | RelayPro Thoracic Stent-Graft System (Bare Stent Configuration) | 28-M4-38-250-38S | Standalone | DE0503702 | 1 Patients with thoracic aortic aneurysm (TAA; ruptured or unruptured) who are not suitable for OSR and are: 1.1 symptomatic; OR 1.2 asymptomatic and with an aneurysm of 5.5 cm or larger (measured outer-to-outer maximum anterior-posterior aortic diameter); OR 1.3 asymptomatic and with an aneurysm that has grown by more than 1 cm in one year (measured outer-to-outer maximum anterior-posterior aortic diameter). 2 Patients with type B aortic dissection (TBAD) with suitable anatomy for TEVAR and the TBAD is: 2.1 Complicated (presence of malperfusion syndrome or rupture) hyperacute (less than 24 hours), acute (1 to 14 days), or subacute (15 to 90 days); OR 2.2 Uncomplicated with high-risk features (refractory pain, refractory hypertension, bloody pleural effusion, aortic diameter of more than 40 mm, imaging evidence of malperfusion, entry tear on lesser curvature, or false lumen of more than 22 mm). 3 Patients with traumatic aortic injury who do not have contraindications to endovascular repair.
Vascular | Endovascular aortic repair | Aortic stent graft package | TEVAR package | Terumo Aortic | RelayPro Thoracic Stent-Graft System (Bare Stent Configuration) | 28-M4-40-110-38S | Standalone | DE0503702 | 1 Patients with thoracic aortic aneurysm (TAA; ruptured or unruptured) who are not suitable for OSR and are: 1.1 symptomatic; OR 1.2 asymptomatic and with an aneurysm of 5.5 cm or larger (measured outer-to-outer maximum anterior-posterior aortic diameter); OR 1.3 asymptomatic and with an aneurysm that has grown by more than 1 cm in one year (measured outer-to-outer maximum anterior-posterior aortic diameter). 2 Patients with type B aortic dissection (TBAD) with suitable anatomy for TEVAR and the TBAD is: 2.1 Complicated (presence of malperfusion syndrome or rupture) hyperacute (less than 24 hours), acute (1 to 14 days), or subacute (15 to 90 days); OR 2.2 Uncomplicated with high-risk features (refractory pain, refractory hypertension, bloody pleural effusion, aortic diameter of more than 40 mm, imaging evidence of malperfusion, entry tear on lesser curvature, or false lumen of more than 22 mm). 3 Patients with traumatic aortic injury who do not have contraindications to endovascular repair.
Vascular | Endovascular aortic repair | Aortic stent graft package | TEVAR package | Terumo Aortic | RelayPro Thoracic Stent-Graft System (Bare Stent Configuration) | 28-M4-40-130-38S | Standalone | DE0503702 | 1 Patients with thoracic aortic aneurysm (TAA; ruptured or unruptured) who are not suitable for OSR and are: 1.1 symptomatic; OR 1.2 asymptomatic and with an aneurysm of 5.5 cm or larger (measured outer-to-outer maximum anterior-posterior aortic diameter); OR 1.3 asymptomatic and with an aneurysm that has grown by more than 1 cm in one year (measured outer-to-outer maximum anterior-posterior aortic diameter). 2 Patients with type B aortic dissection (TBAD) with suitable anatomy for TEVAR and the TBAD is: 2.1 Complicated (presence of malperfusion syndrome or rupture) hyperacute (less than 24 hours), acute (1 to 14 days), or subacute (15 to 90 days); OR 2.2 Uncomplicated with high-risk features (refractory pain, refractory hypertension, bloody pleural effusion, aortic diameter of more than 40 mm, imaging evidence of malperfusion, entry tear on lesser curvature, or false lumen of more than 22 mm). 3 Patients with traumatic aortic injury who do not have contraindications to endovascular repair.
Vascular | Endovascular aortic repair | Aortic stent graft package | TEVAR package | Terumo Aortic | RelayPro Thoracic Stent-Graft System (Bare Stent Configuration) | 28-M4-40-150-38S | Standalone | DE0503702 | 1 Patients with thoracic aortic aneurysm (TAA; ruptured or unruptured) who are not suitable for OSR and are: 1.1 symptomatic; OR 1.2 asymptomatic and with an aneurysm of 5.5 cm or larger (measured outer-to-outer maximum anterior-posterior aortic diameter); OR 1.3 asymptomatic and with an aneurysm that has grown by more than 1 cm in one year (measured outer-to-outer maximum anterior-posterior aortic diameter). 2 Patients with type B aortic dissection (TBAD) with suitable anatomy for TEVAR and the TBAD is: 2.1 Complicated (presence of malperfusion syndrome or rupture) hyperacute (less than 24 hours), acute (1 to 14 days), or subacute (15 to 90 days); OR 2.2 Uncomplicated with high-risk features (refractory pain, refractory hypertension, bloody pleural effusion, aortic diameter of more than 40 mm, imaging evidence of malperfusion, entry tear on lesser curvature, or false lumen of more than 22 mm). 3 Patients with traumatic aortic injury who do not have contraindications to endovascular repair.
Vascular | Endovascular aortic repair | Aortic stent graft package | TEVAR package | Terumo Aortic | RelayPro Thoracic Stent-Graft System (Bare Stent Configuration) | 28-M4-40-170-38S | Standalone | DE0503702 | 1 Patients with thoracic aortic aneurysm (TAA; ruptured or unruptured) who are not suitable for OSR and are: 1.1 symptomatic; OR 1.2 asymptomatic and with an aneurysm of 5.5 cm or larger (measured outer-to-outer maximum anterior-posterior aortic diameter); OR 1.3 asymptomatic and with an aneurysm that has grown by more than 1 cm in one year (measured outer-to-outer maximum anterior-posterior aortic diameter). 2 Patients with type B aortic dissection (TBAD) with suitable anatomy for TEVAR and the TBAD is: 2.1 Complicated (presence of malperfusion syndrome or rupture) hyperacute (less than 24 hours), acute (1 to 14 days), or subacute (15 to 90 days); OR 2.2 Uncomplicated with high-risk features (refractory pain, refractory hypertension, bloody pleural effusion, aortic diameter of more than 40 mm, imaging evidence of malperfusion, entry tear on lesser curvature, or false lumen of more than 22 mm). 3 Patients with traumatic aortic injury who do not have contraindications to endovascular repair.
Vascular | Endovascular aortic repair | Aortic stent graft package | TEVAR package | Terumo Aortic | RelayPro Thoracic Stent-Graft System (Bare Stent Configuration) | 28-M4-40-190-38S | Standalone | DE0503702 | 1 Patients with thoracic aortic aneurysm (TAA; ruptured or unruptured) who are not suitable for OSR and are: 1.1 symptomatic; OR 1.2 asymptomatic and with an aneurysm of 5.5 cm or larger (measured outer-to-outer maximum anterior-posterior aortic diameter); OR 1.3 asymptomatic and with an aneurysm that has grown by more than 1 cm in one year (measured outer-to-outer maximum anterior-posterior aortic diameter). 2 Patients with type B aortic dissection (TBAD) with suitable anatomy for TEVAR and the TBAD is: 2.1 Complicated (presence of malperfusion syndrome or rupture) hyperacute (less than 24 hours), acute (1 to 14 days), or subacute (15 to 90 days); OR 2.2 Uncomplicated with high-risk features (refractory pain, refractory hypertension, bloody pleural effusion, aortic diameter of more than 40 mm, imaging evidence of malperfusion, entry tear on lesser curvature, or false lumen of more than 22 mm). 3 Patients with traumatic aortic injury who do not have contraindications to endovascular repair.
Vascular | Endovascular aortic repair | Aortic stent graft package | TEVAR package | Terumo Aortic | RelayPro Thoracic Stent-Graft System (Bare Stent Configuration) | 28-M4-40-210-38S | Standalone | DE0503702 | 1 Patients with thoracic aortic aneurysm (TAA; ruptured or unruptured) who are not suitable for OSR and are: 1.1 symptomatic; OR 1.2 asymptomatic and with an aneurysm of 5.5 cm or larger (measured outer-to-outer maximum anterior-posterior aortic diameter); OR 1.3 asymptomatic and with an aneurysm that has grown by more than 1 cm in one year (measured outer-to-outer maximum anterior-posterior aortic diameter). 2 Patients with type B aortic dissection (TBAD) with suitable anatomy for TEVAR and the TBAD is: 2.1 Complicated (presence of malperfusion syndrome or rupture) hyperacute (less than 24 hours), acute (1 to 14 days), or subacute (15 to 90 days); OR 2.2 Uncomplicated with high-risk features (refractory pain, refractory hypertension, bloody pleural effusion, aortic diameter of more than 40 mm, imaging evidence of malperfusion, entry tear on lesser curvature, or false lumen of more than 22 mm). 3 Patients with traumatic aortic injury who do not have contraindications to endovascular repair.
Vascular | Endovascular aortic repair | Aortic stent graft package | TEVAR package | Terumo Aortic | RelayPro Thoracic Stent-Graft System (Bare Stent Configuration) | 28-M4-40-230-38S | Standalone | DE0503702 | 1 Patients with thoracic aortic aneurysm (TAA; ruptured or unruptured) who are not suitable for OSR and are: 1.1 symptomatic; OR 1.2 asymptomatic and with an aneurysm of 5.5 cm or larger (measured outer-to-outer maximum anterior-posterior aortic diameter); OR 1.3 asymptomatic and with an aneurysm that has grown by more than 1 cm in one year (measured outer-to-outer maximum anterior-posterior aortic diameter). 2 Patients with type B aortic dissection (TBAD) with suitable anatomy for TEVAR and the TBAD is: 2.1 Complicated (presence of malperfusion syndrome or rupture) hyperacute (less than 24 hours), acute (1 to 14 days), or subacute (15 to 90 days); OR 2.2 Uncomplicated with high-risk features (refractory pain, refractory hypertension, bloody pleural effusion, aortic diameter of more than 40 mm, imaging evidence of malperfusion, entry tear on lesser curvature, or false lumen of more than 22 mm). 3 Patients with traumatic aortic injury who do not have contraindications to endovascular repair.
Vascular | Endovascular aortic repair | Aortic stent graft package | TEVAR package | Terumo Aortic | RelayPro Thoracic Stent-Graft System (Bare Stent Configuration) | 28-M4-40-250-38S | Standalone | DE0503702 | 1 Patients with thoracic aortic aneurysm (TAA; ruptured or unruptured) who are not suitable for OSR and are: 1.1 symptomatic; OR 1.2 asymptomatic and with an aneurysm of 5.5 cm or larger (measured outer-to-outer maximum anterior-posterior aortic diameter); OR 1.3 asymptomatic and with an aneurysm that has grown by more than 1 cm in one year (measured outer-to-outer maximum anterior-posterior aortic diameter). 2 Patients with type B aortic dissection (TBAD) with suitable anatomy for TEVAR and the TBAD is: 2.1 Complicated (presence of malperfusion syndrome or rupture) hyperacute (less than 24 hours), acute (1 to 14 days), or subacute (15 to 90 days); OR 2.2 Uncomplicated with high-risk features (refractory pain, refractory hypertension, bloody pleural effusion, aortic diameter of more than 40 mm, imaging evidence of malperfusion, entry tear on lesser curvature, or false lumen of more than 22 mm). 3 Patients with traumatic aortic injury who do not have contraindications to endovascular repair.
Vascular | Endovascular aortic repair | Aortic stent graft package | TEVAR package | Terumo Aortic | RelayPro Thoracic Stent-Graft System (Bare Stent Configuration) | 28-M4-42-110-38S | Standalone | DE0503702 | 1 Patients with thoracic aortic aneurysm (TAA; ruptured or unruptured) who are not suitable for OSR and are: 1.1 symptomatic; OR 1.2 asymptomatic and with an aneurysm of 5.5 cm or larger (measured outer-to-outer maximum anterior-posterior aortic diameter); OR 1.3 asymptomatic and with an aneurysm that has grown by more than 1 cm in one year (measured outer-to-outer maximum anterior-posterior aortic diameter). 2 Patients with type B aortic dissection (TBAD) with suitable anatomy for TEVAR and the TBAD is: 2.1 Complicated (presence of malperfusion syndrome or rupture) hyperacute (less than 24 hours), acute (1 to 14 days), or subacute (15 to 90 days); OR 2.2 Uncomplicated with high-risk features (refractory pain, refractory hypertension, bloody pleural effusion, aortic diameter of more than 40 mm, imaging evidence of malperfusion, entry tear on lesser curvature, or false lumen of more than 22 mm). 3 Patients with traumatic aortic injury who do not have contraindications to endovascular repair.
Vascular | Endovascular aortic repair | Aortic stent graft package | TEVAR package | Terumo Aortic | RelayPro Thoracic Stent-Graft System (Bare Stent Configuration) | 28-M4-42-130-38S | Standalone | DE0503702 | 1 Patients with thoracic aortic aneurysm (TAA; ruptured or unruptured) who are not suitable for OSR and are: 1.1 symptomatic; OR 1.2 asymptomatic and with an aneurysm of 5.5 cm or larger (measured outer-to-outer maximum anterior-posterior aortic diameter); OR 1.3 asymptomatic and with an aneurysm that has grown by more than 1 cm in one year (measured outer-to-outer maximum anterior-posterior aortic diameter). 2 Patients with type B aortic dissection (TBAD) with suitable anatomy for TEVAR and the TBAD is: 2.1 Complicated (presence of malperfusion syndrome or rupture) hyperacute (less than 24 hours), acute (1 to 14 days), or subacute (15 to 90 days); OR 2.2 Uncomplicated with high-risk features (refractory pain, refractory hypertension, bloody pleural effusion, aortic diameter of more than 40 mm, imaging evidence of malperfusion, entry tear on lesser curvature, or false lumen of more than 22 mm). 3 Patients with traumatic aortic injury who do not have contraindications to endovascular repair.
Vascular | Endovascular aortic repair | Aortic stent graft package | TEVAR package | Terumo Aortic | RelayPro Thoracic Stent-Graft System (Bare Stent Configuration) | 28-M4-42-150-38S | Standalone | DE0503702 | 1 Patients with thoracic aortic aneurysm (TAA; ruptured or unruptured) who are not suitable for OSR and are: 1.1 symptomatic; OR 1.2 asymptomatic and with an aneurysm of 5.5 cm or larger (measured outer-to-outer maximum anterior-posterior aortic diameter); OR 1.3 asymptomatic and with an aneurysm that has grown by more than 1 cm in one year (measured outer-to-outer maximum anterior-posterior aortic diameter). 2 Patients with type B aortic dissection (TBAD) with suitable anatomy for TEVAR and the TBAD is: 2.1 Complicated (presence of malperfusion syndrome or rupture) hyperacute (less than 24 hours), acute (1 to 14 days), or subacute (15 to 90 days); OR 2.2 Uncomplicated with high-risk features (refractory pain, refractory hypertension, bloody pleural effusion, aortic diameter of more than 40 mm, imaging evidence of malperfusion, entry tear on lesser curvature, or false lumen of more than 22 mm). 3 Patients with traumatic aortic injury who do not have contraindications to endovascular repair.
Vascular | Endovascular aortic repair | Aortic stent graft package | TEVAR package | Terumo Aortic | RelayPro Thoracic Stent-Graft System (Bare Stent Configuration) | 28-M4-42-170-38S | Standalone | DE0503702 | 1 Patients with thoracic aortic aneurysm (TAA; ruptured or unruptured) who are not suitable for OSR and are: 1.1 symptomatic; OR 1.2 asymptomatic and with an aneurysm of 5.5 cm or larger (measured outer-to-outer maximum anterior-posterior aortic diameter); OR 1.3 asymptomatic and with an aneurysm that has grown by more than 1 cm in one year (measured outer-to-outer maximum anterior-posterior aortic diameter). 2 Patients with type B aortic dissection (TBAD) with suitable anatomy for TEVAR and the TBAD is: 2.1 Complicated (presence of malperfusion syndrome or rupture) hyperacute (less than 24 hours), acute (1 to 14 days), or subacute (15 to 90 days); OR 2.2 Uncomplicated with high-risk features (refractory pain, refractory hypertension, bloody pleural effusion, aortic diameter of more than 40 mm, imaging evidence of malperfusion, entry tear on lesser curvature, or false lumen of more than 22 mm). 3 Patients with traumatic aortic injury who do not have contraindications to endovascular repair.
Vascular | Endovascular aortic repair | Aortic stent graft package | TEVAR package | Terumo Aortic | RelayPro Thoracic Stent-Graft System (Bare Stent Configuration) | 28-M4-42-195-38S | Standalone | DE0503702 | 1 Patients with thoracic aortic aneurysm (TAA; ruptured or unruptured) who are not suitable for OSR and are: 1.1 symptomatic; OR 1.2 asymptomatic and with an aneurysm of 5.5 cm or larger (measured outer-to-outer maximum anterior-posterior aortic diameter); OR 1.3 asymptomatic and with an aneurysm that has grown by more than 1 cm in one year (measured outer-to-outer maximum anterior-posterior aortic diameter). 2 Patients with type B aortic dissection (TBAD) with suitable anatomy for TEVAR and the TBAD is: 2.1 Complicated (presence of malperfusion syndrome or rupture) hyperacute (less than 24 hours), acute (1 to 14 days), or subacute (15 to 90 days); OR 2.2 Uncomplicated with high-risk features (refractory pain, refractory hypertension, bloody pleural effusion, aortic diameter of more than 40 mm, imaging evidence of malperfusion, entry tear on lesser curvature, or false lumen of more than 22 mm). 3 Patients with traumatic aortic injury who do not have contraindications to endovascular repair.
Vascular | Endovascular aortic repair | Aortic stent graft package | TEVAR package | Terumo Aortic | RelayPro Thoracic Stent-Graft System (Bare Stent Configuration) | 28-M4-42-210-38S | Standalone | DE0503702 | 1 Patients with thoracic aortic aneurysm (TAA; ruptured or unruptured) who are not suitable for OSR and are: 1.1 symptomatic; OR 1.2 asymptomatic and with an aneurysm of 5.5 cm or larger (measured outer-to-outer maximum anterior-posterior aortic diameter); OR 1.3 asymptomatic and with an aneurysm that has grown by more than 1 cm in one year (measured outer-to-outer maximum anterior-posterior aortic diameter). 2 Patients with type B aortic dissection (TBAD) with suitable anatomy for TEVAR and the TBAD is: 2.1 Complicated (presence of malperfusion syndrome or rupture) hyperacute (less than 24 hours), acute (1 to 14 days), or subacute (15 to 90 days); OR 2.2 Uncomplicated with high-risk features (refractory pain, refractory hypertension, bloody pleural effusion, aortic diameter of more than 40 mm, imaging evidence of malperfusion, entry tear on lesser curvature, or false lumen of more than 22 mm). 3 Patients with traumatic aortic injury who do not have contraindications to endovascular repair.
Vascular | Endovascular aortic repair | Aortic stent graft package | TEVAR package | Terumo Aortic | RelayPro Thoracic Stent-Graft System (Bare Stent Configuration) | 28-M4-42-230-38S | Standalone | DE0503702 | 1 Patients with thoracic aortic aneurysm (TAA; ruptured or unruptured) who are not suitable for OSR and are: 1.1 symptomatic; OR 1.2 asymptomatic and with an aneurysm of 5.5 cm or larger (measured outer-to-outer maximum anterior-posterior aortic diameter); OR 1.3 asymptomatic and with an aneurysm that has grown by more than 1 cm in one year (measured outer-to-outer maximum anterior-posterior aortic diameter). 2 Patients with type B aortic dissection (TBAD) with suitable anatomy for TEVAR and the TBAD is: 2.1 Complicated (presence of malperfusion syndrome or rupture) hyperacute (less than 24 hours), acute (1 to 14 days), or subacute (15 to 90 days); OR 2.2 Uncomplicated with high-risk features (refractory pain, refractory hypertension, bloody pleural effusion, aortic diameter of more than 40 mm, imaging evidence of malperfusion, entry tear on lesser curvature, or false lumen of more than 22 mm). 3 Patients with traumatic aortic injury who do not have contraindications to endovascular repair.
Vascular | Endovascular aortic repair | Aortic stent graft package | TEVAR package | Terumo Aortic | RelayPro Thoracic Stent-Graft System (Bare Stent Configuration) | 28-M4-42-250-38S | Standalone | DE0503702 | 1 Patients with thoracic aortic aneurysm (TAA; ruptured or unruptured) who are not suitable for OSR and are: 1.1 symptomatic; OR 1.2 asymptomatic and with an aneurysm of 5.5 cm or larger (measured outer-to-outer maximum anterior-posterior aortic diameter); OR 1.3 asymptomatic and with an aneurysm that has grown by more than 1 cm in one year (measured outer-to-outer maximum anterior-posterior aortic diameter). 2 Patients with type B aortic dissection (TBAD) with suitable anatomy for TEVAR and the TBAD is: 2.1 Complicated (presence of malperfusion syndrome or rupture) hyperacute (less than 24 hours), acute (1 to 14 days), or subacute (15 to 90 days); OR 2.2 Uncomplicated with high-risk features (refractory pain, refractory hypertension, bloody pleural effusion, aortic diameter of more than 40 mm, imaging evidence of malperfusion, entry tear on lesser curvature, or false lumen of more than 22 mm). 3 Patients with traumatic aortic injury who do not have contraindications to endovascular repair.
Vascular | Endovascular aortic repair | Aortic stent graft package | TEVAR package | Terumo Aortic | RelayPro Thoracic Stent-Graft System (Bare Stent Configuration) | 28-M4-44-110-38S | Standalone | DE0503702 | 1 Patients with thoracic aortic aneurysm (TAA; ruptured or unruptured) who are not suitable for OSR and are: 1.1 symptomatic; OR 1.2 asymptomatic and with an aneurysm of 5.5 cm or larger (measured outer-to-outer maximum anterior-posterior aortic diameter); OR 1.3 asymptomatic and with an aneurysm that has grown by more than 1 cm in one year (measured outer-to-outer maximum anterior-posterior aortic diameter). 2 Patients with type B aortic dissection (TBAD) with suitable anatomy for TEVAR and the TBAD is: 2.1 Complicated (presence of malperfusion syndrome or rupture) hyperacute (less than 24 hours), acute (1 to 14 days), or subacute (15 to 90 days); OR 2.2 Uncomplicated with high-risk features (refractory pain, refractory hypertension, bloody pleural effusion, aortic diameter of more than 40 mm, imaging evidence of malperfusion, entry tear on lesser curvature, or false lumen of more than 22 mm). 3 Patients with traumatic aortic injury who do not have contraindications to endovascular repair.
Vascular | Endovascular aortic repair | Aortic stent graft package | TEVAR package | Terumo Aortic | RelayPro Thoracic Stent-Graft System (Bare Stent Configuration) | 28-M4-44-130-38S | Standalone | DE0503702 | 1 Patients with thoracic aortic aneurysm (TAA; ruptured or unruptured) who are not suitable for OSR and are: 1.1 symptomatic; OR 1.2 asymptomatic and with an aneurysm of 5.5 cm or larger (measured outer-to-outer maximum anterior-posterior aortic diameter); OR 1.3 asymptomatic and with an aneurysm that has grown by more than 1 cm in one year (measured outer-to-outer maximum anterior-posterior aortic diameter). 2 Patients with type B aortic dissection (TBAD) with suitable anatomy for TEVAR and the TBAD is: 2.1 Complicated (presence of malperfusion syndrome or rupture) hyperacute (less than 24 hours), acute (1 to 14 days), or subacute (15 to 90 days); OR 2.2 Uncomplicated with high-risk features (refractory pain, refractory hypertension, bloody pleural effusion, aortic diameter of more than 40 mm, imaging evidence of malperfusion, entry tear on lesser curvature, or false lumen of more than 22 mm). 3 Patients with traumatic aortic injury who do not have contraindications to endovascular repair.
Vascular | Endovascular aortic repair | Aortic stent graft package | TEVAR package | Terumo Aortic | RelayPro Thoracic Stent-Graft System (Bare Stent Configuration) | 28-M4-44-150-38S | Standalone | DE0503702 | 1 Patients with thoracic aortic aneurysm (TAA; ruptured or unruptured) who are not suitable for OSR and are: 1.1 symptomatic; OR 1.2 asymptomatic and with an aneurysm of 5.5 cm or larger (measured outer-to-outer maximum anterior-posterior aortic diameter); OR 1.3 asymptomatic and with an aneurysm that has grown by more than 1 cm in one year (measured outer-to-outer maximum anterior-posterior aortic diameter). 2 Patients with type B aortic dissection (TBAD) with suitable anatomy for TEVAR and the TBAD is: 2.1 Complicated (presence of malperfusion syndrome or rupture) hyperacute (less than 24 hours), acute (1 to 14 days), or subacute (15 to 90 days); OR 2.2 Uncomplicated with high-risk features (refractory pain, refractory hypertension, bloody pleural effusion, aortic diameter of more than 40 mm, imaging evidence of malperfusion, entry tear on lesser curvature, or false lumen of more than 22 mm). 3 Patients with traumatic aortic injury who do not have contraindications to endovascular repair.
Vascular | Endovascular aortic repair | Aortic stent graft package | TEVAR package | Terumo Aortic | RelayPro Thoracic Stent-Graft System (Bare Stent Configuration) | 28-M4-44-170-38S | Standalone | DE0503702 | 1 Patients with thoracic aortic aneurysm (TAA; ruptured or unruptured) who are not suitable for OSR and are: 1.1 symptomatic; OR 1.2 asymptomatic and with an aneurysm of 5.5 cm or larger (measured outer-to-outer maximum anterior-posterior aortic diameter); OR 1.3 asymptomatic and with an aneurysm that has grown by more than 1 cm in one year (measured outer-to-outer maximum anterior-posterior aortic diameter). 2 Patients with type B aortic dissection (TBAD) with suitable anatomy for TEVAR and the TBAD is: 2.1 Complicated (presence of malperfusion syndrome or rupture) hyperacute (less than 24 hours), acute (1 to 14 days), or subacute (15 to 90 days); OR 2.2 Uncomplicated with high-risk features (refractory pain, refractory hypertension, bloody pleural effusion, aortic diameter of more than 40 mm, imaging evidence of malperfusion, entry tear on lesser curvature, or false lumen of more than 22 mm). 3 Patients with traumatic aortic injury who do not have contraindications to endovascular repair.
Vascular | Endovascular aortic repair | Aortic stent graft package | TEVAR package | Terumo Aortic | RelayPro Thoracic Stent-Graft System (Bare Stent Configuration) | 28-M4-44-190-38S | Standalone | DE0503702 | 1 Patients with thoracic aortic aneurysm (TAA; ruptured or unruptured) who are not suitable for OSR and are: 1.1 symptomatic; OR 1.2 asymptomatic and with an aneurysm of 5.5 cm or larger (measured outer-to-outer maximum anterior-posterior aortic diameter); OR 1.3 asymptomatic and with an aneurysm that has grown by more than 1 cm in one year (measured outer-to-outer maximum anterior-posterior aortic diameter). 2 Patients with type B aortic dissection (TBAD) with suitable anatomy for TEVAR and the TBAD is: 2.1 Complicated (presence of malperfusion syndrome or rupture) hyperacute (less than 24 hours), acute (1 to 14 days), or subacute (15 to 90 days); OR 2.2 Uncomplicated with high-risk features (refractory pain, refractory hypertension, bloody pleural effusion, aortic diameter of more than 40 mm, imaging evidence of malperfusion, entry tear on lesser curvature, or false lumen of more than 22 mm). 3 Patients with traumatic aortic injury who do not have contraindications to endovascular repair.
Vascular | Endovascular aortic repair | Aortic stent graft package | TEVAR package | Terumo Aortic | RelayPro Thoracic Stent-Graft System (Bare Stent Configuration) | 28-M4-44-210-38S | Standalone | DE0503702 | 1 Patients with thoracic aortic aneurysm (TAA; ruptured or unruptured) who are not suitable for OSR and are: 1.1 symptomatic; OR 1.2 asymptomatic and with an aneurysm of 5.5 cm or larger (measured outer-to-outer maximum anterior-posterior aortic diameter); OR 1.3 asymptomatic and with an aneurysm that has grown by more than 1 cm in one year (measured outer-to-outer maximum anterior-posterior aortic diameter). 2 Patients with type B aortic dissection (TBAD) with suitable anatomy for TEVAR and the TBAD is: 2.1 Complicated (presence of malperfusion syndrome or rupture) hyperacute (less than 24 hours), acute (1 to 14 days), or subacute (15 to 90 days); OR 2.2 Uncomplicated with high-risk features (refractory pain, refractory hypertension, bloody pleural effusion, aortic diameter of more than 40 mm, imaging evidence of malperfusion, entry tear on lesser curvature, or false lumen of more than 22 mm). 3 Patients with traumatic aortic injury who do not have contraindications to endovascular repair.
Vascular | Endovascular aortic repair | Aortic stent graft package | TEVAR package | Terumo Aortic | RelayPro Thoracic Stent-Graft System (Bare Stent Configuration) | 28-M4-44-230-38S | Standalone | DE0503702 | 1 Patients with thoracic aortic aneurysm (TAA; ruptured or unruptured) who are not suitable for OSR and are: 1.1 symptomatic; OR 1.2 asymptomatic and with an aneurysm of 5.5 cm or larger (measured outer-to-outer maximum anterior-posterior aortic diameter); OR 1.3 asymptomatic and with an aneurysm that has grown by more than 1 cm in one year (measured outer-to-outer maximum anterior-posterior aortic diameter). 2 Patients with type B aortic dissection (TBAD) with suitable anatomy for TEVAR and the TBAD is: 2.1 Complicated (presence of malperfusion syndrome or rupture) hyperacute (less than 24 hours), acute (1 to 14 days), or subacute (15 to 90 days); OR 2.2 Uncomplicated with high-risk features (refractory pain, refractory hypertension, bloody pleural effusion, aortic diameter of more than 40 mm, imaging evidence of malperfusion, entry tear on lesser curvature, or false lumen of more than 22 mm). 3 Patients with traumatic aortic injury who do not have contraindications to endovascular repair.
Vascular | Endovascular aortic repair | Aortic stent graft package | TEVAR package | Terumo Aortic | RelayPro Thoracic Stent-Graft System (Bare Stent Configuration) | 28-M4-44-250-38S | Standalone | DE0503702 | 1 Patients with thoracic aortic aneurysm (TAA; ruptured or unruptured) who are not suitable for OSR and are: 1.1 symptomatic; OR 1.2 asymptomatic and with an aneurysm of 5.5 cm or larger (measured outer-to-outer maximum anterior-posterior aortic diameter); OR 1.3 asymptomatic and with an aneurysm that has grown by more than 1 cm in one year (measured outer-to-outer maximum anterior-posterior aortic diameter). 2 Patients with type B aortic dissection (TBAD) with suitable anatomy for TEVAR and the TBAD is: 2.1 Complicated (presence of malperfusion syndrome or rupture) hyperacute (less than 24 hours), acute (1 to 14 days), or subacute (15 to 90 days); OR 2.2 Uncomplicated with high-risk features (refractory pain, refractory hypertension, bloody pleural effusion, aortic diameter of more than 40 mm, imaging evidence of malperfusion, entry tear on lesser curvature, or false lumen of more than 22 mm). 3 Patients with traumatic aortic injury who do not have contraindications to endovascular repair.
Vascular | Endovascular aortic repair | Aortic stent graft package | TEVAR package | Terumo Aortic | RelayPro Thoracic Stent-Graft System (Bare Stent Configuration) | 28-M4-46-110-38S | Standalone | DE0503702 | 1 Patients with thoracic aortic aneurysm (TAA; ruptured or unruptured) who are not suitable for OSR and are: 1.1 symptomatic; OR 1.2 asymptomatic and with an aneurysm of 5.5 cm or larger (measured outer-to-outer maximum anterior-posterior aortic diameter); OR 1.3 asymptomatic and with an aneurysm that has grown by more than 1 cm in one year (measured outer-to-outer maximum anterior-posterior aortic diameter). 2 Patients with type B aortic dissection (TBAD) with suitable anatomy for TEVAR and the TBAD is: 2.1 Complicated (presence of malperfusion syndrome or rupture) hyperacute (less than 24 hours), acute (1 to 14 days), or subacute (15 to 90 days); OR 2.2 Uncomplicated with high-risk features (refractory pain, refractory hypertension, bloody pleural effusion, aortic diameter of more than 40 mm, imaging evidence of malperfusion, entry tear on lesser curvature, or false lumen of more than 22 mm). 3 Patients with traumatic aortic injury who do not have contraindications to endovascular repair.
Vascular | Endovascular aortic repair | Aortic stent graft package | TEVAR package | Terumo Aortic | RelayPro Thoracic Stent-Graft System (Bare Stent Configuration) | 28-M4-46-130-38S | Standalone | DE0503702 | 1 Patients with thoracic aortic aneurysm (TAA; ruptured or unruptured) who are not suitable for OSR and are: 1.1 symptomatic; OR 1.2 asymptomatic and with an aneurysm of 5.5 cm or larger (measured outer-to-outer maximum anterior-posterior aortic diameter); OR 1.3 asymptomatic and with an aneurysm that has grown by more than 1 cm in one year (measured outer-to-outer maximum anterior-posterior aortic diameter). 2 Patients with type B aortic dissection (TBAD) with suitable anatomy for TEVAR and the TBAD is: 2.1 Complicated (presence of malperfusion syndrome or rupture) hyperacute (less than 24 hours), acute (1 to 14 days), or subacute (15 to 90 days); OR 2.2 Uncomplicated with high-risk features (refractory pain, refractory hypertension, bloody pleural effusion, aortic diameter of more than 40 mm, imaging evidence of malperfusion, entry tear on lesser curvature, or false lumen of more than 22 mm). 3 Patients with traumatic aortic injury who do not have contraindications to endovascular repair.
Vascular | Endovascular aortic repair | Aortic stent graft package | TEVAR package | Terumo Aortic | RelayPro Thoracic Stent-Graft System (Bare Stent Configuration) | 28-M4-46-150-38S | Standalone | DE0503702 | 1 Patients with thoracic aortic aneurysm (TAA; ruptured or unruptured) who are not suitable for OSR and are: 1.1 symptomatic; OR 1.2 asymptomatic and with an aneurysm of 5.5 cm or larger (measured outer-to-outer maximum anterior-posterior aortic diameter); OR 1.3 asymptomatic and with an aneurysm that has grown by more than 1 cm in one year (measured outer-to-outer maximum anterior-posterior aortic diameter). 2 Patients with type B aortic dissection (TBAD) with suitable anatomy for TEVAR and the TBAD is: 2.1 Complicated (presence of malperfusion syndrome or rupture) hyperacute (less than 24 hours), acute (1 to 14 days), or subacute (15 to 90 days); OR 2.2 Uncomplicated with high-risk features (refractory pain, refractory hypertension, bloody pleural effusion, aortic diameter of more than 40 mm, imaging evidence of malperfusion, entry tear on lesser curvature, or false lumen of more than 22 mm). 3 Patients with traumatic aortic injury who do not have contraindications to endovascular repair.
Vascular | Endovascular aortic repair | Aortic stent graft package | TEVAR package | Terumo Aortic | RelayPro Thoracic Stent-Graft System (Bare Stent Configuration) | 28-M4-46-170-38S | Standalone | DE0503702 | 1 Patients with thoracic aortic aneurysm (TAA; ruptured or unruptured) who are not suitable for OSR and are: 1.1 symptomatic; OR 1.2 asymptomatic and with an aneurysm of 5.5 cm or larger (measured outer-to-outer maximum anterior-posterior aortic diameter); OR 1.3 asymptomatic and with an aneurysm that has grown by more than 1 cm in one year (measured outer-to-outer maximum anterior-posterior aortic diameter). 2 Patients with type B aortic dissection (TBAD) with suitable anatomy for TEVAR and the TBAD is: 2.1 Complicated (presence of malperfusion syndrome or rupture) hyperacute (less than 24 hours), acute (1 to 14 days), or subacute (15 to 90 days); OR 2.2 Uncomplicated with high-risk features (refractory pain, refractory hypertension, bloody pleural effusion, aortic diameter of more than 40 mm, imaging evidence of malperfusion, entry tear on lesser curvature, or false lumen of more than 22 mm). 3 Patients with traumatic aortic injury who do not have contraindications to endovascular repair.
Vascular | Endovascular aortic repair | Aortic stent graft package | TEVAR package | Terumo Aortic | RelayPro Thoracic Stent-Graft System (Bare Stent Configuration) | 28-M4-46-190-38S | Standalone | DE0503702 | 1 Patients with thoracic aortic aneurysm (TAA; ruptured or unruptured) who are not suitable for OSR and are: 1.1 symptomatic; OR 1.2 asymptomatic and with an aneurysm of 5.5 cm or larger (measured outer-to-outer maximum anterior-posterior aortic diameter); OR 1.3 asymptomatic and with an aneurysm that has grown by more than 1 cm in one year (measured outer-to-outer maximum anterior-posterior aortic diameter). 2 Patients with type B aortic dissection (TBAD) with suitable anatomy for TEVAR and the TBAD is: 2.1 Complicated (presence of malperfusion syndrome or rupture) hyperacute (less than 24 hours), acute (1 to 14 days), or subacute (15 to 90 days); OR 2.2 Uncomplicated with high-risk features (refractory pain, refractory hypertension, bloody pleural effusion, aortic diameter of more than 40 mm, imaging evidence of malperfusion, entry tear on lesser curvature, or false lumen of more than 22 mm). 3 Patients with traumatic aortic injury who do not have contraindications to endovascular repair.
Vascular | Endovascular aortic repair | Aortic stent graft package | TEVAR package | Terumo Aortic | RelayPro Thoracic Stent-Graft System (Bare Stent Configuration) | 28-M4-46-210-38S | Standalone | DE0503702 | 1 Patients with thoracic aortic aneurysm (TAA; ruptured or unruptured) who are not suitable for OSR and are: 1.1 symptomatic; OR 1.2 asymptomatic and with an aneurysm of 5.5 cm or larger (measured outer-to-outer maximum anterior-posterior aortic diameter); OR 1.3 asymptomatic and with an aneurysm that has grown by more than 1 cm in one year (measured outer-to-outer maximum anterior-posterior aortic diameter). 2 Patients with type B aortic dissection (TBAD) with suitable anatomy for TEVAR and the TBAD is: 2.1 Complicated (presence of malperfusion syndrome or rupture) hyperacute (less than 24 hours), acute (1 to 14 days), or subacute (15 to 90 days); OR 2.2 Uncomplicated with high-risk features (refractory pain, refractory hypertension, bloody pleural effusion, aortic diameter of more than 40 mm, imaging evidence of malperfusion, entry tear on lesser curvature, or false lumen of more than 22 mm). 3 Patients with traumatic aortic injury who do not have contraindications to endovascular repair.
Vascular | Endovascular aortic repair | Aortic stent graft package | TEVAR package | Terumo Aortic | RelayPro Thoracic Stent-Graft System (Bare Stent Configuration) | 28-M4-46-230-38S | Standalone | DE0503702 | 1 Patients with thoracic aortic aneurysm (TAA; ruptured or unruptured) who are not suitable for OSR and are: 1.1 symptomatic; OR 1.2 asymptomatic and with an aneurysm of 5.5 cm or larger (measured outer-to-outer maximum anterior-posterior aortic diameter); OR 1.3 asymptomatic and with an aneurysm that has grown by more than 1 cm in one year (measured outer-to-outer maximum anterior-posterior aortic diameter). 2 Patients with type B aortic dissection (TBAD) with suitable anatomy for TEVAR and the TBAD is: 2.1 Complicated (presence of malperfusion syndrome or rupture) hyperacute (less than 24 hours), acute (1 to 14 days), or subacute (15 to 90 days); OR 2.2 Uncomplicated with high-risk features (refractory pain, refractory hypertension, bloody pleural effusion, aortic diameter of more than 40 mm, imaging evidence of malperfusion, entry tear on lesser curvature, or false lumen of more than 22 mm). 3 Patients with traumatic aortic injury who do not have contraindications to endovascular repair.
Vascular | Endovascular aortic repair | Aortic stent graft package | TEVAR package | Terumo Aortic | RelayPro Thoracic Stent-Graft System (Bare Stent Configuration) | 28-M4-46-250-38S | Standalone | DE0503702 | 1 Patients with thoracic aortic aneurysm (TAA; ruptured or unruptured) who are not suitable for OSR and are: 1.1 symptomatic; OR 1.2 asymptomatic and with an aneurysm of 5.5 cm or larger (measured outer-to-outer maximum anterior-posterior aortic diameter); OR 1.3 asymptomatic and with an aneurysm that has grown by more than 1 cm in one year (measured outer-to-outer maximum anterior-posterior aortic diameter). 2 Patients with type B aortic dissection (TBAD) with suitable anatomy for TEVAR and the TBAD is: 2.1 Complicated (presence of malperfusion syndrome or rupture) hyperacute (less than 24 hours), acute (1 to 14 days), or subacute (15 to 90 days); OR 2.2 Uncomplicated with high-risk features (refractory pain, refractory hypertension, bloody pleural effusion, aortic diameter of more than 40 mm, imaging evidence of malperfusion, entry tear on lesser curvature, or false lumen of more than 22 mm). 3 Patients with traumatic aortic injury who do not have contraindications to endovascular repair.
Vascular | Endovascular aortic repair | Aortic stent graft package | TEVAR package | Terumo Aortic | RelayPro Thoracic Stent-Graft System (Bare Stent Configuration) | 28-M4-22-190-40S | Standalone | DE0503702 | 1 Patients with thoracic aortic aneurysm (TAA; ruptured or unruptured) who are not suitable for OSR and are: 1.1 symptomatic; OR 1.2 asymptomatic and with an aneurysm of 5.5 cm or larger (measured outer-to-outer maximum anterior-posterior aortic diameter); OR 1.3 asymptomatic and with an aneurysm that has grown by more than 1 cm in one year (measured outer-to-outer maximum anterior-posterior aortic diameter). 2 Patients with type B aortic dissection (TBAD) with suitable anatomy for TEVAR and the TBAD is: 2.1 Complicated (presence of malperfusion syndrome or rupture) hyperacute (less than 24 hours), acute (1 to 14 days), or subacute (15 to 90 days); OR 2.2 Uncomplicated with high-risk features (refractory pain, refractory hypertension, bloody pleural effusion, aortic diameter of more than 40 mm, imaging evidence of malperfusion, entry tear on lesser curvature, or false lumen of more than 22 mm). 3 Patients with traumatic aortic injury who do not have contraindications to endovascular repair.
Vascular | Endovascular aortic repair | Aortic stent graft package | TEVAR package | Terumo Aortic | RelayPro Thoracic Stent-Graft System (Bare Stent Configuration) | 28-M4-22-210-40S | Standalone | DE0503702 | 1 Patients with thoracic aortic aneurysm (TAA; ruptured or unruptured) who are not suitable for OSR and are: 1.1 symptomatic; OR 1.2 asymptomatic and with an aneurysm of 5.5 cm or larger (measured outer-to-outer maximum anterior-posterior aortic diameter); OR 1.3 asymptomatic and with an aneurysm that has grown by more than 1 cm in one year (measured outer-to-outer maximum anterior-posterior aortic diameter). 2 Patients with type B aortic dissection (TBAD) with suitable anatomy for TEVAR and the TBAD is: 2.1 Complicated (presence of malperfusion syndrome or rupture) hyperacute (less than 24 hours), acute (1 to 14 days), or subacute (15 to 90 days); OR 2.2 Uncomplicated with high-risk features (refractory pain, refractory hypertension, bloody pleural effusion, aortic diameter of more than 40 mm, imaging evidence of malperfusion, entry tear on lesser curvature, or false lumen of more than 22 mm). 3 Patients with traumatic aortic injury who do not have contraindications to endovascular repair.
Vascular | Endovascular aortic repair | Aortic stent graft package | TEVAR package | Terumo Aortic | RelayPro Thoracic Stent-Graft System (Bare Stent Configuration) | 28-M4-22-230-40S | Standalone | DE0503702 | 1 Patients with thoracic aortic aneurysm (TAA; ruptured or unruptured) who are not suitable for OSR and are: 1.1 symptomatic; OR 1.2 asymptomatic and with an aneurysm of 5.5 cm or larger (measured outer-to-outer maximum anterior-posterior aortic diameter); OR 1.3 asymptomatic and with an aneurysm that has grown by more than 1 cm in one year (measured outer-to-outer maximum anterior-posterior aortic diameter). 2 Patients with type B aortic dissection (TBAD) with suitable anatomy for TEVAR and the TBAD is: 2.1 Complicated (presence of malperfusion syndrome or rupture) hyperacute (less than 24 hours), acute (1 to 14 days), or subacute (15 to 90 days); OR 2.2 Uncomplicated with high-risk features (refractory pain, refractory hypertension, bloody pleural effusion, aortic diameter of more than 40 mm, imaging evidence of malperfusion, entry tear on lesser curvature, or false lumen of more than 22 mm). 3 Patients with traumatic aortic injury who do not have contraindications to endovascular repair.
Vascular | Endovascular aortic repair | Aortic stent graft package | TEVAR package | Terumo Aortic | RelayPro Thoracic Stent-Graft System (Bare Stent Configuration) | 28-M4-22-250-40S | Standalone | DE0503702 | 1 Patients with thoracic aortic aneurysm (TAA; ruptured or unruptured) who are not suitable for OSR and are: 1.1 symptomatic; OR 1.2 asymptomatic and with an aneurysm of 5.5 cm or larger (measured outer-to-outer maximum anterior-posterior aortic diameter); OR 1.3 asymptomatic and with an aneurysm that has grown by more than 1 cm in one year (measured outer-to-outer maximum anterior-posterior aortic diameter). 2 Patients with type B aortic dissection (TBAD) with suitable anatomy for TEVAR and the TBAD is: 2.1 Complicated (presence of malperfusion syndrome or rupture) hyperacute (less than 24 hours), acute (1 to 14 days), or subacute (15 to 90 days); OR 2.2 Uncomplicated with high-risk features (refractory pain, refractory hypertension, bloody pleural effusion, aortic diameter of more than 40 mm, imaging evidence of malperfusion, entry tear on lesser curvature, or false lumen of more than 22 mm). 3 Patients with traumatic aortic injury who do not have contraindications to endovascular repair.
Vascular | Endovascular aortic repair | Aortic stent graft package | TEVAR package | Terumo Aortic | RelayPro Thoracic Stent-Graft System (Bare Stent Configuration) | 28-M4-24-170-40S | Standalone | DE0503702 | 1 Patients with thoracic aortic aneurysm (TAA; ruptured or unruptured) who are not suitable for OSR and are: 1.1 symptomatic; OR 1.2 asymptomatic and with an aneurysm of 5.5 cm or larger (measured outer-to-outer maximum anterior-posterior aortic diameter); OR 1.3 asymptomatic and with an aneurysm that has grown by more than 1 cm in one year (measured outer-to-outer maximum anterior-posterior aortic diameter). 2 Patients with type B aortic dissection (TBAD) with suitable anatomy for TEVAR and the TBAD is: 2.1 Complicated (presence of malperfusion syndrome or rupture) hyperacute (less than 24 hours), acute (1 to 14 days), or subacute (15 to 90 days); OR 2.2 Uncomplicated with high-risk features (refractory pain, refractory hypertension, bloody pleural effusion, aortic diameter of more than 40 mm, imaging evidence of malperfusion, entry tear on lesser curvature, or false lumen of more than 22 mm). 3 Patients with traumatic aortic injury who do not have contraindications to endovascular repair.
Vascular | Endovascular aortic repair | Aortic stent graft package | TEVAR package | Terumo Aortic | RelayPro Thoracic Stent-Graft System (Bare Stent Configuration) | 28-M4-24-190-40S | Standalone | DE0503702 | 1 Patients with thoracic aortic aneurysm (TAA; ruptured or unruptured) who are not suitable for OSR and are: 1.1 symptomatic; OR 1.2 asymptomatic and with an aneurysm of 5.5 cm or larger (measured outer-to-outer maximum anterior-posterior aortic diameter); OR 1.3 asymptomatic and with an aneurysm that has grown by more than 1 cm in one year (measured outer-to-outer maximum anterior-posterior aortic diameter). 2 Patients with type B aortic dissection (TBAD) with suitable anatomy for TEVAR and the TBAD is: 2.1 Complicated (presence of malperfusion syndrome or rupture) hyperacute (less than 24 hours), acute (1 to 14 days), or subacute (15 to 90 days); OR 2.2 Uncomplicated with high-risk features (refractory pain, refractory hypertension, bloody pleural effusion, aortic diameter of more than 40 mm, imaging evidence of malperfusion, entry tear on lesser curvature, or false lumen of more than 22 mm). 3 Patients with traumatic aortic injury who do not have contraindications to endovascular repair.
Vascular | Endovascular aortic repair | Aortic stent graft package | TEVAR package | Terumo Aortic | RelayPro Thoracic Stent-Graft System (Bare Stent Configuration) | 28-M4-24-210-40S | Standalone | DE0503702 | 1 Patients with thoracic aortic aneurysm (TAA; ruptured or unruptured) who are not suitable for OSR and are: 1.1 symptomatic; OR 1.2 asymptomatic and with an aneurysm of 5.5 cm or larger (measured outer-to-outer maximum anterior-posterior aortic diameter); OR 1.3 asymptomatic and with an aneurysm that has grown by more than 1 cm in one year (measured outer-to-outer maximum anterior-posterior aortic diameter). 2 Patients with type B aortic dissection (TBAD) with suitable anatomy for TEVAR and the TBAD is: 2.1 Complicated (presence of malperfusion syndrome or rupture) hyperacute (less than 24 hours), acute (1 to 14 days), or subacute (15 to 90 days); OR 2.2 Uncomplicated with high-risk features (refractory pain, refractory hypertension, bloody pleural effusion, aortic diameter of more than 40 mm, imaging evidence of malperfusion, entry tear on lesser curvature, or false lumen of more than 22 mm). 3 Patients with traumatic aortic injury who do not have contraindications to endovascular repair.
Vascular | Endovascular aortic repair | Aortic stent graft package | TEVAR package | Terumo Aortic | RelayPro Thoracic Stent-Graft System (Bare Stent Configuration) | 28-M4-24-230-40S | Standalone | DE0503702 | 1 Patients with thoracic aortic aneurysm (TAA; ruptured or unruptured) who are not suitable for OSR and are: 1.1 symptomatic; OR 1.2 asymptomatic and with an aneurysm of 5.5 cm or larger (measured outer-to-outer maximum anterior-posterior aortic diameter); OR 1.3 asymptomatic and with an aneurysm that has grown by more than 1 cm in one year (measured outer-to-outer maximum anterior-posterior aortic diameter). 2 Patients with type B aortic dissection (TBAD) with suitable anatomy for TEVAR and the TBAD is: 2.1 Complicated (presence of malperfusion syndrome or rupture) hyperacute (less than 24 hours), acute (1 to 14 days), or subacute (15 to 90 days); OR 2.2 Uncomplicated with high-risk features (refractory pain, refractory hypertension, bloody pleural effusion, aortic diameter of more than 40 mm, imaging evidence of malperfusion, entry tear on lesser curvature, or false lumen of more than 22 mm). 3 Patients with traumatic aortic injury who do not have contraindications to endovascular repair.
Vascular | Endovascular aortic repair | Aortic stent graft package | TEVAR package | Terumo Aortic | RelayPro Thoracic Stent-Graft System (Bare Stent Configuration) | 28-M4-24-250-40S | Standalone | DE0503702 | 1 Patients with thoracic aortic aneurysm (TAA; ruptured or unruptured) who are not suitable for OSR and are: 1.1 symptomatic; OR 1.2 asymptomatic and with an aneurysm of 5.5 cm or larger (measured outer-to-outer maximum anterior-posterior aortic diameter); OR 1.3 asymptomatic and with an aneurysm that has grown by more than 1 cm in one year (measured outer-to-outer maximum anterior-posterior aortic diameter). 2 Patients with type B aortic dissection (TBAD) with suitable anatomy for TEVAR and the TBAD is: 2.1 Complicated (presence of malperfusion syndrome or rupture) hyperacute (less than 24 hours), acute (1 to 14 days), or subacute (15 to 90 days); OR 2.2 Uncomplicated with high-risk features (refractory pain, refractory hypertension, bloody pleural effusion, aortic diameter of more than 40 mm, imaging evidence of malperfusion, entry tear on lesser curvature, or false lumen of more than 22 mm). 3 Patients with traumatic aortic injury who do not have contraindications to endovascular repair.
Vascular | Endovascular aortic repair | Aortic stent graft package | TEVAR package | Terumo Aortic | RelayPro Thoracic Stent-Graft System (Bare Stent Configuration) | 28-M4-26-150-40S | Standalone | DE0503702 | 1 Patients with thoracic aortic aneurysm (TAA; ruptured or unruptured) who are not suitable for OSR and are: 1.1 symptomatic; OR 1.2 asymptomatic and with an aneurysm of 5.5 cm or larger (measured outer-to-outer maximum anterior-posterior aortic diameter); OR 1.3 asymptomatic and with an aneurysm that has grown by more than 1 cm in one year (measured outer-to-outer maximum anterior-posterior aortic diameter). 2 Patients with type B aortic dissection (TBAD) with suitable anatomy for TEVAR and the TBAD is: 2.1 Complicated (presence of malperfusion syndrome or rupture) hyperacute (less than 24 hours), acute (1 to 14 days), or subacute (15 to 90 days); OR 2.2 Uncomplicated with high-risk features (refractory pain, refractory hypertension, bloody pleural effusion, aortic diameter of more than 40 mm, imaging evidence of malperfusion, entry tear on lesser curvature, or false lumen of more than 22 mm). 3 Patients with traumatic aortic injury who do not have contraindications to endovascular repair.
Vascular | Endovascular aortic repair | Aortic stent graft package | TEVAR package | Terumo Aortic | RelayPro Thoracic Stent-Graft System (Bare Stent Configuration) | 28-M4-26-170-40S | Standalone | DE0503702 | 1 Patients with thoracic aortic aneurysm (TAA; ruptured or unruptured) who are not suitable for OSR and are: 1.1 symptomatic; OR 1.2 asymptomatic and with an aneurysm of 5.5 cm or larger (measured outer-to-outer maximum anterior-posterior aortic diameter); OR 1.3 asymptomatic and with an aneurysm that has grown by more than 1 cm in one year (measured outer-to-outer maximum anterior-posterior aortic diameter). 2 Patients with type B aortic dissection (TBAD) with suitable anatomy for TEVAR and the TBAD is: 2.1 Complicated (presence of malperfusion syndrome or rupture) hyperacute (less than 24 hours), acute (1 to 14 days), or subacute (15 to 90 days); OR 2.2 Uncomplicated with high-risk features (refractory pain, refractory hypertension, bloody pleural effusion, aortic diameter of more than 40 mm, imaging evidence of malperfusion, entry tear on lesser curvature, or false lumen of more than 22 mm). 3 Patients with traumatic aortic injury who do not have contraindications to endovascular repair.
Vascular | Endovascular aortic repair | Aortic stent graft package | TEVAR package | Terumo Aortic | RelayPro Thoracic Stent-Graft System (Bare Stent Configuration) | 28-M4-26-190-40S | Standalone | DE0503702 | 1 Patients with thoracic aortic aneurysm (TAA; ruptured or unruptured) who are not suitable for OSR and are: 1.1 symptomatic; OR 1.2 asymptomatic and with an aneurysm of 5.5 cm or larger (measured outer-to-outer maximum anterior-posterior aortic diameter); OR 1.3 asymptomatic and with an aneurysm that has grown by more than 1 cm in one year (measured outer-to-outer maximum anterior-posterior aortic diameter). 2 Patients with type B aortic dissection (TBAD) with suitable anatomy for TEVAR and the TBAD is: 2.1 Complicated (presence of malperfusion syndrome or rupture) hyperacute (less than 24 hours), acute (1 to 14 days), or subacute (15 to 90 days); OR 2.2 Uncomplicated with high-risk features (refractory pain, refractory hypertension, bloody pleural effusion, aortic diameter of more than 40 mm, imaging evidence of malperfusion, entry tear on lesser curvature, or false lumen of more than 22 mm). 3 Patients with traumatic aortic injury who do not have contraindications to endovascular repair.
Vascular | Endovascular aortic repair | Aortic stent graft package | TEVAR package | Terumo Aortic | RelayPro Thoracic Stent-Graft System (Bare Stent Configuration) | 28-M4-26-210-40S | Standalone | DE0503702 | 1 Patients with thoracic aortic aneurysm (TAA; ruptured or unruptured) who are not suitable for OSR and are: 1.1 symptomatic; OR 1.2 asymptomatic and with an aneurysm of 5.5 cm or larger (measured outer-to-outer maximum anterior-posterior aortic diameter); OR 1.3 asymptomatic and with an aneurysm that has grown by more than 1 cm in one year (measured outer-to-outer maximum anterior-posterior aortic diameter). 2 Patients with type B aortic dissection (TBAD) with suitable anatomy for TEVAR and the TBAD is: 2.1 Complicated (presence of malperfusion syndrome or rupture) hyperacute (less than 24 hours), acute (1 to 14 days), or subacute (15 to 90 days); OR 2.2 Uncomplicated with high-risk features (refractory pain, refractory hypertension, bloody pleural effusion, aortic diameter of more than 40 mm, imaging evidence of malperfusion, entry tear on lesser curvature, or false lumen of more than 22 mm). 3 Patients with traumatic aortic injury who do not have contraindications to endovascular repair.
Vascular | Endovascular aortic repair | Aortic stent graft package | TEVAR package | Terumo Aortic | RelayPro Thoracic Stent-Graft System (Bare Stent Configuration) | 28-M4-26-230-40S | Standalone | DE0503702 | 1 Patients with thoracic aortic aneurysm (TAA; ruptured or unruptured) who are not suitable for OSR and are: 1.1 symptomatic; OR 1.2 asymptomatic and with an aneurysm of 5.5 cm or larger (measured outer-to-outer maximum anterior-posterior aortic diameter); OR 1.3 asymptomatic and with an aneurysm that has grown by more than 1 cm in one year (measured outer-to-outer maximum anterior-posterior aortic diameter). 2 Patients with type B aortic dissection (TBAD) with suitable anatomy for TEVAR and the TBAD is: 2.1 Complicated (presence of malperfusion syndrome or rupture) hyperacute (less than 24 hours), acute (1 to 14 days), or subacute (15 to 90 days); OR 2.2 Uncomplicated with high-risk features (refractory pain, refractory hypertension, bloody pleural effusion, aortic diameter of more than 40 mm, imaging evidence of malperfusion, entry tear on lesser curvature, or false lumen of more than 22 mm). 3 Patients with traumatic aortic injury who do not have contraindications to endovascular repair.
Vascular | Endovascular aortic repair | Aortic stent graft package | TEVAR package | Terumo Aortic | RelayPro Thoracic Stent-Graft System (Bare Stent Configuration) | 28-M4-26-250-40S | Standalone | DE0503702 | 1 Patients with thoracic aortic aneurysm (TAA; ruptured or unruptured) who are not suitable for OSR and are: 1.1 symptomatic; OR 1.2 asymptomatic and with an aneurysm of 5.5 cm or larger (measured outer-to-outer maximum anterior-posterior aortic diameter); OR 1.3 asymptomatic and with an aneurysm that has grown by more than 1 cm in one year (measured outer-to-outer maximum anterior-posterior aortic diameter). 2 Patients with type B aortic dissection (TBAD) with suitable anatomy for TEVAR and the TBAD is: 2.1 Complicated (presence of malperfusion syndrome or rupture) hyperacute (less than 24 hours), acute (1 to 14 days), or subacute (15 to 90 days); OR 2.2 Uncomplicated with high-risk features (refractory pain, refractory hypertension, bloody pleural effusion, aortic diameter of more than 40 mm, imaging evidence of malperfusion, entry tear on lesser curvature, or false lumen of more than 22 mm). 3 Patients with traumatic aortic injury who do not have contraindications to endovascular repair.
Vascular | Endovascular aortic repair | Aortic stent graft package | TEVAR package | Terumo Aortic | RelayPro Thoracic Stent-Graft System (Bare Stent Configuration) | 28-M4-28-150-40S | Standalone | DE0503702 | 1 Patients with thoracic aortic aneurysm (TAA; ruptured or unruptured) who are not suitable for OSR and are: 1.1 symptomatic; OR 1.2 asymptomatic and with an aneurysm of 5.5 cm or larger (measured outer-to-outer maximum anterior-posterior aortic diameter); OR 1.3 asymptomatic and with an aneurysm that has grown by more than 1 cm in one year (measured outer-to-outer maximum anterior-posterior aortic diameter). 2 Patients with type B aortic dissection (TBAD) with suitable anatomy for TEVAR and the TBAD is: 2.1 Complicated (presence of malperfusion syndrome or rupture) hyperacute (less than 24 hours), acute (1 to 14 days), or subacute (15 to 90 days); OR 2.2 Uncomplicated with high-risk features (refractory pain, refractory hypertension, bloody pleural effusion, aortic diameter of more than 40 mm, imaging evidence of malperfusion, entry tear on lesser curvature, or false lumen of more than 22 mm). 3 Patients with traumatic aortic injury who do not have contraindications to endovascular repair.
Vascular | Endovascular aortic repair | Aortic stent graft package | TEVAR package | Terumo Aortic | RelayPro Thoracic Stent-Graft System (Bare Stent Configuration) | 28-M4-28-170-40S | Standalone | DE0503702 | 1 Patients with thoracic aortic aneurysm (TAA; ruptured or unruptured) who are not suitable for OSR and are: 1.1 symptomatic; OR 1.2 asymptomatic and with an aneurysm of 5.5 cm or larger (measured outer-to-outer maximum anterior-posterior aortic diameter); OR 1.3 asymptomatic and with an aneurysm that has grown by more than 1 cm in one year (measured outer-to-outer maximum anterior-posterior aortic diameter). 2 Patients with type B aortic dissection (TBAD) with suitable anatomy for TEVAR and the TBAD is: 2.1 Complicated (presence of malperfusion syndrome or rupture) hyperacute (less than 24 hours), acute (1 to 14 days), or subacute (15 to 90 days); OR 2.2 Uncomplicated with high-risk features (refractory pain, refractory hypertension, bloody pleural effusion, aortic diameter of more than 40 mm, imaging evidence of malperfusion, entry tear on lesser curvature, or false lumen of more than 22 mm). 3 Patients with traumatic aortic injury who do not have contraindications to endovascular repair.
Vascular | Endovascular aortic repair | Aortic stent graft package | TEVAR package | Terumo Aortic | RelayPro Thoracic Stent-Graft System (Bare Stent Configuration) | 28-M4-28-190-40S | Standalone | DE0503702 | 1 Patients with thoracic aortic aneurysm (TAA; ruptured or unruptured) who are not suitable for OSR and are: 1.1 symptomatic; OR 1.2 asymptomatic and with an aneurysm of 5.5 cm or larger (measured outer-to-outer maximum anterior-posterior aortic diameter); OR 1.3 asymptomatic and with an aneurysm that has grown by more than 1 cm in one year (measured outer-to-outer maximum anterior-posterior aortic diameter). 2 Patients with type B aortic dissection (TBAD) with suitable anatomy for TEVAR and the TBAD is: 2.1 Complicated (presence of malperfusion syndrome or rupture) hyperacute (less than 24 hours), acute (1 to 14 days), or subacute (15 to 90 days); OR 2.2 Uncomplicated with high-risk features (refractory pain, refractory hypertension, bloody pleural effusion, aortic diameter of more than 40 mm, imaging evidence of malperfusion, entry tear on lesser curvature, or false lumen of more than 22 mm). 3 Patients with traumatic aortic injury who do not have contraindications to endovascular repair.
Vascular | Endovascular aortic repair | Aortic stent graft package | TEVAR package | Terumo Aortic | RelayPro Thoracic Stent-Graft System (Bare Stent Configuration) | 28-M4-28-210-40S | Standalone | DE0503702 | 1 Patients with thoracic aortic aneurysm (TAA; ruptured or unruptured) who are not suitable for OSR and are: 1.1 symptomatic; OR 1.2 asymptomatic and with an aneurysm of 5.5 cm or larger (measured outer-to-outer maximum anterior-posterior aortic diameter); OR 1.3 asymptomatic and with an aneurysm that has grown by more than 1 cm in one year (measured outer-to-outer maximum anterior-posterior aortic diameter). 2 Patients with type B aortic dissection (TBAD) with suitable anatomy for TEVAR and the TBAD is: 2.1 Complicated (presence of malperfusion syndrome or rupture) hyperacute (less than 24 hours), acute (1 to 14 days), or subacute (15 to 90 days); OR 2.2 Uncomplicated with high-risk features (refractory pain, refractory hypertension, bloody pleural effusion, aortic diameter of more than 40 mm, imaging evidence of malperfusion, entry tear on lesser curvature, or false lumen of more than 22 mm). 3 Patients with traumatic aortic injury who do not have contraindications to endovascular repair.
Vascular | Endovascular aortic repair | Aortic stent graft package | TEVAR package | Terumo Aortic | RelayPro Thoracic Stent-Graft System (Bare Stent Configuration) | 28-M4-28-230-40S | Standalone | DE0503702 | 1 Patients with thoracic aortic aneurysm (TAA; ruptured or unruptured) who are not suitable for OSR and are: 1.1 symptomatic; OR 1.2 asymptomatic and with an aneurysm of 5.5 cm or larger (measured outer-to-outer maximum anterior-posterior aortic diameter); OR 1.3 asymptomatic and with an aneurysm that has grown by more than 1 cm in one year (measured outer-to-outer maximum anterior-posterior aortic diameter). 2 Patients with type B aortic dissection (TBAD) with suitable anatomy for TEVAR and the TBAD is: 2.1 Complicated (presence of malperfusion syndrome or rupture) hyperacute (less than 24 hours), acute (1 to 14 days), or subacute (15 to 90 days); OR 2.2 Uncomplicated with high-risk features (refractory pain, refractory hypertension, bloody pleural effusion, aortic diameter of more than 40 mm, imaging evidence of malperfusion, entry tear on lesser curvature, or false lumen of more than 22 mm). 3 Patients with traumatic aortic injury who do not have contraindications to endovascular repair.
Vascular | Endovascular aortic repair | Aortic stent graft package | TEVAR package | Terumo Aortic | RelayPro Thoracic Stent-Graft System (Bare Stent Configuration) | 28-M4-28-250-40S | Standalone | DE0503702 | 1 Patients with thoracic aortic aneurysm (TAA; ruptured or unruptured) who are not suitable for OSR and are: 1.1 symptomatic; OR 1.2 asymptomatic and with an aneurysm of 5.5 cm or larger (measured outer-to-outer maximum anterior-posterior aortic diameter); OR 1.3 asymptomatic and with an aneurysm that has grown by more than 1 cm in one year (measured outer-to-outer maximum anterior-posterior aortic diameter). 2 Patients with type B aortic dissection (TBAD) with suitable anatomy for TEVAR and the TBAD is: 2.1 Complicated (presence of malperfusion syndrome or rupture) hyperacute (less than 24 hours), acute (1 to 14 days), or subacute (15 to 90 days); OR 2.2 Uncomplicated with high-risk features (refractory pain, refractory hypertension, bloody pleural effusion, aortic diameter of more than 40 mm, imaging evidence of malperfusion, entry tear on lesser curvature, or false lumen of more than 22 mm). 3 Patients with traumatic aortic injury who do not have contraindications to endovascular repair.
Vascular | Endovascular aortic repair | Aortic stent graft package | TEVAR package | Terumo Aortic | RelayPro Thoracic Stent-Graft System (Bare Stent Configuration) | 28-M4-30-090-40S | Standalone | DE0503702 | 1 Patients with thoracic aortic aneurysm (TAA; ruptured or unruptured) who are not suitable for OSR and are: 1.1 symptomatic; OR 1.2 asymptomatic and with an aneurysm of 5.5 cm or larger (measured outer-to-outer maximum anterior-posterior aortic diameter); OR 1.3 asymptomatic and with an aneurysm that has grown by more than 1 cm in one year (measured outer-to-outer maximum anterior-posterior aortic diameter). 2 Patients with type B aortic dissection (TBAD) with suitable anatomy for TEVAR and the TBAD is: 2.1 Complicated (presence of malperfusion syndrome or rupture) hyperacute (less than 24 hours), acute (1 to 14 days), or subacute (15 to 90 days); OR 2.2 Uncomplicated with high-risk features (refractory pain, refractory hypertension, bloody pleural effusion, aortic diameter of more than 40 mm, imaging evidence of malperfusion, entry tear on lesser curvature, or false lumen of more than 22 mm). 3 Patients with traumatic aortic injury who do not have contraindications to endovascular repair.
Vascular | Endovascular aortic repair | Aortic stent graft package | TEVAR package | Terumo Aortic | RelayPro Thoracic Stent-Graft System (Bare Stent Configuration) | 28-M4-30-110-40S | Standalone | DE0503702 | 1 Patients with thoracic aortic aneurysm (TAA; ruptured or unruptured) who are not suitable for OSR and are: 1.1 symptomatic; OR 1.2 asymptomatic and with an aneurysm of 5.5 cm or larger (measured outer-to-outer maximum anterior-posterior aortic diameter); OR 1.3 asymptomatic and with an aneurysm that has grown by more than 1 cm in one year (measured outer-to-outer maximum anterior-posterior aortic diameter). 2 Patients with type B aortic dissection (TBAD) with suitable anatomy for TEVAR and the TBAD is: 2.1 Complicated (presence of malperfusion syndrome or rupture) hyperacute (less than 24 hours), acute (1 to 14 days), or subacute (15 to 90 days); OR 2.2 Uncomplicated with high-risk features (refractory pain, refractory hypertension, bloody pleural effusion, aortic diameter of more than 40 mm, imaging evidence of malperfusion, entry tear on lesser curvature, or false lumen of more than 22 mm). 3 Patients with traumatic aortic injury who do not have contraindications to endovascular repair.
Vascular | Endovascular aortic repair | Aortic stent graft package | TEVAR package | Terumo Aortic | RelayPro Thoracic Stent-Graft System (Bare Stent Configuration) | 28-M4-30-130-40S | Standalone | DE0503702 | 1 Patients with thoracic aortic aneurysm (TAA; ruptured or unruptured) who are not suitable for OSR and are: 1.1 symptomatic; OR 1.2 asymptomatic and with an aneurysm of 5.5 cm or larger (measured outer-to-outer maximum anterior-posterior aortic diameter); OR 1.3 asymptomatic and with an aneurysm that has grown by more than 1 cm in one year (measured outer-to-outer maximum anterior-posterior aortic diameter). 2 Patients with type B aortic dissection (TBAD) with suitable anatomy for TEVAR and the TBAD is: 2.1 Complicated (presence of malperfusion syndrome or rupture) hyperacute (less than 24 hours), acute (1 to 14 days), or subacute (15 to 90 days); OR 2.2 Uncomplicated with high-risk features (refractory pain, refractory hypertension, bloody pleural effusion, aortic diameter of more than 40 mm, imaging evidence of malperfusion, entry tear on lesser curvature, or false lumen of more than 22 mm). 3 Patients with traumatic aortic injury who do not have contraindications to endovascular repair.
Vascular | Endovascular aortic repair | Aortic stent graft package | TEVAR package | Terumo Aortic | RelayPro Thoracic Stent-Graft System (Bare Stent Configuration) | 28-M4-30-150-40S | Standalone | DE0503702 | 1 Patients with thoracic aortic aneurysm (TAA; ruptured or unruptured) who are not suitable for OSR and are: 1.1 symptomatic; OR 1.2 asymptomatic and with an aneurysm of 5.5 cm or larger (measured outer-to-outer maximum anterior-posterior aortic diameter); OR 1.3 asymptomatic and with an aneurysm that has grown by more than 1 cm in one year (measured outer-to-outer maximum anterior-posterior aortic diameter). 2 Patients with type B aortic dissection (TBAD) with suitable anatomy for TEVAR and the TBAD is: 2.1 Complicated (presence of malperfusion syndrome or rupture) hyperacute (less than 24 hours), acute (1 to 14 days), or subacute (15 to 90 days); OR 2.2 Uncomplicated with high-risk features (refractory pain, refractory hypertension, bloody pleural effusion, aortic diameter of more than 40 mm, imaging evidence of malperfusion, entry tear on lesser curvature, or false lumen of more than 22 mm). 3 Patients with traumatic aortic injury who do not have contraindications to endovascular repair.
Vascular | Endovascular aortic repair | Aortic stent graft package | TEVAR package | Terumo Aortic | RelayPro Thoracic Stent-Graft System (Bare Stent Configuration) | 28-M4-30-170-40S | Standalone | DE0503702 | 1 Patients with thoracic aortic aneurysm (TAA; ruptured or unruptured) who are not suitable for OSR and are: 1.1 symptomatic; OR 1.2 asymptomatic and with an aneurysm of 5.5 cm or larger (measured outer-to-outer maximum anterior-posterior aortic diameter); OR 1.3 asymptomatic and with an aneurysm that has grown by more than 1 cm in one year (measured outer-to-outer maximum anterior-posterior aortic diameter). 2 Patients with type B aortic dissection (TBAD) with suitable anatomy for TEVAR and the TBAD is: 2.1 Complicated (presence of malperfusion syndrome or rupture) hyperacute (less than 24 hours), acute (1 to 14 days), or subacute (15 to 90 days); OR 2.2 Uncomplicated with high-risk features (refractory pain, refractory hypertension, bloody pleural effusion, aortic diameter of more than 40 mm, imaging evidence of malperfusion, entry tear on lesser curvature, or false lumen of more than 22 mm). 3 Patients with traumatic aortic injury who do not have contraindications to endovascular repair.
Vascular | Endovascular aortic repair | Aortic stent graft package | TEVAR package | Terumo Aortic | RelayPro Thoracic Stent-Graft System (Bare Stent Configuration) | 28-M4-30-190-40S | Standalone | DE0503702 | 1 Patients with thoracic aortic aneurysm (TAA; ruptured or unruptured) who are not suitable for OSR and are: 1.1 symptomatic; OR 1.2 asymptomatic and with an aneurysm of 5.5 cm or larger (measured outer-to-outer maximum anterior-posterior aortic diameter); OR 1.3 asymptomatic and with an aneurysm that has grown by more than 1 cm in one year (measured outer-to-outer maximum anterior-posterior aortic diameter). 2 Patients with type B aortic dissection (TBAD) with suitable anatomy for TEVAR and the TBAD is: 2.1 Complicated (presence of malperfusion syndrome or rupture) hyperacute (less than 24 hours), acute (1 to 14 days), or subacute (15 to 90 days); OR 2.2 Uncomplicated with high-risk features (refractory pain, refractory hypertension, bloody pleural effusion, aortic diameter of more than 40 mm, imaging evidence of malperfusion, entry tear on lesser curvature, or false lumen of more than 22 mm). 3 Patients with traumatic aortic injury who do not have contraindications to endovascular repair.
Vascular | Endovascular aortic repair | Aortic stent graft package | TEVAR package | Terumo Aortic | RelayPro Thoracic Stent-Graft System (Bare Stent Configuration) | 28-M4-30-210-40S | Standalone | DE0503702 | 1 Patients with thoracic aortic aneurysm (TAA; ruptured or unruptured) who are not suitable for OSR and are: 1.1 symptomatic; OR 1.2 asymptomatic and with an aneurysm of 5.5 cm or larger (measured outer-to-outer maximum anterior-posterior aortic diameter); OR 1.3 asymptomatic and with an aneurysm that has grown by more than 1 cm in one year (measured outer-to-outer maximum anterior-posterior aortic diameter). 2 Patients with type B aortic dissection (TBAD) with suitable anatomy for TEVAR and the TBAD is: 2.1 Complicated (presence of malperfusion syndrome or rupture) hyperacute (less than 24 hours), acute (1 to 14 days), or subacute (15 to 90 days); OR 2.2 Uncomplicated with high-risk features (refractory pain, refractory hypertension, bloody pleural effusion, aortic diameter of more than 40 mm, imaging evidence of malperfusion, entry tear on lesser curvature, or false lumen of more than 22 mm). 3 Patients with traumatic aortic injury who do not have contraindications to endovascular repair.
Vascular | Endovascular aortic repair | Aortic stent graft package | TEVAR package | Terumo Aortic | RelayPro Thoracic Stent-Graft System (Bare Stent Configuration) | 28-M4-30-230-40S | Standalone | DE0503702 | 1 Patients with thoracic aortic aneurysm (TAA; ruptured or unruptured) who are not suitable for OSR and are: 1.1 symptomatic; OR 1.2 asymptomatic and with an aneurysm of 5.5 cm or larger (measured outer-to-outer maximum anterior-posterior aortic diameter); OR 1.3 asymptomatic and with an aneurysm that has grown by more than 1 cm in one year (measured outer-to-outer maximum anterior-posterior aortic diameter). 2 Patients with type B aortic dissection (TBAD) with suitable anatomy for TEVAR and the TBAD is: 2.1 Complicated (presence of malperfusion syndrome or rupture) hyperacute (less than 24 hours), acute (1 to 14 days), or subacute (15 to 90 days); OR 2.2 Uncomplicated with high-risk features (refractory pain, refractory hypertension, bloody pleural effusion, aortic diameter of more than 40 mm, imaging evidence of malperfusion, entry tear on lesser curvature, or false lumen of more than 22 mm). 3 Patients with traumatic aortic injury who do not have contraindications to endovascular repair.
Vascular | Endovascular aortic repair | Aortic stent graft package | TEVAR package | Terumo Aortic | RelayPro Thoracic Stent-Graft System (Bare Stent Configuration) | 28-M4-30-250-40S | Standalone | DE0503702 | 1 Patients with thoracic aortic aneurysm (TAA; ruptured or unruptured) who are not suitable for OSR and are: 1.1 symptomatic; OR 1.2 asymptomatic and with an aneurysm of 5.5 cm or larger (measured outer-to-outer maximum anterior-posterior aortic diameter); OR 1.3 asymptomatic and with an aneurysm that has grown by more than 1 cm in one year (measured outer-to-outer maximum anterior-posterior aortic diameter). 2 Patients with type B aortic dissection (TBAD) with suitable anatomy for TEVAR and the TBAD is: 2.1 Complicated (presence of malperfusion syndrome or rupture) hyperacute (less than 24 hours), acute (1 to 14 days), or subacute (15 to 90 days); OR 2.2 Uncomplicated with high-risk features (refractory pain, refractory hypertension, bloody pleural effusion, aortic diameter of more than 40 mm, imaging evidence of malperfusion, entry tear on lesser curvature, or false lumen of more than 22 mm). 3 Patients with traumatic aortic injury who do not have contraindications to endovascular repair.
Vascular | Endovascular aortic repair | Aortic stent graft package | TEVAR package | Terumo Aortic | RelayPro Thoracic Stent-Graft System (Bare Stent Configuration) | 28-M4-32-090-40S | Standalone | DE0503702 | 1 Patients with thoracic aortic aneurysm (TAA; ruptured or unruptured) who are not suitable for OSR and are: 1.1 symptomatic; OR 1.2 asymptomatic and with an aneurysm of 5.5 cm or larger (measured outer-to-outer maximum anterior-posterior aortic diameter); OR 1.3 asymptomatic and with an aneurysm that has grown by more than 1 cm in one year (measured outer-to-outer maximum anterior-posterior aortic diameter). 2 Patients with type B aortic dissection (TBAD) with suitable anatomy for TEVAR and the TBAD is: 2.1 Complicated (presence of malperfusion syndrome or rupture) hyperacute (less than 24 hours), acute (1 to 14 days), or subacute (15 to 90 days); OR 2.2 Uncomplicated with high-risk features (refractory pain, refractory hypertension, bloody pleural effusion, aortic diameter of more than 40 mm, imaging evidence of malperfusion, entry tear on lesser curvature, or false lumen of more than 22 mm). 3 Patients with traumatic aortic injury who do not have contraindications to endovascular repair.
Vascular | Endovascular aortic repair | Aortic stent graft package | TEVAR package | Terumo Aortic | RelayPro Thoracic Stent-Graft System (Bare Stent Configuration) | 28-M4-32-110-40S | Standalone | DE0503702 | 1 Patients with thoracic aortic aneurysm (TAA; ruptured or unruptured) who are not suitable for OSR and are: 1.1 symptomatic; OR 1.2 asymptomatic and with an aneurysm of 5.5 cm or larger (measured outer-to-outer maximum anterior-posterior aortic diameter); OR 1.3 asymptomatic and with an aneurysm that has grown by more than 1 cm in one year (measured outer-to-outer maximum anterior-posterior aortic diameter). 2 Patients with type B aortic dissection (TBAD) with suitable anatomy for TEVAR and the TBAD is: 2.1 Complicated (presence of malperfusion syndrome or rupture) hyperacute (less than 24 hours), acute (1 to 14 days), or subacute (15 to 90 days); OR 2.2 Uncomplicated with high-risk features (refractory pain, refractory hypertension, bloody pleural effusion, aortic diameter of more than 40 mm, imaging evidence of malperfusion, entry tear on lesser curvature, or false lumen of more than 22 mm). 3 Patients with traumatic aortic injury who do not have contraindications to endovascular repair.
Vascular | Endovascular aortic repair | Aortic stent graft package | TEVAR package | Terumo Aortic | RelayPro Thoracic Stent-Graft System (Bare Stent Configuration) | 28-M4-32-130-40S | Standalone | DE0503702 | 1 Patients with thoracic aortic aneurysm (TAA; ruptured or unruptured) who are not suitable for OSR and are: 1.1 symptomatic; OR 1.2 asymptomatic and with an aneurysm of 5.5 cm or larger (measured outer-to-outer maximum anterior-posterior aortic diameter); OR 1.3 asymptomatic and with an aneurysm that has grown by more than 1 cm in one year (measured outer-to-outer maximum anterior-posterior aortic diameter). 2 Patients with type B aortic dissection (TBAD) with suitable anatomy for TEVAR and the TBAD is: 2.1 Complicated (presence of malperfusion syndrome or rupture) hyperacute (less than 24 hours), acute (1 to 14 days), or subacute (15 to 90 days); OR 2.2 Uncomplicated with high-risk features (refractory pain, refractory hypertension, bloody pleural effusion, aortic diameter of more than 40 mm, imaging evidence of malperfusion, entry tear on lesser curvature, or false lumen of more than 22 mm). 3 Patients with traumatic aortic injury who do not have contraindications to endovascular repair.
Vascular | Endovascular aortic repair | Aortic stent graft package | TEVAR package | Terumo Aortic | RelayPro Thoracic Stent-Graft System (Bare Stent Configuration) | 28-M4-32-150-40S | Standalone | DE0503702 | 1 Patients with thoracic aortic aneurysm (TAA; ruptured or unruptured) who are not suitable for OSR and are: 1.1 symptomatic; OR 1.2 asymptomatic and with an aneurysm of 5.5 cm or larger (measured outer-to-outer maximum anterior-posterior aortic diameter); OR 1.3 asymptomatic and with an aneurysm that has grown by more than 1 cm in one year (measured outer-to-outer maximum anterior-posterior aortic diameter). 2 Patients with type B aortic dissection (TBAD) with suitable anatomy for TEVAR and the TBAD is: 2.1 Complicated (presence of malperfusion syndrome or rupture) hyperacute (less than 24 hours), acute (1 to 14 days), or subacute (15 to 90 days); OR 2.2 Uncomplicated with high-risk features (refractory pain, refractory hypertension, bloody pleural effusion, aortic diameter of more than 40 mm, imaging evidence of malperfusion, entry tear on lesser curvature, or false lumen of more than 22 mm). 3 Patients with traumatic aortic injury who do not have contraindications to endovascular repair.
Vascular | Endovascular aortic repair | Aortic stent graft package | TEVAR package | Terumo Aortic | RelayPro Thoracic Stent-Graft System (Bare Stent Configuration) | 28-M4-32-170-40S | Standalone | DE0503702 | 1 Patients with thoracic aortic aneurysm (TAA; ruptured or unruptured) who are not suitable for OSR and are: 1.1 symptomatic; OR 1.2 asymptomatic and with an aneurysm of 5.5 cm or larger (measured outer-to-outer maximum anterior-posterior aortic diameter); OR 1.3 asymptomatic and with an aneurysm that has grown by more than 1 cm in one year (measured outer-to-outer maximum anterior-posterior aortic diameter). 2 Patients with type B aortic dissection (TBAD) with suitable anatomy for TEVAR and the TBAD is: 2.1 Complicated (presence of malperfusion syndrome or rupture) hyperacute (less than 24 hours), acute (1 to 14 days), or subacute (15 to 90 days); OR 2.2 Uncomplicated with high-risk features (refractory pain, refractory hypertension, bloody pleural effusion, aortic diameter of more than 40 mm, imaging evidence of malperfusion, entry tear on lesser curvature, or false lumen of more than 22 mm). 3 Patients with traumatic aortic injury who do not have contraindications to endovascular repair.
Vascular | Endovascular aortic repair | Aortic stent graft package | TEVAR package | Terumo Aortic | RelayPro Thoracic Stent-Graft System (Bare Stent Configuration) | 28-M4-32-190-40S | Standalone | DE0503702 | 1 Patients with thoracic aortic aneurysm (TAA; ruptured or unruptured) who are not suitable for OSR and are: 1.1 symptomatic; OR 1.2 asymptomatic and with an aneurysm of 5.5 cm or larger (measured outer-to-outer maximum anterior-posterior aortic diameter); OR 1.3 asymptomatic and with an aneurysm that has grown by more than 1 cm in one year (measured outer-to-outer maximum anterior-posterior aortic diameter). 2 Patients with type B aortic dissection (TBAD) with suitable anatomy for TEVAR and the TBAD is: 2.1 Complicated (presence of malperfusion syndrome or rupture) hyperacute (less than 24 hours), acute (1 to 14 days), or subacute (15 to 90 days); OR 2.2 Uncomplicated with high-risk features (refractory pain, refractory hypertension, bloody pleural effusion, aortic diameter of more than 40 mm, imaging evidence of malperfusion, entry tear on lesser curvature, or false lumen of more than 22 mm). 3 Patients with traumatic aortic injury who do not have contraindications to endovascular repair.
Vascular | Endovascular aortic repair | Aortic stent graft package | TEVAR package | Terumo Aortic | RelayPro Thoracic Stent-Graft System (Bare Stent Configuration) | 28-M4-32-210-40S | Standalone | DE0503702 | 1 Patients with thoracic aortic aneurysm (TAA; ruptured or unruptured) who are not suitable for OSR and are: 1.1 symptomatic; OR 1.2 asymptomatic and with an aneurysm of 5.5 cm or larger (measured outer-to-outer maximum anterior-posterior aortic diameter); OR 1.3 asymptomatic and with an aneurysm that has grown by more than 1 cm in one year (measured outer-to-outer maximum anterior-posterior aortic diameter). 2 Patients with type B aortic dissection (TBAD) with suitable anatomy for TEVAR and the TBAD is: 2.1 Complicated (presence of malperfusion syndrome or rupture) hyperacute (less than 24 hours), acute (1 to 14 days), or subacute (15 to 90 days); OR 2.2 Uncomplicated with high-risk features (refractory pain, refractory hypertension, bloody pleural effusion, aortic diameter of more than 40 mm, imaging evidence of malperfusion, entry tear on lesser curvature, or false lumen of more than 22 mm). 3 Patients with traumatic aortic injury who do not have contraindications to endovascular repair.
Vascular | Endovascular aortic repair | Aortic stent graft package | TEVAR package | Terumo Aortic | RelayPro Thoracic Stent-Graft System (Bare Stent Configuration) | 28-M4-32-230-40S | Standalone | DE0503702 | 1 Patients with thoracic aortic aneurysm (TAA; ruptured or unruptured) who are not suitable for OSR and are: 1.1 symptomatic; OR 1.2 asymptomatic and with an aneurysm of 5.5 cm or larger (measured outer-to-outer maximum anterior-posterior aortic diameter); OR 1.3 asymptomatic and with an aneurysm that has grown by more than 1 cm in one year (measured outer-to-outer maximum anterior-posterior aortic diameter). 2 Patients with type B aortic dissection (TBAD) with suitable anatomy for TEVAR and the TBAD is: 2.1 Complicated (presence of malperfusion syndrome or rupture) hyperacute (less than 24 hours), acute (1 to 14 days), or subacute (15 to 90 days); OR 2.2 Uncomplicated with high-risk features (refractory pain, refractory hypertension, bloody pleural effusion, aortic diameter of more than 40 mm, imaging evidence of malperfusion, entry tear on lesser curvature, or false lumen of more than 22 mm). 3 Patients with traumatic aortic injury who do not have contraindications to endovascular repair.
Vascular | Endovascular aortic repair | Aortic stent graft package | TEVAR package | Terumo Aortic | RelayPro Thoracic Stent-Graft System (Bare Stent Configuration) | 28-M4-32-250-40S | Standalone | DE0503702 | 1 Patients with thoracic aortic aneurysm (TAA; ruptured or unruptured) who are not suitable for OSR and are: 1.1 symptomatic; OR 1.2 asymptomatic and with an aneurysm of 5.5 cm or larger (measured outer-to-outer maximum anterior-posterior aortic diameter); OR 1.3 asymptomatic and with an aneurysm that has grown by more than 1 cm in one year (measured outer-to-outer maximum anterior-posterior aortic diameter). 2 Patients with type B aortic dissection (TBAD) with suitable anatomy for TEVAR and the TBAD is: 2.1 Complicated (presence of malperfusion syndrome or rupture) hyperacute (less than 24 hours), acute (1 to 14 days), or subacute (15 to 90 days); OR 2.2 Uncomplicated with high-risk features (refractory pain, refractory hypertension, bloody pleural effusion, aortic diameter of more than 40 mm, imaging evidence of malperfusion, entry tear on lesser curvature, or false lumen of more than 22 mm). 3 Patients with traumatic aortic injury who do not have contraindications to endovascular repair.
Vascular | Endovascular aortic repair | Aortic stent graft package | TEVAR package | Terumo Aortic | RelayPro Thoracic Stent-Graft System (Bare Stent Configuration) | 28-M4-34-110-40S | Standalone | DE0503702 | 1 Patients with thoracic aortic aneurysm (TAA; ruptured or unruptured) who are not suitable for OSR and are: 1.1 symptomatic; OR 1.2 asymptomatic and with an aneurysm of 5.5 cm or larger (measured outer-to-outer maximum anterior-posterior aortic diameter); OR 1.3 asymptomatic and with an aneurysm that has grown by more than 1 cm in one year (measured outer-to-outer maximum anterior-posterior aortic diameter). 2 Patients with type B aortic dissection (TBAD) with suitable anatomy for TEVAR and the TBAD is: 2.1 Complicated (presence of malperfusion syndrome or rupture) hyperacute (less than 24 hours), acute (1 to 14 days), or subacute (15 to 90 days); OR 2.2 Uncomplicated with high-risk features (refractory pain, refractory hypertension, bloody pleural effusion, aortic diameter of more than 40 mm, imaging evidence of malperfusion, entry tear on lesser curvature, or false lumen of more than 22 mm). 3 Patients with traumatic aortic injury who do not have contraindications to endovascular repair.
Vascular | Endovascular aortic repair | Aortic stent graft package | TEVAR package | Terumo Aortic | RelayPro Thoracic Stent-Graft System (Bare Stent Configuration) | 28-M4-34-130-40S | Standalone | DE0503702 | 1 Patients with thoracic aortic aneurysm (TAA; ruptured or unruptured) who are not suitable for OSR and are: 1.1 symptomatic; OR 1.2 asymptomatic and with an aneurysm of 5.5 cm or larger (measured outer-to-outer maximum anterior-posterior aortic diameter); OR 1.3 asymptomatic and with an aneurysm that has grown by more than 1 cm in one year (measured outer-to-outer maximum anterior-posterior aortic diameter). 2 Patients with type B aortic dissection (TBAD) with suitable anatomy for TEVAR and the TBAD is: 2.1 Complicated (presence of malperfusion syndrome or rupture) hyperacute (less than 24 hours), acute (1 to 14 days), or subacute (15 to 90 days); OR 2.2 Uncomplicated with high-risk features (refractory pain, refractory hypertension, bloody pleural effusion, aortic diameter of more than 40 mm, imaging evidence of malperfusion, entry tear on lesser curvature, or false lumen of more than 22 mm). 3 Patients with traumatic aortic injury who do not have contraindications to endovascular repair.
Vascular | Endovascular aortic repair | Aortic stent graft package | TEVAR package | Terumo Aortic | RelayPro Thoracic Stent-Graft System (Bare Stent Configuration) | 28-M4-34-150-40S | Standalone | DE0503702 | 1 Patients with thoracic aortic aneurysm (TAA; ruptured or unruptured) who are not suitable for OSR and are: 1.1 symptomatic; OR 1.2 asymptomatic and with an aneurysm of 5.5 cm or larger (measured outer-to-outer maximum anterior-posterior aortic diameter); OR 1.3 asymptomatic and with an aneurysm that has grown by more than 1 cm in one year (measured outer-to-outer maximum anterior-posterior aortic diameter). 2 Patients with type B aortic dissection (TBAD) with suitable anatomy for TEVAR and the TBAD is: 2.1 Complicated (presence of malperfusion syndrome or rupture) hyperacute (less than 24 hours), acute (1 to 14 days), or subacute (15 to 90 days); OR 2.2 Uncomplicated with high-risk features (refractory pain, refractory hypertension, bloody pleural effusion, aortic diameter of more than 40 mm, imaging evidence of malperfusion, entry tear on lesser curvature, or false lumen of more than 22 mm). 3 Patients with traumatic aortic injury who do not have contraindications to endovascular repair.
Vascular | Endovascular aortic repair | Aortic stent graft package | TEVAR package | Terumo Aortic | RelayPro Thoracic Stent-Graft System (Bare Stent Configuration) | 28-M4-34-170-40S | Standalone | DE0503702 | 1 Patients with thoracic aortic aneurysm (TAA; ruptured or unruptured) who are not suitable for OSR and are: 1.1 symptomatic; OR 1.2 asymptomatic and with an aneurysm of 5.5 cm or larger (measured outer-to-outer maximum anterior-posterior aortic diameter); OR 1.3 asymptomatic and with an aneurysm that has grown by more than 1 cm in one year (measured outer-to-outer maximum anterior-posterior aortic diameter). 2 Patients with type B aortic dissection (TBAD) with suitable anatomy for TEVAR and the TBAD is: 2.1 Complicated (presence of malperfusion syndrome or rupture) hyperacute (less than 24 hours), acute (1 to 14 days), or subacute (15 to 90 days); OR 2.2 Uncomplicated with high-risk features (refractory pain, refractory hypertension, bloody pleural effusion, aortic diameter of more than 40 mm, imaging evidence of malperfusion, entry tear on lesser curvature, or false lumen of more than 22 mm). 3 Patients with traumatic aortic injury who do not have contraindications to endovascular repair.
Vascular | Endovascular aortic repair | Aortic stent graft package | TEVAR package | Terumo Aortic | RelayPro Thoracic Stent-Graft System (Bare Stent Configuration) | 28-M4-34-190-40S | Standalone | DE0503702 | 1 Patients with thoracic aortic aneurysm (TAA; ruptured or unruptured) who are not suitable for OSR and are: 1.1 symptomatic; OR 1.2 asymptomatic and with an aneurysm of 5.5 cm or larger (measured outer-to-outer maximum anterior-posterior aortic diameter); OR 1.3 asymptomatic and with an aneurysm that has grown by more than 1 cm in one year (measured outer-to-outer maximum anterior-posterior aortic diameter). 2 Patients with type B aortic dissection (TBAD) with suitable anatomy for TEVAR and the TBAD is: 2.1 Complicated (presence of malperfusion syndrome or rupture) hyperacute (less than 24 hours), acute (1 to 14 days), or subacute (15 to 90 days); OR 2.2 Uncomplicated with high-risk features (refractory pain, refractory hypertension, bloody pleural effusion, aortic diameter of more than 40 mm, imaging evidence of malperfusion, entry tear on lesser curvature, or false lumen of more than 22 mm). 3 Patients with traumatic aortic injury who do not have contraindications to endovascular repair.
Vascular | Endovascular aortic repair | Aortic stent graft package | TEVAR package | Terumo Aortic | RelayPro Thoracic Stent-Graft System (Bare Stent Configuration) | 28-M4-34-210-40S | Standalone | DE0503702 | 1 Patients with thoracic aortic aneurysm (TAA; ruptured or unruptured) who are not suitable for OSR and are: 1.1 symptomatic; OR 1.2 asymptomatic and with an aneurysm of 5.5 cm or larger (measured outer-to-outer maximum anterior-posterior aortic diameter); OR 1.3 asymptomatic and with an aneurysm that has grown by more than 1 cm in one year (measured outer-to-outer maximum anterior-posterior aortic diameter). 2 Patients with type B aortic dissection (TBAD) with suitable anatomy for TEVAR and the TBAD is: 2.1 Complicated (presence of malperfusion syndrome or rupture) hyperacute (less than 24 hours), acute (1 to 14 days), or subacute (15 to 90 days); OR 2.2 Uncomplicated with high-risk features (refractory pain, refractory hypertension, bloody pleural effusion, aortic diameter of more than 40 mm, imaging evidence of malperfusion, entry tear on lesser curvature, or false lumen of more than 22 mm). 3 Patients with traumatic aortic injury who do not have contraindications to endovascular repair.
Vascular | Endovascular aortic repair | Aortic stent graft package | TEVAR package | Terumo Aortic | RelayPro Thoracic Stent-Graft System (Bare Stent Configuration) | 28-M4-34-230-40S | Standalone | DE0503702 | 1 Patients with thoracic aortic aneurysm (TAA; ruptured or unruptured) who are not suitable for OSR and are: 1.1 symptomatic; OR 1.2 asymptomatic and with an aneurysm of 5.5 cm or larger (measured outer-to-outer maximum anterior-posterior aortic diameter); OR 1.3 asymptomatic and with an aneurysm that has grown by more than 1 cm in one year (measured outer-to-outer maximum anterior-posterior aortic diameter). 2 Patients with type B aortic dissection (TBAD) with suitable anatomy for TEVAR and the TBAD is: 2.1 Complicated (presence of malperfusion syndrome or rupture) hyperacute (less than 24 hours), acute (1 to 14 days), or subacute (15 to 90 days); OR 2.2 Uncomplicated with high-risk features (refractory pain, refractory hypertension, bloody pleural effusion, aortic diameter of more than 40 mm, imaging evidence of malperfusion, entry tear on lesser curvature, or false lumen of more than 22 mm). 3 Patients with traumatic aortic injury who do not have contraindications to endovascular repair.
Vascular | Endovascular aortic repair | Aortic stent graft package | TEVAR package | Terumo Aortic | RelayPro Thoracic Stent-Graft System (Bare Stent Configuration) | 28-M4-34-250-40S | Standalone | DE0503702 | 1 Patients with thoracic aortic aneurysm (TAA; ruptured or unruptured) who are not suitable for OSR and are: 1.1 symptomatic; OR 1.2 asymptomatic and with an aneurysm of 5.5 cm or larger (measured outer-to-outer maximum anterior-posterior aortic diameter); OR 1.3 asymptomatic and with an aneurysm that has grown by more than 1 cm in one year (measured outer-to-outer maximum anterior-posterior aortic diameter). 2 Patients with type B aortic dissection (TBAD) with suitable anatomy for TEVAR and the TBAD is: 2.1 Complicated (presence of malperfusion syndrome or rupture) hyperacute (less than 24 hours), acute (1 to 14 days), or subacute (15 to 90 days); OR 2.2 Uncomplicated with high-risk features (refractory pain, refractory hypertension, bloody pleural effusion, aortic diameter of more than 40 mm, imaging evidence of malperfusion, entry tear on lesser curvature, or false lumen of more than 22 mm). 3 Patients with traumatic aortic injury who do not have contraindications to endovascular repair.
Vascular | Endovascular aortic repair | Aortic stent graft package | TEVAR package | Terumo Aortic | RelayPro Thoracic Stent-Graft System (Bare Stent Configuration) | 28-M4-36-110-40S | Standalone | DE0503702 | 1 Patients with thoracic aortic aneurysm (TAA; ruptured or unruptured) who are not suitable for OSR and are: 1.1 symptomatic; OR 1.2 asymptomatic and with an aneurysm of 5.5 cm or larger (measured outer-to-outer maximum anterior-posterior aortic diameter); OR 1.3 asymptomatic and with an aneurysm that has grown by more than 1 cm in one year (measured outer-to-outer maximum anterior-posterior aortic diameter). 2 Patients with type B aortic dissection (TBAD) with suitable anatomy for TEVAR and the TBAD is: 2.1 Complicated (presence of malperfusion syndrome or rupture) hyperacute (less than 24 hours), acute (1 to 14 days), or subacute (15 to 90 days); OR 2.2 Uncomplicated with high-risk features (refractory pain, refractory hypertension, bloody pleural effusion, aortic diameter of more than 40 mm, imaging evidence of malperfusion, entry tear on lesser curvature, or false lumen of more than 22 mm). 3 Patients with traumatic aortic injury who do not have contraindications to endovascular repair.
Vascular | Endovascular aortic repair | Aortic stent graft package | TEVAR package | Terumo Aortic | RelayPro Thoracic Stent-Graft System (Bare Stent Configuration) | 28-M4-36-130-40S | Standalone | DE0503702 | 1 Patients with thoracic aortic aneurysm (TAA; ruptured or unruptured) who are not suitable for OSR and are: 1.1 symptomatic; OR 1.2 asymptomatic and with an aneurysm of 5.5 cm or larger (measured outer-to-outer maximum anterior-posterior aortic diameter); OR 1.3 asymptomatic and with an aneurysm that has grown by more than 1 cm in one year (measured outer-to-outer maximum anterior-posterior aortic diameter). 2 Patients with type B aortic dissection (TBAD) with suitable anatomy for TEVAR and the TBAD is: 2.1 Complicated (presence of malperfusion syndrome or rupture) hyperacute (less than 24 hours), acute (1 to 14 days), or subacute (15 to 90 days); OR 2.2 Uncomplicated with high-risk features (refractory pain, refractory hypertension, bloody pleural effusion, aortic diameter of more than 40 mm, imaging evidence of malperfusion, entry tear on lesser curvature, or false lumen of more than 22 mm). 3 Patients with traumatic aortic injury who do not have contraindications to endovascular repair.
Vascular | Endovascular aortic repair | Aortic stent graft package | TEVAR package | Terumo Aortic | RelayPro Thoracic Stent-Graft System (Bare Stent Configuration) | 28-M4-36-150-40S | Standalone | DE0503702 | 1 Patients with thoracic aortic aneurysm (TAA; ruptured or unruptured) who are not suitable for OSR and are: 1.1 symptomatic; OR 1.2 asymptomatic and with an aneurysm of 5.5 cm or larger (measured outer-to-outer maximum anterior-posterior aortic diameter); OR 1.3 asymptomatic and with an aneurysm that has grown by more than 1 cm in one year (measured outer-to-outer maximum anterior-posterior aortic diameter). 2 Patients with type B aortic dissection (TBAD) with suitable anatomy for TEVAR and the TBAD is: 2.1 Complicated (presence of malperfusion syndrome or rupture) hyperacute (less than 24 hours), acute (1 to 14 days), or subacute (15 to 90 days); OR 2.2 Uncomplicated with high-risk features (refractory pain, refractory hypertension, bloody pleural effusion, aortic diameter of more than 40 mm, imaging evidence of malperfusion, entry tear on lesser curvature, or false lumen of more than 22 mm). 3 Patients with traumatic aortic injury who do not have contraindications to endovascular repair.
Vascular | Endovascular aortic repair | Aortic stent graft package | TEVAR package | Terumo Aortic | RelayPro Thoracic Stent-Graft System (Bare Stent Configuration) | 28-M4-36-170-40S | Standalone | DE0503702 | 1 Patients with thoracic aortic aneurysm (TAA; ruptured or unruptured) who are not suitable for OSR and are: 1.1 symptomatic; OR 1.2 asymptomatic and with an aneurysm of 5.5 cm or larger (measured outer-to-outer maximum anterior-posterior aortic diameter); OR 1.3 asymptomatic and with an aneurysm that has grown by more than 1 cm in one year (measured outer-to-outer maximum anterior-posterior aortic diameter). 2 Patients with type B aortic dissection (TBAD) with suitable anatomy for TEVAR and the TBAD is: 2.1 Complicated (presence of malperfusion syndrome or rupture) hyperacute (less than 24 hours), acute (1 to 14 days), or subacute (15 to 90 days); OR 2.2 Uncomplicated with high-risk features (refractory pain, refractory hypertension, bloody pleural effusion, aortic diameter of more than 40 mm, imaging evidence of malperfusion, entry tear on lesser curvature, or false lumen of more than 22 mm). 3 Patients with traumatic aortic injury who do not have contraindications to endovascular repair.
Vascular | Endovascular aortic repair | Aortic stent graft package | TEVAR package | Terumo Aortic | RelayPro Thoracic Stent-Graft System (Bare Stent Configuration) | 28-M4-36-190-40S | Standalone | DE0503702 | 1 Patients with thoracic aortic aneurysm (TAA; ruptured or unruptured) who are not suitable for OSR and are: 1.1 symptomatic; OR 1.2 asymptomatic and with an aneurysm of 5.5 cm or larger (measured outer-to-outer maximum anterior-posterior aortic diameter); OR 1.3 asymptomatic and with an aneurysm that has grown by more than 1 cm in one year (measured outer-to-outer maximum anterior-posterior aortic diameter). 2 Patients with type B aortic dissection (TBAD) with suitable anatomy for TEVAR and the TBAD is: 2.1 Complicated (presence of malperfusion syndrome or rupture) hyperacute (less than 24 hours), acute (1 to 14 days), or subacute (15 to 90 days); OR 2.2 Uncomplicated with high-risk features (refractory pain, refractory hypertension, bloody pleural effusion, aortic diameter of more than 40 mm, imaging evidence of malperfusion, entry tear on lesser curvature, or false lumen of more than 22 mm). 3 Patients with traumatic aortic injury who do not have contraindications to endovascular repair.
Vascular | Endovascular aortic repair | Aortic stent graft package | TEVAR package | Terumo Aortic | RelayPro Thoracic Stent-Graft System (Bare Stent Configuration) | 28-M4-36-210-40S | Standalone | DE0503702 | 1 Patients with thoracic aortic aneurysm (TAA; ruptured or unruptured) who are not suitable for OSR and are: 1.1 symptomatic; OR 1.2 asymptomatic and with an aneurysm of 5.5 cm or larger (measured outer-to-outer maximum anterior-posterior aortic diameter); OR 1.3 asymptomatic and with an aneurysm that has grown by more than 1 cm in one year (measured outer-to-outer maximum anterior-posterior aortic diameter). 2 Patients with type B aortic dissection (TBAD) with suitable anatomy for TEVAR and the TBAD is: 2.1 Complicated (presence of malperfusion syndrome or rupture) hyperacute (less than 24 hours), acute (1 to 14 days), or subacute (15 to 90 days); OR 2.2 Uncomplicated with high-risk features (refractory pain, refractory hypertension, bloody pleural effusion, aortic diameter of more than 40 mm, imaging evidence of malperfusion, entry tear on lesser curvature, or false lumen of more than 22 mm). 3 Patients with traumatic aortic injury who do not have contraindications to endovascular repair.
Vascular | Endovascular aortic repair | Aortic stent graft package | TEVAR package | Terumo Aortic | RelayPro Thoracic Stent-Graft System (Bare Stent Configuration) | 28-M4-36-230-40S | Standalone | DE0503702 | 1 Patients with thoracic aortic aneurysm (TAA; ruptured or unruptured) who are not suitable for OSR and are: 1.1 symptomatic; OR 1.2 asymptomatic and with an aneurysm of 5.5 cm or larger (measured outer-to-outer maximum anterior-posterior aortic diameter); OR 1.3 asymptomatic and with an aneurysm that has grown by more than 1 cm in one year (measured outer-to-outer maximum anterior-posterior aortic diameter). 2 Patients with type B aortic dissection (TBAD) with suitable anatomy for TEVAR and the TBAD is: 2.1 Complicated (presence of malperfusion syndrome or rupture) hyperacute (less than 24 hours), acute (1 to 14 days), or subacute (15 to 90 days); OR 2.2 Uncomplicated with high-risk features (refractory pain, refractory hypertension, bloody pleural effusion, aortic diameter of more than 40 mm, imaging evidence of malperfusion, entry tear on lesser curvature, or false lumen of more than 22 mm). 3 Patients with traumatic aortic injury who do not have contraindications to endovascular repair.
Vascular | Endovascular aortic repair | Aortic stent graft package | TEVAR package | Terumo Aortic | RelayPro Thoracic Stent-Graft System (Bare Stent Configuration) | 28-M4-36-250-40S | Standalone | DE0503702 | 1 Patients with thoracic aortic aneurysm (TAA; ruptured or unruptured) who are not suitable for OSR and are: 1.1 symptomatic; OR 1.2 asymptomatic and with an aneurysm of 5.5 cm or larger (measured outer-to-outer maximum anterior-posterior aortic diameter); OR 1.3 asymptomatic and with an aneurysm that has grown by more than 1 cm in one year (measured outer-to-outer maximum anterior-posterior aortic diameter). 2 Patients with type B aortic dissection (TBAD) with suitable anatomy for TEVAR and the TBAD is: 2.1 Complicated (presence of malperfusion syndrome or rupture) hyperacute (less than 24 hours), acute (1 to 14 days), or subacute (15 to 90 days); OR 2.2 Uncomplicated with high-risk features (refractory pain, refractory hypertension, bloody pleural effusion, aortic diameter of more than 40 mm, imaging evidence of malperfusion, entry tear on lesser curvature, or false lumen of more than 22 mm). 3 Patients with traumatic aortic injury who do not have contraindications to endovascular repair.
Vascular | Endovascular aortic repair | Aortic stent graft package | TEVAR package | Terumo Aortic | RelayPro Thoracic Stent-Graft System (Bare Stent Configuration) | 28-M4-38-110-40S | Standalone | DE0503702 | 1 Patients with thoracic aortic aneurysm (TAA; ruptured or unruptured) who are not suitable for OSR and are: 1.1 symptomatic; OR 1.2 asymptomatic and with an aneurysm of 5.5 cm or larger (measured outer-to-outer maximum anterior-posterior aortic diameter); OR 1.3 asymptomatic and with an aneurysm that has grown by more than 1 cm in one year (measured outer-to-outer maximum anterior-posterior aortic diameter). 2 Patients with type B aortic dissection (TBAD) with suitable anatomy for TEVAR and the TBAD is: 2.1 Complicated (presence of malperfusion syndrome or rupture) hyperacute (less than 24 hours), acute (1 to 14 days), or subacute (15 to 90 days); OR 2.2 Uncomplicated with high-risk features (refractory pain, refractory hypertension, bloody pleural effusion, aortic diameter of more than 40 mm, imaging evidence of malperfusion, entry tear on lesser curvature, or false lumen of more than 22 mm). 3 Patients with traumatic aortic injury who do not have contraindications to endovascular repair.
Vascular | Endovascular aortic repair | Aortic stent graft package | TEVAR package | Terumo Aortic | RelayPro Thoracic Stent-Graft System (Bare Stent Configuration) | 28-M4-38-130-40S | Standalone | DE0503702 | 1 Patients with thoracic aortic aneurysm (TAA; ruptured or unruptured) who are not suitable for OSR and are: 1.1 symptomatic; OR 1.2 asymptomatic and with an aneurysm of 5.5 cm or larger (measured outer-to-outer maximum anterior-posterior aortic diameter); OR 1.3 asymptomatic and with an aneurysm that has grown by more than 1 cm in one year (measured outer-to-outer maximum anterior-posterior aortic diameter). 2 Patients with type B aortic dissection (TBAD) with suitable anatomy for TEVAR and the TBAD is: 2.1 Complicated (presence of malperfusion syndrome or rupture) hyperacute (less than 24 hours), acute (1 to 14 days), or subacute (15 to 90 days); OR 2.2 Uncomplicated with high-risk features (refractory pain, refractory hypertension, bloody pleural effusion, aortic diameter of more than 40 mm, imaging evidence of malperfusion, entry tear on lesser curvature, or false lumen of more than 22 mm). 3 Patients with traumatic aortic injury who do not have contraindications to endovascular repair.
Vascular | Endovascular aortic repair | Aortic stent graft package | TEVAR package | Terumo Aortic | RelayPro Thoracic Stent-Graft System (Bare Stent Configuration) | 28-M4-38-150-40S | Standalone | DE0503702 | 1 Patients with thoracic aortic aneurysm (TAA; ruptured or unruptured) who are not suitable for OSR and are: 1.1 symptomatic; OR 1.2 asymptomatic and with an aneurysm of 5.5 cm or larger (measured outer-to-outer maximum anterior-posterior aortic diameter); OR 1.3 asymptomatic and with an aneurysm that has grown by more than 1 cm in one year (measured outer-to-outer maximum anterior-posterior aortic diameter). 2 Patients with type B aortic dissection (TBAD) with suitable anatomy for TEVAR and the TBAD is: 2.1 Complicated (presence of malperfusion syndrome or rupture) hyperacute (less than 24 hours), acute (1 to 14 days), or subacute (15 to 90 days); OR 2.2 Uncomplicated with high-risk features (refractory pain, refractory hypertension, bloody pleural effusion, aortic diameter of more than 40 mm, imaging evidence of malperfusion, entry tear on lesser curvature, or false lumen of more than 22 mm). 3 Patients with traumatic aortic injury who do not have contraindications to endovascular repair.
Vascular | Endovascular aortic repair | Aortic stent graft package | TEVAR package | Terumo Aortic | RelayPro Thoracic Stent-Graft System (Bare Stent Configuration) | 28-M4-38-170-40S | Standalone | DE0503702 | 1 Patients with thoracic aortic aneurysm (TAA; ruptured or unruptured) who are not suitable for OSR and are: 1.1 symptomatic; OR 1.2 asymptomatic and with an aneurysm of 5.5 cm or larger (measured outer-to-outer maximum anterior-posterior aortic diameter); OR 1.3 asymptomatic and with an aneurysm that has grown by more than 1 cm in one year (measured outer-to-outer maximum anterior-posterior aortic diameter). 2 Patients with type B aortic dissection (TBAD) with suitable anatomy for TEVAR and the TBAD is: 2.1 Complicated (presence of malperfusion syndrome or rupture) hyperacute (less than 24 hours), acute (1 to 14 days), or subacute (15 to 90 days); OR 2.2 Uncomplicated with high-risk features (refractory pain, refractory hypertension, bloody pleural effusion, aortic diameter of more than 40 mm, imaging evidence of malperfusion, entry tear on lesser curvature, or false lumen of more than 22 mm). 3 Patients with traumatic aortic injury who do not have contraindications to endovascular repair.
Vascular | Endovascular aortic repair | Aortic stent graft package | TEVAR package | Terumo Aortic | RelayPro Thoracic Stent-Graft System (Bare Stent Configuration) | 28-M4-38-190-40S | Standalone | DE0503702 | 1 Patients with thoracic aortic aneurysm (TAA; ruptured or unruptured) who are not suitable for OSR and are: 1.1 symptomatic; OR 1.2 asymptomatic and with an aneurysm of 5.5 cm or larger (measured outer-to-outer maximum anterior-posterior aortic diameter); OR 1.3 asymptomatic and with an aneurysm that has grown by more than 1 cm in one year (measured outer-to-outer maximum anterior-posterior aortic diameter). 2 Patients with type B aortic dissection (TBAD) with suitable anatomy for TEVAR and the TBAD is: 2.1 Complicated (presence of malperfusion syndrome or rupture) hyperacute (less than 24 hours), acute (1 to 14 days), or subacute (15 to 90 days); OR 2.2 Uncomplicated with high-risk features (refractory pain, refractory hypertension, bloody pleural effusion, aortic diameter of more than 40 mm, imaging evidence of malperfusion, entry tear on lesser curvature, or false lumen of more than 22 mm). 3 Patients with traumatic aortic injury who do not have contraindications to endovascular repair.
Vascular | Endovascular aortic repair | Aortic stent graft package | TEVAR package | Terumo Aortic | RelayPro Thoracic Stent-Graft System (Bare Stent Configuration) | 28-M4-38-210-40S | Standalone | DE0503702 | 1 Patients with thoracic aortic aneurysm (TAA; ruptured or unruptured) who are not suitable for OSR and are: 1.1 symptomatic; OR 1.2 asymptomatic and with an aneurysm of 5.5 cm or larger (measured outer-to-outer maximum anterior-posterior aortic diameter); OR 1.3 asymptomatic and with an aneurysm that has grown by more than 1 cm in one year (measured outer-to-outer maximum anterior-posterior aortic diameter). 2 Patients with type B aortic dissection (TBAD) with suitable anatomy for TEVAR and the TBAD is: 2.1 Complicated (presence of malperfusion syndrome or rupture) hyperacute (less than 24 hours), acute (1 to 14 days), or subacute (15 to 90 days); OR 2.2 Uncomplicated with high-risk features (refractory pain, refractory hypertension, bloody pleural effusion, aortic diameter of more than 40 mm, imaging evidence of malperfusion, entry tear on lesser curvature, or false lumen of more than 22 mm). 3 Patients with traumatic aortic injury who do not have contraindications to endovascular repair.
Vascular | Endovascular aortic repair | Aortic stent graft package | TEVAR package | Terumo Aortic | RelayPro Thoracic Stent-Graft System (Bare Stent Configuration) | 28-M4-38-230-40S | Standalone | DE0503702 | 1 Patients with thoracic aortic aneurysm (TAA; ruptured or unruptured) who are not suitable for OSR and are: 1.1 symptomatic; OR 1.2 asymptomatic and with an aneurysm of 5.5 cm or larger (measured outer-to-outer maximum anterior-posterior aortic diameter); OR 1.3 asymptomatic and with an aneurysm that has grown by more than 1 cm in one year (measured outer-to-outer maximum anterior-posterior aortic diameter). 2 Patients with type B aortic dissection (TBAD) with suitable anatomy for TEVAR and the TBAD is: 2.1 Complicated (presence of malperfusion syndrome or rupture) hyperacute (less than 24 hours), acute (1 to 14 days), or subacute (15 to 90 days); OR 2.2 Uncomplicated with high-risk features (refractory pain, refractory hypertension, bloody pleural effusion, aortic diameter of more than 40 mm, imaging evidence of malperfusion, entry tear on lesser curvature, or false lumen of more than 22 mm). 3 Patients with traumatic aortic injury who do not have contraindications to endovascular repair.
Vascular | Endovascular aortic repair | Aortic stent graft package | TEVAR package | Terumo Aortic | RelayPro Thoracic Stent-Graft System (Bare Stent Configuration) | 28-M4-38-250-40S | Standalone | DE0503702 | 1 Patients with thoracic aortic aneurysm (TAA; ruptured or unruptured) who are not suitable for OSR and are: 1.1 symptomatic; OR 1.2 asymptomatic and with an aneurysm of 5.5 cm or larger (measured outer-to-outer maximum anterior-posterior aortic diameter); OR 1.3 asymptomatic and with an aneurysm that has grown by more than 1 cm in one year (measured outer-to-outer maximum anterior-posterior aortic diameter). 2 Patients with type B aortic dissection (TBAD) with suitable anatomy for TEVAR and the TBAD is: 2.1 Complicated (presence of malperfusion syndrome or rupture) hyperacute (less than 24 hours), acute (1 to 14 days), or subacute (15 to 90 days); OR 2.2 Uncomplicated with high-risk features (refractory pain, refractory hypertension, bloody pleural effusion, aortic diameter of more than 40 mm, imaging evidence of malperfusion, entry tear on lesser curvature, or false lumen of more than 22 mm). 3 Patients with traumatic aortic injury who do not have contraindications to endovascular repair.
Vascular | Endovascular aortic repair | Aortic stent graft package | TEVAR package | Terumo Aortic | RelayPro Thoracic Stent-Graft System (Bare Stent Configuration) | 28-M4-40-105-40S | Standalone | DE0503702 | 1 Patients with thoracic aortic aneurysm (TAA; ruptured or unruptured) who are not suitable for OSR and are: 1.1 symptomatic; OR 1.2 asymptomatic and with an aneurysm of 5.5 cm or larger (measured outer-to-outer maximum anterior-posterior aortic diameter); OR 1.3 asymptomatic and with an aneurysm that has grown by more than 1 cm in one year (measured outer-to-outer maximum anterior-posterior aortic diameter). 2 Patients with type B aortic dissection (TBAD) with suitable anatomy for TEVAR and the TBAD is: 2.1 Complicated (presence of malperfusion syndrome or rupture) hyperacute (less than 24 hours), acute (1 to 14 days), or subacute (15 to 90 days); OR 2.2 Uncomplicated with high-risk features (refractory pain, refractory hypertension, bloody pleural effusion, aortic diameter of more than 40 mm, imaging evidence of malperfusion, entry tear on lesser curvature, or false lumen of more than 22 mm). 3 Patients with traumatic aortic injury who do not have contraindications to endovascular repair.
Vascular | Endovascular aortic repair | Aortic stent graft package | TEVAR package | Terumo Aortic | RelayPro Thoracic Stent-Graft System (Bare Stent Configuration) | 28-M4-40-130-40S | Standalone | DE0503702 | 1 Patients with thoracic aortic aneurysm (TAA; ruptured or unruptured) who are not suitable for OSR and are: 1.1 symptomatic; OR 1.2 asymptomatic and with an aneurysm of 5.5 cm or larger (measured outer-to-outer maximum anterior-posterior aortic diameter); OR 1.3 asymptomatic and with an aneurysm that has grown by more than 1 cm in one year (measured outer-to-outer maximum anterior-posterior aortic diameter). 2 Patients with type B aortic dissection (TBAD) with suitable anatomy for TEVAR and the TBAD is: 2.1 Complicated (presence of malperfusion syndrome or rupture) hyperacute (less than 24 hours), acute (1 to 14 days), or subacute (15 to 90 days); OR 2.2 Uncomplicated with high-risk features (refractory pain, refractory hypertension, bloody pleural effusion, aortic diameter of more than 40 mm, imaging evidence of malperfusion, entry tear on lesser curvature, or false lumen of more than 22 mm). 3 Patients with traumatic aortic injury who do not have contraindications to endovascular repair.
Vascular | Endovascular aortic repair | Aortic stent graft package | TEVAR package | Terumo Aortic | RelayPro Thoracic Stent-Graft System (Bare Stent Configuration) | 28-M4-40-145-40S | Standalone | DE0503702 | 1 Patients with thoracic aortic aneurysm (TAA; ruptured or unruptured) who are not suitable for OSR and are: 1.1 symptomatic; OR 1.2 asymptomatic and with an aneurysm of 5.5 cm or larger (measured outer-to-outer maximum anterior-posterior aortic diameter); OR 1.3 asymptomatic and with an aneurysm that has grown by more than 1 cm in one year (measured outer-to-outer maximum anterior-posterior aortic diameter). 2 Patients with type B aortic dissection (TBAD) with suitable anatomy for TEVAR and the TBAD is: 2.1 Complicated (presence of malperfusion syndrome or rupture) hyperacute (less than 24 hours), acute (1 to 14 days), or subacute (15 to 90 days); OR 2.2 Uncomplicated with high-risk features (refractory pain, refractory hypertension, bloody pleural effusion, aortic diameter of more than 40 mm, imaging evidence of malperfusion, entry tear on lesser curvature, or false lumen of more than 22 mm). 3 Patients with traumatic aortic injury who do not have contraindications to endovascular repair.
Vascular | Endovascular aortic repair | Aortic stent graft package | TEVAR package | Terumo Aortic | RelayPro Thoracic Stent-Graft System (Bare Stent Configuration) | 28-M4-40-170-40S | Standalone | DE0503702 | 1 Patients with thoracic aortic aneurysm (TAA; ruptured or unruptured) who are not suitable for OSR and are: 1.1 symptomatic; OR 1.2 asymptomatic and with an aneurysm of 5.5 cm or larger (measured outer-to-outer maximum anterior-posterior aortic diameter); OR 1.3 asymptomatic and with an aneurysm that has grown by more than 1 cm in one year (measured outer-to-outer maximum anterior-posterior aortic diameter). 2 Patients with type B aortic dissection (TBAD) with suitable anatomy for TEVAR and the TBAD is: 2.1 Complicated (presence of malperfusion syndrome or rupture) hyperacute (less than 24 hours), acute (1 to 14 days), or subacute (15 to 90 days); OR 2.2 Uncomplicated with high-risk features (refractory pain, refractory hypertension, bloody pleural effusion, aortic diameter of more than 40 mm, imaging evidence of malperfusion, entry tear on lesser curvature, or false lumen of more than 22 mm). 3 Patients with traumatic aortic injury who do not have contraindications to endovascular repair.
Vascular | Endovascular aortic repair | Aortic stent graft package | TEVAR package | Terumo Aortic | RelayPro Thoracic Stent-Graft System (Bare Stent Configuration) | 28-M4-40-195-40S | Standalone | DE0503702 | 1 Patients with thoracic aortic aneurysm (TAA; ruptured or unruptured) who are not suitable for OSR and are: 1.1 symptomatic; OR 1.2 asymptomatic and with an aneurysm of 5.5 cm or larger (measured outer-to-outer maximum anterior-posterior aortic diameter); OR 1.3 asymptomatic and with an aneurysm that has grown by more than 1 cm in one year (measured outer-to-outer maximum anterior-posterior aortic diameter). 2 Patients with type B aortic dissection (TBAD) with suitable anatomy for TEVAR and the TBAD is: 2.1 Complicated (presence of malperfusion syndrome or rupture) hyperacute (less than 24 hours), acute (1 to 14 days), or subacute (15 to 90 days); OR 2.2 Uncomplicated with high-risk features (refractory pain, refractory hypertension, bloody pleural effusion, aortic diameter of more than 40 mm, imaging evidence of malperfusion, entry tear on lesser curvature, or false lumen of more than 22 mm). 3 Patients with traumatic aortic injury who do not have contraindications to endovascular repair.
Vascular | Endovascular aortic repair | Aortic stent graft package | TEVAR package | Terumo Aortic | RelayPro Thoracic Stent-Graft System (Bare Stent Configuration) | 28-M4-40-210-40S | Standalone | DE0503702 | 1 Patients with thoracic aortic aneurysm (TAA; ruptured or unruptured) who are not suitable for OSR and are: 1.1 symptomatic; OR 1.2 asymptomatic and with an aneurysm of 5.5 cm or larger (measured outer-to-outer maximum anterior-posterior aortic diameter); OR 1.3 asymptomatic and with an aneurysm that has grown by more than 1 cm in one year (measured outer-to-outer maximum anterior-posterior aortic diameter). 2 Patients with type B aortic dissection (TBAD) with suitable anatomy for TEVAR and the TBAD is: 2.1 Complicated (presence of malperfusion syndrome or rupture) hyperacute (less than 24 hours), acute (1 to 14 days), or subacute (15 to 90 days); OR 2.2 Uncomplicated with high-risk features (refractory pain, refractory hypertension, bloody pleural effusion, aortic diameter of more than 40 mm, imaging evidence of malperfusion, entry tear on lesser curvature, or false lumen of more than 22 mm). 3 Patients with traumatic aortic injury who do not have contraindications to endovascular repair.
Vascular | Endovascular aortic repair | Aortic stent graft package | TEVAR package | Terumo Aortic | RelayPro Thoracic Stent-Graft System (Bare Stent Configuration) | 28-M4-40-230-40S | Standalone | DE0503702 | 1 Patients with thoracic aortic aneurysm (TAA; ruptured or unruptured) who are not suitable for OSR and are: 1.1 symptomatic; OR 1.2 asymptomatic and with an aneurysm of 5.5 cm or larger (measured outer-to-outer maximum anterior-posterior aortic diameter); OR 1.3 asymptomatic and with an aneurysm that has grown by more than 1 cm in one year (measured outer-to-outer maximum anterior-posterior aortic diameter). 2 Patients with type B aortic dissection (TBAD) with suitable anatomy for TEVAR and the TBAD is: 2.1 Complicated (presence of malperfusion syndrome or rupture) hyperacute (less than 24 hours), acute (1 to 14 days), or subacute (15 to 90 days); OR 2.2 Uncomplicated with high-risk features (refractory pain, refractory hypertension, bloody pleural effusion, aortic diameter of more than 40 mm, imaging evidence of malperfusion, entry tear on lesser curvature, or false lumen of more than 22 mm). 3 Patients with traumatic aortic injury who do not have contraindications to endovascular repair.
Vascular | Endovascular aortic repair | Aortic stent graft package | TEVAR package | Terumo Aortic | RelayPro Thoracic Stent-Graft System (Bare Stent Configuration) | 28-M4-40-250-40S | Standalone | DE0503702 | 1 Patients with thoracic aortic aneurysm (TAA; ruptured or unruptured) who are not suitable for OSR and are: 1.1 symptomatic; OR 1.2 asymptomatic and with an aneurysm of 5.5 cm or larger (measured outer-to-outer maximum anterior-posterior aortic diameter); OR 1.3 asymptomatic and with an aneurysm that has grown by more than 1 cm in one year (measured outer-to-outer maximum anterior-posterior aortic diameter). 2 Patients with type B aortic dissection (TBAD) with suitable anatomy for TEVAR and the TBAD is: 2.1 Complicated (presence of malperfusion syndrome or rupture) hyperacute (less than 24 hours), acute (1 to 14 days), or subacute (15 to 90 days); OR 2.2 Uncomplicated with high-risk features (refractory pain, refractory hypertension, bloody pleural effusion, aortic diameter of more than 40 mm, imaging evidence of malperfusion, entry tear on lesser curvature, or false lumen of more than 22 mm). 3 Patients with traumatic aortic injury who do not have contraindications to endovascular repair.
Vascular | Endovascular aortic repair | Aortic stent graft package | TEVAR package | Terumo Aortic | RelayPro Thoracic Stent-Graft System (Bare Stent Configuration) | 28-M4-42-110-40S | Standalone | DE0503702 | 1 Patients with thoracic aortic aneurysm (TAA; ruptured or unruptured) who are not suitable for OSR and are: 1.1 symptomatic; OR 1.2 asymptomatic and with an aneurysm of 5.5 cm or larger (measured outer-to-outer maximum anterior-posterior aortic diameter); OR 1.3 asymptomatic and with an aneurysm that has grown by more than 1 cm in one year (measured outer-to-outer maximum anterior-posterior aortic diameter). 2 Patients with type B aortic dissection (TBAD) with suitable anatomy for TEVAR and the TBAD is: 2.1 Complicated (presence of malperfusion syndrome or rupture) hyperacute (less than 24 hours), acute (1 to 14 days), or subacute (15 to 90 days); OR 2.2 Uncomplicated with high-risk features (refractory pain, refractory hypertension, bloody pleural effusion, aortic diameter of more than 40 mm, imaging evidence of malperfusion, entry tear on lesser curvature, or false lumen of more than 22 mm). 3 Patients with traumatic aortic injury who do not have contraindications to endovascular repair.
Vascular | Endovascular aortic repair | Aortic stent graft package | TEVAR package | Terumo Aortic | RelayPro Thoracic Stent-Graft System (Bare Stent Configuration) | 28-M4-42-130-40S | Standalone | DE0503702 | 1 Patients with thoracic aortic aneurysm (TAA; ruptured or unruptured) who are not suitable for OSR and are: 1.1 symptomatic; OR 1.2 asymptomatic and with an aneurysm of 5.5 cm or larger (measured outer-to-outer maximum anterior-posterior aortic diameter); OR 1.3 asymptomatic and with an aneurysm that has grown by more than 1 cm in one year (measured outer-to-outer maximum anterior-posterior aortic diameter). 2 Patients with type B aortic dissection (TBAD) with suitable anatomy for TEVAR and the TBAD is: 2.1 Complicated (presence of malperfusion syndrome or rupture) hyperacute (less than 24 hours), acute (1 to 14 days), or subacute (15 to 90 days); OR 2.2 Uncomplicated with high-risk features (refractory pain, refractory hypertension, bloody pleural effusion, aortic diameter of more than 40 mm, imaging evidence of malperfusion, entry tear on lesser curvature, or false lumen of more than 22 mm). 3 Patients with traumatic aortic injury who do not have contraindications to endovascular repair.
Vascular | Endovascular aortic repair | Aortic stent graft package | TEVAR package | Terumo Aortic | RelayPro Thoracic Stent-Graft System (Bare Stent Configuration) | 28-M4-42-150-40S | Standalone | DE0503702 | 1 Patients with thoracic aortic aneurysm (TAA; ruptured or unruptured) who are not suitable for OSR and are: 1.1 symptomatic; OR 1.2 asymptomatic and with an aneurysm of 5.5 cm or larger (measured outer-to-outer maximum anterior-posterior aortic diameter); OR 1.3 asymptomatic and with an aneurysm that has grown by more than 1 cm in one year (measured outer-to-outer maximum anterior-posterior aortic diameter). 2 Patients with type B aortic dissection (TBAD) with suitable anatomy for TEVAR and the TBAD is: 2.1 Complicated (presence of malperfusion syndrome or rupture) hyperacute (less than 24 hours), acute (1 to 14 days), or subacute (15 to 90 days); OR 2.2 Uncomplicated with high-risk features (refractory pain, refractory hypertension, bloody pleural effusion, aortic diameter of more than 40 mm, imaging evidence of malperfusion, entry tear on lesser curvature, or false lumen of more than 22 mm). 3 Patients with traumatic aortic injury who do not have contraindications to endovascular repair.
Vascular | Endovascular aortic repair | Aortic stent graft package | TEVAR package | Terumo Aortic | RelayPro Thoracic Stent-Graft System (Bare Stent Configuration) | 28-M4-42-170-40S | Standalone | DE0503702 | 1 Patients with thoracic aortic aneurysm (TAA; ruptured or unruptured) who are not suitable for OSR and are: 1.1 symptomatic; OR 1.2 asymptomatic and with an aneurysm of 5.5 cm or larger (measured outer-to-outer maximum anterior-posterior aortic diameter); OR 1.3 asymptomatic and with an aneurysm that has grown by more than 1 cm in one year (measured outer-to-outer maximum anterior-posterior aortic diameter). 2 Patients with type B aortic dissection (TBAD) with suitable anatomy for TEVAR and the TBAD is: 2.1 Complicated (presence of malperfusion syndrome or rupture) hyperacute (less than 24 hours), acute (1 to 14 days), or subacute (15 to 90 days); OR 2.2 Uncomplicated with high-risk features (refractory pain, refractory hypertension, bloody pleural effusion, aortic diameter of more than 40 mm, imaging evidence of malperfusion, entry tear on lesser curvature, or false lumen of more than 22 mm). 3 Patients with traumatic aortic injury who do not have contraindications to endovascular repair.
Vascular | Endovascular aortic repair | Aortic stent graft package | TEVAR package | Terumo Aortic | RelayPro Thoracic Stent-Graft System (Bare Stent Configuration) | 28-M4-42-190-40S | Standalone | DE0503702 | 1 Patients with thoracic aortic aneurysm (TAA; ruptured or unruptured) who are not suitable for OSR and are: 1.1 symptomatic; OR 1.2 asymptomatic and with an aneurysm of 5.5 cm or larger (measured outer-to-outer maximum anterior-posterior aortic diameter); OR 1.3 asymptomatic and with an aneurysm that has grown by more than 1 cm in one year (measured outer-to-outer maximum anterior-posterior aortic diameter). 2 Patients with type B aortic dissection (TBAD) with suitable anatomy for TEVAR and the TBAD is: 2.1 Complicated (presence of malperfusion syndrome or rupture) hyperacute (less than 24 hours), acute (1 to 14 days), or subacute (15 to 90 days); OR 2.2 Uncomplicated with high-risk features (refractory pain, refractory hypertension, bloody pleural effusion, aortic diameter of more than 40 mm, imaging evidence of malperfusion, entry tear on lesser curvature, or false lumen of more than 22 mm). 3 Patients with traumatic aortic injury who do not have contraindications to endovascular repair.
Vascular | Endovascular aortic repair | Aortic stent graft package | TEVAR package | Terumo Aortic | RelayPro Thoracic Stent-Graft System (Bare Stent Configuration) | 28-M4-42-210-40S | Standalone | DE0503702 | 1 Patients with thoracic aortic aneurysm (TAA; ruptured or unruptured) who are not suitable for OSR and are: 1.1 symptomatic; OR 1.2 asymptomatic and with an aneurysm of 5.5 cm or larger (measured outer-to-outer maximum anterior-posterior aortic diameter); OR 1.3 asymptomatic and with an aneurysm that has grown by more than 1 cm in one year (measured outer-to-outer maximum anterior-posterior aortic diameter). 2 Patients with type B aortic dissection (TBAD) with suitable anatomy for TEVAR and the TBAD is: 2.1 Complicated (presence of malperfusion syndrome or rupture) hyperacute (less than 24 hours), acute (1 to 14 days), or subacute (15 to 90 days); OR 2.2 Uncomplicated with high-risk features (refractory pain, refractory hypertension, bloody pleural effusion, aortic diameter of more than 40 mm, imaging evidence of malperfusion, entry tear on lesser curvature, or false lumen of more than 22 mm). 3 Patients with traumatic aortic injury who do not have contraindications to endovascular repair.
Vascular | Endovascular aortic repair | Aortic stent graft package | TEVAR package | Terumo Aortic | RelayPro Thoracic Stent-Graft System (Bare Stent Configuration) | 28-M4-42-230-40S | Standalone | DE0503702 | 1 Patients with thoracic aortic aneurysm (TAA; ruptured or unruptured) who are not suitable for OSR and are: 1.1 symptomatic; OR 1.2 asymptomatic and with an aneurysm of 5.5 cm or larger (measured outer-to-outer maximum anterior-posterior aortic diameter); OR 1.3 asymptomatic and with an aneurysm that has grown by more than 1 cm in one year (measured outer-to-outer maximum anterior-posterior aortic diameter). 2 Patients with type B aortic dissection (TBAD) with suitable anatomy for TEVAR and the TBAD is: 2.1 Complicated (presence of malperfusion syndrome or rupture) hyperacute (less than 24 hours), acute (1 to 14 days), or subacute (15 to 90 days); OR 2.2 Uncomplicated with high-risk features (refractory pain, refractory hypertension, bloody pleural effusion, aortic diameter of more than 40 mm, imaging evidence of malperfusion, entry tear on lesser curvature, or false lumen of more than 22 mm). 3 Patients with traumatic aortic injury who do not have contraindications to endovascular repair.
Vascular | Endovascular aortic repair | Aortic stent graft package | TEVAR package | Terumo Aortic | RelayPro Thoracic Stent-Graft System (Bare Stent Configuration) | 28-M4-42-250-40S | Standalone | DE0503702 | 1 Patients with thoracic aortic aneurysm (TAA; ruptured or unruptured) who are not suitable for OSR and are: 1.1 symptomatic; OR 1.2 asymptomatic and with an aneurysm of 5.5 cm or larger (measured outer-to-outer maximum anterior-posterior aortic diameter); OR 1.3 asymptomatic and with an aneurysm that has grown by more than 1 cm in one year (measured outer-to-outer maximum anterior-posterior aortic diameter). 2 Patients with type B aortic dissection (TBAD) with suitable anatomy for TEVAR and the TBAD is: 2.1 Complicated (presence of malperfusion syndrome or rupture) hyperacute (less than 24 hours), acute (1 to 14 days), or subacute (15 to 90 days); OR 2.2 Uncomplicated with high-risk features (refractory pain, refractory hypertension, bloody pleural effusion, aortic diameter of more than 40 mm, imaging evidence of malperfusion, entry tear on lesser curvature, or false lumen of more than 22 mm). 3 Patients with traumatic aortic injury who do not have contraindications to endovascular repair.
Vascular | Endovascular aortic repair | Aortic stent graft package | TEVAR package | Terumo Aortic | RelayPro Thoracic Stent-Graft System (Bare Stent Configuration) | 28-M4-44-110-40S | Standalone | DE0503702 | 1 Patients with thoracic aortic aneurysm (TAA; ruptured or unruptured) who are not suitable for OSR and are: 1.1 symptomatic; OR 1.2 asymptomatic and with an aneurysm of 5.5 cm or larger (measured outer-to-outer maximum anterior-posterior aortic diameter); OR 1.3 asymptomatic and with an aneurysm that has grown by more than 1 cm in one year (measured outer-to-outer maximum anterior-posterior aortic diameter). 2 Patients with type B aortic dissection (TBAD) with suitable anatomy for TEVAR and the TBAD is: 2.1 Complicated (presence of malperfusion syndrome or rupture) hyperacute (less than 24 hours), acute (1 to 14 days), or subacute (15 to 90 days); OR 2.2 Uncomplicated with high-risk features (refractory pain, refractory hypertension, bloody pleural effusion, aortic diameter of more than 40 mm, imaging evidence of malperfusion, entry tear on lesser curvature, or false lumen of more than 22 mm). 3 Patients with traumatic aortic injury who do not have contraindications to endovascular repair.
Vascular | Endovascular aortic repair | Aortic stent graft package | TEVAR package | Terumo Aortic | RelayPro Thoracic Stent-Graft System (Bare Stent Configuration) | 28-M4-44-130-40S | Standalone | DE0503702 | 1 Patients with thoracic aortic aneurysm (TAA; ruptured or unruptured) who are not suitable for OSR and are: 1.1 symptomatic; OR 1.2 asymptomatic and with an aneurysm of 5.5 cm or larger (measured outer-to-outer maximum anterior-posterior aortic diameter); OR 1.3 asymptomatic and with an aneurysm that has grown by more than 1 cm in one year (measured outer-to-outer maximum anterior-posterior aortic diameter). 2 Patients with type B aortic dissection (TBAD) with suitable anatomy for TEVAR and the TBAD is: 2.1 Complicated (presence of malperfusion syndrome or rupture) hyperacute (less than 24 hours), acute (1 to 14 days), or subacute (15 to 90 days); OR 2.2 Uncomplicated with high-risk features (refractory pain, refractory hypertension, bloody pleural effusion, aortic diameter of more than 40 mm, imaging evidence of malperfusion, entry tear on lesser curvature, or false lumen of more than 22 mm). 3 Patients with traumatic aortic injury who do not have contraindications to endovascular repair.
Vascular | Endovascular aortic repair | Aortic stent graft package | TEVAR package | Terumo Aortic | RelayPro Thoracic Stent-Graft System (Bare Stent Configuration) | 28-M4-44-155-40S | Standalone | DE0503702 | 1 Patients with thoracic aortic aneurysm (TAA; ruptured or unruptured) who are not suitable for OSR and are: 1.1 symptomatic; OR 1.2 asymptomatic and with an aneurysm of 5.5 cm or larger (measured outer-to-outer maximum anterior-posterior aortic diameter); OR 1.3 asymptomatic and with an aneurysm that has grown by more than 1 cm in one year (measured outer-to-outer maximum anterior-posterior aortic diameter). 2 Patients with type B aortic dissection (TBAD) with suitable anatomy for TEVAR and the TBAD is: 2.1 Complicated (presence of malperfusion syndrome or rupture) hyperacute (less than 24 hours), acute (1 to 14 days), or subacute (15 to 90 days); OR 2.2 Uncomplicated with high-risk features (refractory pain, refractory hypertension, bloody pleural effusion, aortic diameter of more than 40 mm, imaging evidence of malperfusion, entry tear on lesser curvature, or false lumen of more than 22 mm). 3 Patients with traumatic aortic injury who do not have contraindications to endovascular repair.
Vascular | Endovascular aortic repair | Aortic stent graft package | TEVAR package | Terumo Aortic | RelayPro Thoracic Stent-Graft System (Bare Stent Configuration) | 28-M4-44-170-40S | Standalone | DE0503702 | 1 Patients with thoracic aortic aneurysm (TAA; ruptured or unruptured) who are not suitable for OSR and are: 1.1 symptomatic; OR 1.2 asymptomatic and with an aneurysm of 5.5 cm or larger (measured outer-to-outer maximum anterior-posterior aortic diameter); OR 1.3 asymptomatic and with an aneurysm that has grown by more than 1 cm in one year (measured outer-to-outer maximum anterior-posterior aortic diameter). 2 Patients with type B aortic dissection (TBAD) with suitable anatomy for TEVAR and the TBAD is: 2.1 Complicated (presence of malperfusion syndrome or rupture) hyperacute (less than 24 hours), acute (1 to 14 days), or subacute (15 to 90 days); OR 2.2 Uncomplicated with high-risk features (refractory pain, refractory hypertension, bloody pleural effusion, aortic diameter of more than 40 mm, imaging evidence of malperfusion, entry tear on lesser curvature, or false lumen of more than 22 mm). 3 Patients with traumatic aortic injury who do not have contraindications to endovascular repair.
Vascular | Endovascular aortic repair | Aortic stent graft package | TEVAR package | Terumo Aortic | RelayPro Thoracic Stent-Graft System (Bare Stent Configuration) | 28-M4-44-200-40S | Standalone | DE0503702 | 1 Patients with thoracic aortic aneurysm (TAA; ruptured or unruptured) who are not suitable for OSR and are: 1.1 symptomatic; OR 1.2 asymptomatic and with an aneurysm of 5.5 cm or larger (measured outer-to-outer maximum anterior-posterior aortic diameter); OR 1.3 asymptomatic and with an aneurysm that has grown by more than 1 cm in one year (measured outer-to-outer maximum anterior-posterior aortic diameter). 2 Patients with type B aortic dissection (TBAD) with suitable anatomy for TEVAR and the TBAD is: 2.1 Complicated (presence of malperfusion syndrome or rupture) hyperacute (less than 24 hours), acute (1 to 14 days), or subacute (15 to 90 days); OR 2.2 Uncomplicated with high-risk features (refractory pain, refractory hypertension, bloody pleural effusion, aortic diameter of more than 40 mm, imaging evidence of malperfusion, entry tear on lesser curvature, or false lumen of more than 22 mm). 3 Patients with traumatic aortic injury who do not have contraindications to endovascular repair.
Vascular | Endovascular aortic repair | Aortic stent graft package | TEVAR package | Terumo Aortic | RelayPro Thoracic Stent-Graft System (Bare Stent Configuration) | 28-M4-44-210-40S | Standalone | DE0503702 | 1 Patients with thoracic aortic aneurysm (TAA; ruptured or unruptured) who are not suitable for OSR and are: 1.1 symptomatic; OR 1.2 asymptomatic and with an aneurysm of 5.5 cm or larger (measured outer-to-outer maximum anterior-posterior aortic diameter); OR 1.3 asymptomatic and with an aneurysm that has grown by more than 1 cm in one year (measured outer-to-outer maximum anterior-posterior aortic diameter). 2 Patients with type B aortic dissection (TBAD) with suitable anatomy for TEVAR and the TBAD is: 2.1 Complicated (presence of malperfusion syndrome or rupture) hyperacute (less than 24 hours), acute (1 to 14 days), or subacute (15 to 90 days); OR 2.2 Uncomplicated with high-risk features (refractory pain, refractory hypertension, bloody pleural effusion, aortic diameter of more than 40 mm, imaging evidence of malperfusion, entry tear on lesser curvature, or false lumen of more than 22 mm). 3 Patients with traumatic aortic injury who do not have contraindications to endovascular repair.
Vascular | Endovascular aortic repair | Aortic stent graft package | TEVAR package | Terumo Aortic | RelayPro Thoracic Stent-Graft System (Bare Stent Configuration) | 28-M4-44-230-40S | Standalone | DE0503702 | 1 Patients with thoracic aortic aneurysm (TAA; ruptured or unruptured) who are not suitable for OSR and are: 1.1 symptomatic; OR 1.2 asymptomatic and with an aneurysm of 5.5 cm or larger (measured outer-to-outer maximum anterior-posterior aortic diameter); OR 1.3 asymptomatic and with an aneurysm that has grown by more than 1 cm in one year (measured outer-to-outer maximum anterior-posterior aortic diameter). 2 Patients with type B aortic dissection (TBAD) with suitable anatomy for TEVAR and the TBAD is: 2.1 Complicated (presence of malperfusion syndrome or rupture) hyperacute (less than 24 hours), acute (1 to 14 days), or subacute (15 to 90 days); OR 2.2 Uncomplicated with high-risk features (refractory pain, refractory hypertension, bloody pleural effusion, aortic diameter of more than 40 mm, imaging evidence of malperfusion, entry tear on lesser curvature, or false lumen of more than 22 mm). 3 Patients with traumatic aortic injury who do not have contraindications to endovascular repair.
Vascular | Endovascular aortic repair | Aortic stent graft package | TEVAR package | Terumo Aortic | RelayPro Thoracic Stent-Graft System (Bare Stent Configuration) | 28-M4-44-250-40S | Standalone | DE0503702 | 1 Patients with thoracic aortic aneurysm (TAA; ruptured or unruptured) who are not suitable for OSR and are: 1.1 symptomatic; OR 1.2 asymptomatic and with an aneurysm of 5.5 cm or larger (measured outer-to-outer maximum anterior-posterior aortic diameter); OR 1.3 asymptomatic and with an aneurysm that has grown by more than 1 cm in one year (measured outer-to-outer maximum anterior-posterior aortic diameter). 2 Patients with type B aortic dissection (TBAD) with suitable anatomy for TEVAR and the TBAD is: 2.1 Complicated (presence of malperfusion syndrome or rupture) hyperacute (less than 24 hours), acute (1 to 14 days), or subacute (15 to 90 days); OR 2.2 Uncomplicated with high-risk features (refractory pain, refractory hypertension, bloody pleural effusion, aortic diameter of more than 40 mm, imaging evidence of malperfusion, entry tear on lesser curvature, or false lumen of more than 22 mm). 3 Patients with traumatic aortic injury who do not have contraindications to endovascular repair.
Vascular | Endovascular aortic repair | Aortic stent graft package | TEVAR package | Terumo Aortic | RelayPro Thoracic Stent-Graft System (Bare Stent Configuration) | 28-M4-46-110-40S | Standalone | DE0503702 | 1 Patients with thoracic aortic aneurysm (TAA; ruptured or unruptured) who are not suitable for OSR and are: 1.1 symptomatic; OR 1.2 asymptomatic and with an aneurysm of 5.5 cm or larger (measured outer-to-outer maximum anterior-posterior aortic diameter); OR 1.3 asymptomatic and with an aneurysm that has grown by more than 1 cm in one year (measured outer-to-outer maximum anterior-posterior aortic diameter). 2 Patients with type B aortic dissection (TBAD) with suitable anatomy for TEVAR and the TBAD is: 2.1 Complicated (presence of malperfusion syndrome or rupture) hyperacute (less than 24 hours), acute (1 to 14 days), or subacute (15 to 90 days); OR 2.2 Uncomplicated with high-risk features (refractory pain, refractory hypertension, bloody pleural effusion, aortic diameter of more than 40 mm, imaging evidence of malperfusion, entry tear on lesser curvature, or false lumen of more than 22 mm). 3 Patients with traumatic aortic injury who do not have contraindications to endovascular repair.
Vascular | Endovascular aortic repair | Aortic stent graft package | TEVAR package | Terumo Aortic | RelayPro Thoracic Stent-Graft System (Bare Stent Configuration) | 28-M4-46-130-40S | Standalone | DE0503702 | 1 Patients with thoracic aortic aneurysm (TAA; ruptured or unruptured) who are not suitable for OSR and are: 1.1 symptomatic; OR 1.2 asymptomatic and with an aneurysm of 5.5 cm or larger (measured outer-to-outer maximum anterior-posterior aortic diameter); OR 1.3 asymptomatic and with an aneurysm that has grown by more than 1 cm in one year (measured outer-to-outer maximum anterior-posterior aortic diameter). 2 Patients with type B aortic dissection (TBAD) with suitable anatomy for TEVAR and the TBAD is: 2.1 Complicated (presence of malperfusion syndrome or rupture) hyperacute (less than 24 hours), acute (1 to 14 days), or subacute (15 to 90 days); OR 2.2 Uncomplicated with high-risk features (refractory pain, refractory hypertension, bloody pleural effusion, aortic diameter of more than 40 mm, imaging evidence of malperfusion, entry tear on lesser curvature, or false lumen of more than 22 mm). 3 Patients with traumatic aortic injury who do not have contraindications to endovascular repair.
Vascular | Endovascular aortic repair | Aortic stent graft package | TEVAR package | Terumo Aortic | RelayPro Thoracic Stent-Graft System (Bare Stent Configuration) | 28-M4-46-150-40S | Standalone | DE0503702 | 1 Patients with thoracic aortic aneurysm (TAA; ruptured or unruptured) who are not suitable for OSR and are: 1.1 symptomatic; OR 1.2 asymptomatic and with an aneurysm of 5.5 cm or larger (measured outer-to-outer maximum anterior-posterior aortic diameter); OR 1.3 asymptomatic and with an aneurysm that has grown by more than 1 cm in one year (measured outer-to-outer maximum anterior-posterior aortic diameter). 2 Patients with type B aortic dissection (TBAD) with suitable anatomy for TEVAR and the TBAD is: 2.1 Complicated (presence of malperfusion syndrome or rupture) hyperacute (less than 24 hours), acute (1 to 14 days), or subacute (15 to 90 days); OR 2.2 Uncomplicated with high-risk features (refractory pain, refractory hypertension, bloody pleural effusion, aortic diameter of more than 40 mm, imaging evidence of malperfusion, entry tear on lesser curvature, or false lumen of more than 22 mm). 3 Patients with traumatic aortic injury who do not have contraindications to endovascular repair.
Vascular | Endovascular aortic repair | Aortic stent graft package | TEVAR package | Terumo Aortic | RelayPro Thoracic Stent-Graft System (Bare Stent Configuration) | 28-M4-46-170-40S | Standalone | DE0503702 | 1 Patients with thoracic aortic aneurysm (TAA; ruptured or unruptured) who are not suitable for OSR and are: 1.1 symptomatic; OR 1.2 asymptomatic and with an aneurysm of 5.5 cm or larger (measured outer-to-outer maximum anterior-posterior aortic diameter); OR 1.3 asymptomatic and with an aneurysm that has grown by more than 1 cm in one year (measured outer-to-outer maximum anterior-posterior aortic diameter). 2 Patients with type B aortic dissection (TBAD) with suitable anatomy for TEVAR and the TBAD is: 2.1 Complicated (presence of malperfusion syndrome or rupture) hyperacute (less than 24 hours), acute (1 to 14 days), or subacute (15 to 90 days); OR 2.2 Uncomplicated with high-risk features (refractory pain, refractory hypertension, bloody pleural effusion, aortic diameter of more than 40 mm, imaging evidence of malperfusion, entry tear on lesser curvature, or false lumen of more than 22 mm). 3 Patients with traumatic aortic injury who do not have contraindications to endovascular repair.
Vascular | Endovascular aortic repair | Aortic stent graft package | TEVAR package | Terumo Aortic | RelayPro Thoracic Stent-Graft System (Bare Stent Configuration) | 28-M4-46-190-40S | Standalone | DE0503702 | 1 Patients with thoracic aortic aneurysm (TAA; ruptured or unruptured) who are not suitable for OSR and are: 1.1 symptomatic; OR 1.2 asymptomatic and with an aneurysm of 5.5 cm or larger (measured outer-to-outer maximum anterior-posterior aortic diameter); OR 1.3 asymptomatic and with an aneurysm that has grown by more than 1 cm in one year (measured outer-to-outer maximum anterior-posterior aortic diameter). 2 Patients with type B aortic dissection (TBAD) with suitable anatomy for TEVAR and the TBAD is: 2.1 Complicated (presence of malperfusion syndrome or rupture) hyperacute (less than 24 hours), acute (1 to 14 days), or subacute (15 to 90 days); OR 2.2 Uncomplicated with high-risk features (refractory pain, refractory hypertension, bloody pleural effusion, aortic diameter of more than 40 mm, imaging evidence of malperfusion, entry tear on lesser curvature, or false lumen of more than 22 mm). 3 Patients with traumatic aortic injury who do not have contraindications to endovascular repair.
Vascular | Endovascular aortic repair | Aortic stent graft package | TEVAR package | Terumo Aortic | RelayPro Thoracic Stent-Graft System (Bare Stent Configuration) | 28-M4-46-210-40S | Standalone | DE0503702 | 1 Patients with thoracic aortic aneurysm (TAA; ruptured or unruptured) who are not suitable for OSR and are: 1.1 symptomatic; OR 1.2 asymptomatic and with an aneurysm of 5.5 cm or larger (measured outer-to-outer maximum anterior-posterior aortic diameter); OR 1.3 asymptomatic and with an aneurysm that has grown by more than 1 cm in one year (measured outer-to-outer maximum anterior-posterior aortic diameter). 2 Patients with type B aortic dissection (TBAD) with suitable anatomy for TEVAR and the TBAD is: 2.1 Complicated (presence of malperfusion syndrome or rupture) hyperacute (less than 24 hours), acute (1 to 14 days), or subacute (15 to 90 days); OR 2.2 Uncomplicated with high-risk features (refractory pain, refractory hypertension, bloody pleural effusion, aortic diameter of more than 40 mm, imaging evidence of malperfusion, entry tear on lesser curvature, or false lumen of more than 22 mm). 3 Patients with traumatic aortic injury who do not have contraindications to endovascular repair.
Vascular | Endovascular aortic repair | Aortic stent graft package | TEVAR package | Terumo Aortic | RelayPro Thoracic Stent-Graft System (Bare Stent Configuration) | 28-M4-46-230-40S | Standalone | DE0503702 | 1 Patients with thoracic aortic aneurysm (TAA; ruptured or unruptured) who are not suitable for OSR and are: 1.1 symptomatic; OR 1.2 asymptomatic and with an aneurysm of 5.5 cm or larger (measured outer-to-outer maximum anterior-posterior aortic diameter); OR 1.3 asymptomatic and with an aneurysm that has grown by more than 1 cm in one year (measured outer-to-outer maximum anterior-posterior aortic diameter). 2 Patients with type B aortic dissection (TBAD) with suitable anatomy for TEVAR and the TBAD is: 2.1 Complicated (presence of malperfusion syndrome or rupture) hyperacute (less than 24 hours), acute (1 to 14 days), or subacute (15 to 90 days); OR 2.2 Uncomplicated with high-risk features (refractory pain, refractory hypertension, bloody pleural effusion, aortic diameter of more than 40 mm, imaging evidence of malperfusion, entry tear on lesser curvature, or false lumen of more than 22 mm). 3 Patients with traumatic aortic injury who do not have contraindications to endovascular repair.
Vascular | Endovascular aortic repair | Aortic stent graft package | TEVAR package | Terumo Aortic | RelayPro Thoracic Stent-Graft System (Bare Stent Configuration) | 28-M4-46-250-40S | Standalone | DE0503702 | 1 Patients with thoracic aortic aneurysm (TAA; ruptured or unruptured) who are not suitable for OSR and are: 1.1 symptomatic; OR 1.2 asymptomatic and with an aneurysm of 5.5 cm or larger (measured outer-to-outer maximum anterior-posterior aortic diameter); OR 1.3 asymptomatic and with an aneurysm that has grown by more than 1 cm in one year (measured outer-to-outer maximum anterior-posterior aortic diameter). 2 Patients with type B aortic dissection (TBAD) with suitable anatomy for TEVAR and the TBAD is: 2.1 Complicated (presence of malperfusion syndrome or rupture) hyperacute (less than 24 hours), acute (1 to 14 days), or subacute (15 to 90 days); OR 2.2 Uncomplicated with high-risk features (refractory pain, refractory hypertension, bloody pleural effusion, aortic diameter of more than 40 mm, imaging evidence of malperfusion, entry tear on lesser curvature, or false lumen of more than 22 mm). 3 Patients with traumatic aortic injury who do not have contraindications to endovascular repair.
Vascular | Endovascular aortic repair | Aortic stent graft package | TEVAR package | Terumo Aortic | RelayPro Thoracic Stent-Graft System (Bare Stent Configuration) | 28-M4-24-190-42S | Standalone | DE0503702 | 1 Patients with thoracic aortic aneurysm (TAA; ruptured or unruptured) who are not suitable for OSR and are: 1.1 symptomatic; OR 1.2 asymptomatic and with an aneurysm of 5.5 cm or larger (measured outer-to-outer maximum anterior-posterior aortic diameter); OR 1.3 asymptomatic and with an aneurysm that has grown by more than 1 cm in one year (measured outer-to-outer maximum anterior-posterior aortic diameter). 2 Patients with type B aortic dissection (TBAD) with suitable anatomy for TEVAR and the TBAD is: 2.1 Complicated (presence of malperfusion syndrome or rupture) hyperacute (less than 24 hours), acute (1 to 14 days), or subacute (15 to 90 days); OR 2.2 Uncomplicated with high-risk features (refractory pain, refractory hypertension, bloody pleural effusion, aortic diameter of more than 40 mm, imaging evidence of malperfusion, entry tear on lesser curvature, or false lumen of more than 22 mm). 3 Patients with traumatic aortic injury who do not have contraindications to endovascular repair.
Vascular | Endovascular aortic repair | Aortic stent graft package | TEVAR package | Terumo Aortic | RelayPro Thoracic Stent-Graft System (Bare Stent Configuration) | 28-M4-24-210-42S | Standalone | DE0503702 | 1 Patients with thoracic aortic aneurysm (TAA; ruptured or unruptured) who are not suitable for OSR and are: 1.1 symptomatic; OR 1.2 asymptomatic and with an aneurysm of 5.5 cm or larger (measured outer-to-outer maximum anterior-posterior aortic diameter); OR 1.3 asymptomatic and with an aneurysm that has grown by more than 1 cm in one year (measured outer-to-outer maximum anterior-posterior aortic diameter). 2 Patients with type B aortic dissection (TBAD) with suitable anatomy for TEVAR and the TBAD is: 2.1 Complicated (presence of malperfusion syndrome or rupture) hyperacute (less than 24 hours), acute (1 to 14 days), or subacute (15 to 90 days); OR 2.2 Uncomplicated with high-risk features (refractory pain, refractory hypertension, bloody pleural effusion, aortic diameter of more than 40 mm, imaging evidence of malperfusion, entry tear on lesser curvature, or false lumen of more than 22 mm). 3 Patients with traumatic aortic injury who do not have contraindications to endovascular repair.
Vascular | Endovascular aortic repair | Aortic stent graft package | TEVAR package | Terumo Aortic | RelayPro Thoracic Stent-Graft System (Bare Stent Configuration) | 28-M4-24-230-42S | Standalone | DE0503702 | 1 Patients with thoracic aortic aneurysm (TAA; ruptured or unruptured) who are not suitable for OSR and are: 1.1 symptomatic; OR 1.2 asymptomatic and with an aneurysm of 5.5 cm or larger (measured outer-to-outer maximum anterior-posterior aortic diameter); OR 1.3 asymptomatic and with an aneurysm that has grown by more than 1 cm in one year (measured outer-to-outer maximum anterior-posterior aortic diameter). 2 Patients with type B aortic dissection (TBAD) with suitable anatomy for TEVAR and the TBAD is: 2.1 Complicated (presence of malperfusion syndrome or rupture) hyperacute (less than 24 hours), acute (1 to 14 days), or subacute (15 to 90 days); OR 2.2 Uncomplicated with high-risk features (refractory pain, refractory hypertension, bloody pleural effusion, aortic diameter of more than 40 mm, imaging evidence of malperfusion, entry tear on lesser curvature, or false lumen of more than 22 mm). 3 Patients with traumatic aortic injury who do not have contraindications to endovascular repair.
Vascular | Endovascular aortic repair | Aortic stent graft package | TEVAR package | Terumo Aortic | RelayPro Thoracic Stent-Graft System (Bare Stent Configuration) | 28-M4-24-250-42S | Standalone | DE0503702 | 1 Patients with thoracic aortic aneurysm (TAA; ruptured or unruptured) who are not suitable for OSR and are: 1.1 symptomatic; OR 1.2 asymptomatic and with an aneurysm of 5.5 cm or larger (measured outer-to-outer maximum anterior-posterior aortic diameter); OR 1.3 asymptomatic and with an aneurysm that has grown by more than 1 cm in one year (measured outer-to-outer maximum anterior-posterior aortic diameter). 2 Patients with type B aortic dissection (TBAD) with suitable anatomy for TEVAR and the TBAD is: 2.1 Complicated (presence of malperfusion syndrome or rupture) hyperacute (less than 24 hours), acute (1 to 14 days), or subacute (15 to 90 days); OR 2.2 Uncomplicated with high-risk features (refractory pain, refractory hypertension, bloody pleural effusion, aortic diameter of more than 40 mm, imaging evidence of malperfusion, entry tear on lesser curvature, or false lumen of more than 22 mm). 3 Patients with traumatic aortic injury who do not have contraindications to endovascular repair.
Vascular | Endovascular aortic repair | Aortic stent graft package | TEVAR package | Terumo Aortic | RelayPro Thoracic Stent-Graft System (Bare Stent Configuration) | 28-M4-26-170-42S | Standalone | DE0503702 | 1 Patients with thoracic aortic aneurysm (TAA; ruptured or unruptured) who are not suitable for OSR and are: 1.1 symptomatic; OR 1.2 asymptomatic and with an aneurysm of 5.5 cm or larger (measured outer-to-outer maximum anterior-posterior aortic diameter); OR 1.3 asymptomatic and with an aneurysm that has grown by more than 1 cm in one year (measured outer-to-outer maximum anterior-posterior aortic diameter). 2 Patients with type B aortic dissection (TBAD) with suitable anatomy for TEVAR and the TBAD is: 2.1 Complicated (presence of malperfusion syndrome or rupture) hyperacute (less than 24 hours), acute (1 to 14 days), or subacute (15 to 90 days); OR 2.2 Uncomplicated with high-risk features (refractory pain, refractory hypertension, bloody pleural effusion, aortic diameter of more than 40 mm, imaging evidence of malperfusion, entry tear on lesser curvature, or false lumen of more than 22 mm). 3 Patients with traumatic aortic injury who do not have contraindications to endovascular repair.
Vascular | Endovascular aortic repair | Aortic stent graft package | TEVAR package | Terumo Aortic | RelayPro Thoracic Stent-Graft System (Bare Stent Configuration) | 28-M4-26-190-42S | Standalone | DE0503702 | 1 Patients with thoracic aortic aneurysm (TAA; ruptured or unruptured) who are not suitable for OSR and are: 1.1 symptomatic; OR 1.2 asymptomatic and with an aneurysm of 5.5 cm or larger (measured outer-to-outer maximum anterior-posterior aortic diameter); OR 1.3 asymptomatic and with an aneurysm that has grown by more than 1 cm in one year (measured outer-to-outer maximum anterior-posterior aortic diameter). 2 Patients with type B aortic dissection (TBAD) with suitable anatomy for TEVAR and the TBAD is: 2.1 Complicated (presence of malperfusion syndrome or rupture) hyperacute (less than 24 hours), acute (1 to 14 days), or subacute (15 to 90 days); OR 2.2 Uncomplicated with high-risk features (refractory pain, refractory hypertension, bloody pleural effusion, aortic diameter of more than 40 mm, imaging evidence of malperfusion, entry tear on lesser curvature, or false lumen of more than 22 mm). 3 Patients with traumatic aortic injury who do not have contraindications to endovascular repair.
Vascular | Endovascular aortic repair | Aortic stent graft package | TEVAR package | Terumo Aortic | RelayPro Thoracic Stent-Graft System (Bare Stent Configuration) | 28-M4-26-210-42S | Standalone | DE0503702 | 1 Patients with thoracic aortic aneurysm (TAA; ruptured or unruptured) who are not suitable for OSR and are: 1.1 symptomatic; OR 1.2 asymptomatic and with an aneurysm of 5.5 cm or larger (measured outer-to-outer maximum anterior-posterior aortic diameter); OR 1.3 asymptomatic and with an aneurysm that has grown by more than 1 cm in one year (measured outer-to-outer maximum anterior-posterior aortic diameter). 2 Patients with type B aortic dissection (TBAD) with suitable anatomy for TEVAR and the TBAD is: 2.1 Complicated (presence of malperfusion syndrome or rupture) hyperacute (less than 24 hours), acute (1 to 14 days), or subacute (15 to 90 days); OR 2.2 Uncomplicated with high-risk features (refractory pain, refractory hypertension, bloody pleural effusion, aortic diameter of more than 40 mm, imaging evidence of malperfusion, entry tear on lesser curvature, or false lumen of more than 22 mm). 3 Patients with traumatic aortic injury who do not have contraindications to endovascular repair.
Vascular | Endovascular aortic repair | Aortic stent graft package | TEVAR package | Terumo Aortic | RelayPro Thoracic Stent-Graft System (Bare Stent Configuration) | 28-M4-26-230-42S | Standalone | DE0503702 | 1 Patients with thoracic aortic aneurysm (TAA; ruptured or unruptured) who are not suitable for OSR and are: 1.1 symptomatic; OR 1.2 asymptomatic and with an aneurysm of 5.5 cm or larger (measured outer-to-outer maximum anterior-posterior aortic diameter); OR 1.3 asymptomatic and with an aneurysm that has grown by more than 1 cm in one year (measured outer-to-outer maximum anterior-posterior aortic diameter). 2 Patients with type B aortic dissection (TBAD) with suitable anatomy for TEVAR and the TBAD is: 2.1 Complicated (presence of malperfusion syndrome or rupture) hyperacute (less than 24 hours), acute (1 to 14 days), or subacute (15 to 90 days); OR 2.2 Uncomplicated with high-risk features (refractory pain, refractory hypertension, bloody pleural effusion, aortic diameter of more than 40 mm, imaging evidence of malperfusion, entry tear on lesser curvature, or false lumen of more than 22 mm). 3 Patients with traumatic aortic injury who do not have contraindications to endovascular repair.
Vascular | Endovascular aortic repair | Aortic stent graft package | TEVAR package | Terumo Aortic | RelayPro Thoracic Stent-Graft System (Bare Stent Configuration) | 28-M4-26-250-42S | Standalone | DE0503702 | 1 Patients with thoracic aortic aneurysm (TAA; ruptured or unruptured) who are not suitable for OSR and are: 1.1 symptomatic; OR 1.2 asymptomatic and with an aneurysm of 5.5 cm or larger (measured outer-to-outer maximum anterior-posterior aortic diameter); OR 1.3 asymptomatic and with an aneurysm that has grown by more than 1 cm in one year (measured outer-to-outer maximum anterior-posterior aortic diameter). 2 Patients with type B aortic dissection (TBAD) with suitable anatomy for TEVAR and the TBAD is: 2.1 Complicated (presence of malperfusion syndrome or rupture) hyperacute (less than 24 hours), acute (1 to 14 days), or subacute (15 to 90 days); OR 2.2 Uncomplicated with high-risk features (refractory pain, refractory hypertension, bloody pleural effusion, aortic diameter of more than 40 mm, imaging evidence of malperfusion, entry tear on lesser curvature, or false lumen of more than 22 mm). 3 Patients with traumatic aortic injury who do not have contraindications to endovascular repair.
Vascular | Endovascular aortic repair | Aortic stent graft package | TEVAR package | Terumo Aortic | RelayPro Thoracic Stent-Graft System (Bare Stent Configuration) | 28-M4-28-150-42S | Standalone | DE0503702 | 1 Patients with thoracic aortic aneurysm (TAA; ruptured or unruptured) who are not suitable for OSR and are: 1.1 symptomatic; OR 1.2 asymptomatic and with an aneurysm of 5.5 cm or larger (measured outer-to-outer maximum anterior-posterior aortic diameter); OR 1.3 asymptomatic and with an aneurysm that has grown by more than 1 cm in one year (measured outer-to-outer maximum anterior-posterior aortic diameter). 2 Patients with type B aortic dissection (TBAD) with suitable anatomy for TEVAR and the TBAD is: 2.1 Complicated (presence of malperfusion syndrome or rupture) hyperacute (less than 24 hours), acute (1 to 14 days), or subacute (15 to 90 days); OR 2.2 Uncomplicated with high-risk features (refractory pain, refractory hypertension, bloody pleural effusion, aortic diameter of more than 40 mm, imaging evidence of malperfusion, entry tear on lesser curvature, or false lumen of more than 22 mm). 3 Patients with traumatic aortic injury who do not have contraindications to endovascular repair.
Vascular | Endovascular aortic repair | Aortic stent graft package | TEVAR package | Terumo Aortic | RelayPro Thoracic Stent-Graft System (Bare Stent Configuration) | 28-M4-28-170-42S | Standalone | DE0503702 | 1 Patients with thoracic aortic aneurysm (TAA; ruptured or unruptured) who are not suitable for OSR and are: 1.1 symptomatic; OR 1.2 asymptomatic and with an aneurysm of 5.5 cm or larger (measured outer-to-outer maximum anterior-posterior aortic diameter); OR 1.3 asymptomatic and with an aneurysm that has grown by more than 1 cm in one year (measured outer-to-outer maximum anterior-posterior aortic diameter). 2 Patients with type B aortic dissection (TBAD) with suitable anatomy for TEVAR and the TBAD is: 2.1 Complicated (presence of malperfusion syndrome or rupture) hyperacute (less than 24 hours), acute (1 to 14 days), or subacute (15 to 90 days); OR 2.2 Uncomplicated with high-risk features (refractory pain, refractory hypertension, bloody pleural effusion, aortic diameter of more than 40 mm, imaging evidence of malperfusion, entry tear on lesser curvature, or false lumen of more than 22 mm). 3 Patients with traumatic aortic injury who do not have contraindications to endovascular repair.
Vascular | Endovascular aortic repair | Aortic stent graft package | TEVAR package | Terumo Aortic | RelayPro Thoracic Stent-Graft System (Bare Stent Configuration) | 28-M4-28-190-42S | Standalone | DE0503702 | 1 Patients with thoracic aortic aneurysm (TAA; ruptured or unruptured) who are not suitable for OSR and are: 1.1 symptomatic; OR 1.2 asymptomatic and with an aneurysm of 5.5 cm or larger (measured outer-to-outer maximum anterior-posterior aortic diameter); OR 1.3 asymptomatic and with an aneurysm that has grown by more than 1 cm in one year (measured outer-to-outer maximum anterior-posterior aortic diameter). 2 Patients with type B aortic dissection (TBAD) with suitable anatomy for TEVAR and the TBAD is: 2.1 Complicated (presence of malperfusion syndrome or rupture) hyperacute (less than 24 hours), acute (1 to 14 days), or subacute (15 to 90 days); OR 2.2 Uncomplicated with high-risk features (refractory pain, refractory hypertension, bloody pleural effusion, aortic diameter of more than 40 mm, imaging evidence of malperfusion, entry tear on lesser curvature, or false lumen of more than 22 mm). 3 Patients with traumatic aortic injury who do not have contraindications to endovascular repair.
Vascular | Endovascular aortic repair | Aortic stent graft package | TEVAR package | Terumo Aortic | RelayPro Thoracic Stent-Graft System (Bare Stent Configuration) | 28-M4-28-210-42S | Standalone | DE0503702 | 1 Patients with thoracic aortic aneurysm (TAA; ruptured or unruptured) who are not suitable for OSR and are: 1.1 symptomatic; OR 1.2 asymptomatic and with an aneurysm of 5.5 cm or larger (measured outer-to-outer maximum anterior-posterior aortic diameter); OR 1.3 asymptomatic and with an aneurysm that has grown by more than 1 cm in one year (measured outer-to-outer maximum anterior-posterior aortic diameter). 2 Patients with type B aortic dissection (TBAD) with suitable anatomy for TEVAR and the TBAD is: 2.1 Complicated (presence of malperfusion syndrome or rupture) hyperacute (less than 24 hours), acute (1 to 14 days), or subacute (15 to 90 days); OR 2.2 Uncomplicated with high-risk features (refractory pain, refractory hypertension, bloody pleural effusion, aortic diameter of more than 40 mm, imaging evidence of malperfusion, entry tear on lesser curvature, or false lumen of more than 22 mm). 3 Patients with traumatic aortic injury who do not have contraindications to endovascular repair.
Vascular | Endovascular aortic repair | Aortic stent graft package | TEVAR package | Terumo Aortic | RelayPro Thoracic Stent-Graft System (Bare Stent Configuration) | 28-M4-28-230-42S | Standalone | DE0503702 | 1 Patients with thoracic aortic aneurysm (TAA; ruptured or unruptured) who are not suitable for OSR and are: 1.1 symptomatic; OR 1.2 asymptomatic and with an aneurysm of 5.5 cm or larger (measured outer-to-outer maximum anterior-posterior aortic diameter); OR 1.3 asymptomatic and with an aneurysm that has grown by more than 1 cm in one year (measured outer-to-outer maximum anterior-posterior aortic diameter). 2 Patients with type B aortic dissection (TBAD) with suitable anatomy for TEVAR and the TBAD is: 2.1 Complicated (presence of malperfusion syndrome or rupture) hyperacute (less than 24 hours), acute (1 to 14 days), or subacute (15 to 90 days); OR 2.2 Uncomplicated with high-risk features (refractory pain, refractory hypertension, bloody pleural effusion, aortic diameter of more than 40 mm, imaging evidence of malperfusion, entry tear on lesser curvature, or false lumen of more than 22 mm). 3 Patients with traumatic aortic injury who do not have contraindications to endovascular repair.
Vascular | Endovascular aortic repair | Aortic stent graft package | TEVAR package | Terumo Aortic | RelayPro Thoracic Stent-Graft System (Bare Stent Configuration) | 28-M4-28-250-42S | Standalone | DE0503702 | 1 Patients with thoracic aortic aneurysm (TAA; ruptured or unruptured) who are not suitable for OSR and are: 1.1 symptomatic; OR 1.2 asymptomatic and with an aneurysm of 5.5 cm or larger (measured outer-to-outer maximum anterior-posterior aortic diameter); OR 1.3 asymptomatic and with an aneurysm that has grown by more than 1 cm in one year (measured outer-to-outer maximum anterior-posterior aortic diameter). 2 Patients with type B aortic dissection (TBAD) with suitable anatomy for TEVAR and the TBAD is: 2.1 Complicated (presence of malperfusion syndrome or rupture) hyperacute (less than 24 hours), acute (1 to 14 days), or subacute (15 to 90 days); OR 2.2 Uncomplicated with high-risk features (refractory pain, refractory hypertension, bloody pleural effusion, aortic diameter of more than 40 mm, imaging evidence of malperfusion, entry tear on lesser curvature, or false lumen of more than 22 mm). 3 Patients with traumatic aortic injury who do not have contraindications to endovascular repair.
Vascular | Endovascular aortic repair | Aortic stent graft package | TEVAR package | Terumo Aortic | RelayPro Thoracic Stent-Graft System (Bare Stent Configuration) | 28-M4-30-150-42S | Standalone | DE0503702 | 1 Patients with thoracic aortic aneurysm (TAA; ruptured or unruptured) who are not suitable for OSR and are: 1.1 symptomatic; OR 1.2 asymptomatic and with an aneurysm of 5.5 cm or larger (measured outer-to-outer maximum anterior-posterior aortic diameter); OR 1.3 asymptomatic and with an aneurysm that has grown by more than 1 cm in one year (measured outer-to-outer maximum anterior-posterior aortic diameter). 2 Patients with type B aortic dissection (TBAD) with suitable anatomy for TEVAR and the TBAD is: 2.1 Complicated (presence of malperfusion syndrome or rupture) hyperacute (less than 24 hours), acute (1 to 14 days), or subacute (15 to 90 days); OR 2.2 Uncomplicated with high-risk features (refractory pain, refractory hypertension, bloody pleural effusion, aortic diameter of more than 40 mm, imaging evidence of malperfusion, entry tear on lesser curvature, or false lumen of more than 22 mm). 3 Patients with traumatic aortic injury who do not have contraindications to endovascular repair.
Vascular | Endovascular aortic repair | Aortic stent graft package | TEVAR package | Terumo Aortic | RelayPro Thoracic Stent-Graft System (Bare Stent Configuration) | 28-M4-30-170-42S | Standalone | DE0503702 | 1 Patients with thoracic aortic aneurysm (TAA; ruptured or unruptured) who are not suitable for OSR and are: 1.1 symptomatic; OR 1.2 asymptomatic and with an aneurysm of 5.5 cm or larger (measured outer-to-outer maximum anterior-posterior aortic diameter); OR 1.3 asymptomatic and with an aneurysm that has grown by more than 1 cm in one year (measured outer-to-outer maximum anterior-posterior aortic diameter). 2 Patients with type B aortic dissection (TBAD) with suitable anatomy for TEVAR and the TBAD is: 2.1 Complicated (presence of malperfusion syndrome or rupture) hyperacute (less than 24 hours), acute (1 to 14 days), or subacute (15 to 90 days); OR 2.2 Uncomplicated with high-risk features (refractory pain, refractory hypertension, bloody pleural effusion, aortic diameter of more than 40 mm, imaging evidence of malperfusion, entry tear on lesser curvature, or false lumen of more than 22 mm). 3 Patients with traumatic aortic injury who do not have contraindications to endovascular repair.
Vascular | Endovascular aortic repair | Aortic stent graft package | TEVAR package | Terumo Aortic | RelayPro Thoracic Stent-Graft System (Bare Stent Configuration) | 28-M4-30-190-42S | Standalone | DE0503702 | 1 Patients with thoracic aortic aneurysm (TAA; ruptured or unruptured) who are not suitable for OSR and are: 1.1 symptomatic; OR 1.2 asymptomatic and with an aneurysm of 5.5 cm or larger (measured outer-to-outer maximum anterior-posterior aortic diameter); OR 1.3 asymptomatic and with an aneurysm that has grown by more than 1 cm in one year (measured outer-to-outer maximum anterior-posterior aortic diameter). 2 Patients with type B aortic dissection (TBAD) with suitable anatomy for TEVAR and the TBAD is: 2.1 Complicated (presence of malperfusion syndrome or rupture) hyperacute (less than 24 hours), acute (1 to 14 days), or subacute (15 to 90 days); OR 2.2 Uncomplicated with high-risk features (refractory pain, refractory hypertension, bloody pleural effusion, aortic diameter of more than 40 mm, imaging evidence of malperfusion, entry tear on lesser curvature, or false lumen of more than 22 mm). 3 Patients with traumatic aortic injury who do not have contraindications to endovascular repair.
Vascular | Endovascular aortic repair | Aortic stent graft package | TEVAR package | Terumo Aortic | RelayPro Thoracic Stent-Graft System (Bare Stent Configuration) | 28-M4-30-210-42S | Standalone | DE0503702 | 1 Patients with thoracic aortic aneurysm (TAA; ruptured or unruptured) who are not suitable for OSR and are: 1.1 symptomatic; OR 1.2 asymptomatic and with an aneurysm of 5.5 cm or larger (measured outer-to-outer maximum anterior-posterior aortic diameter); OR 1.3 asymptomatic and with an aneurysm that has grown by more than 1 cm in one year (measured outer-to-outer maximum anterior-posterior aortic diameter). 2 Patients with type B aortic dissection (TBAD) with suitable anatomy for TEVAR and the TBAD is: 2.1 Complicated (presence of malperfusion syndrome or rupture) hyperacute (less than 24 hours), acute (1 to 14 days), or subacute (15 to 90 days); OR 2.2 Uncomplicated with high-risk features (refractory pain, refractory hypertension, bloody pleural effusion, aortic diameter of more than 40 mm, imaging evidence of malperfusion, entry tear on lesser curvature, or false lumen of more than 22 mm). 3 Patients with traumatic aortic injury who do not have contraindications to endovascular repair.
Vascular | Endovascular aortic repair | Aortic stent graft package | TEVAR package | Terumo Aortic | RelayPro Thoracic Stent-Graft System (Bare Stent Configuration) | 28-M4-30-230-42S | Standalone | DE0503702 | 1 Patients with thoracic aortic aneurysm (TAA; ruptured or unruptured) who are not suitable for OSR and are: 1.1 symptomatic; OR 1.2 asymptomatic and with an aneurysm of 5.5 cm or larger (measured outer-to-outer maximum anterior-posterior aortic diameter); OR 1.3 asymptomatic and with an aneurysm that has grown by more than 1 cm in one year (measured outer-to-outer maximum anterior-posterior aortic diameter). 2 Patients with type B aortic dissection (TBAD) with suitable anatomy for TEVAR and the TBAD is: 2.1 Complicated (presence of malperfusion syndrome or rupture) hyperacute (less than 24 hours), acute (1 to 14 days), or subacute (15 to 90 days); OR 2.2 Uncomplicated with high-risk features (refractory pain, refractory hypertension, bloody pleural effusion, aortic diameter of more than 40 mm, imaging evidence of malperfusion, entry tear on lesser curvature, or false lumen of more than 22 mm). 3 Patients with traumatic aortic injury who do not have contraindications to endovascular repair.
Vascular | Endovascular aortic repair | Aortic stent graft package | TEVAR package | Terumo Aortic | RelayPro Thoracic Stent-Graft System (Bare Stent Configuration) | 28-M4-30-250-42S | Standalone | DE0503702 | 1 Patients with thoracic aortic aneurysm (TAA; ruptured or unruptured) who are not suitable for OSR and are: 1.1 symptomatic; OR 1.2 asymptomatic and with an aneurysm of 5.5 cm or larger (measured outer-to-outer maximum anterior-posterior aortic diameter); OR 1.3 asymptomatic and with an aneurysm that has grown by more than 1 cm in one year (measured outer-to-outer maximum anterior-posterior aortic diameter). 2 Patients with type B aortic dissection (TBAD) with suitable anatomy for TEVAR and the TBAD is: 2.1 Complicated (presence of malperfusion syndrome or rupture) hyperacute (less than 24 hours), acute (1 to 14 days), or subacute (15 to 90 days); OR 2.2 Uncomplicated with high-risk features (refractory pain, refractory hypertension, bloody pleural effusion, aortic diameter of more than 40 mm, imaging evidence of malperfusion, entry tear on lesser curvature, or false lumen of more than 22 mm). 3 Patients with traumatic aortic injury who do not have contraindications to endovascular repair.
Vascular | Endovascular aortic repair | Aortic stent graft package | TEVAR package | Terumo Aortic | RelayPro Thoracic Stent-Graft System (Bare Stent Configuration) | 28-M4-32-090-42S | Standalone | DE0503702 | 1 Patients with thoracic aortic aneurysm (TAA; ruptured or unruptured) who are not suitable for OSR and are: 1.1 symptomatic; OR 1.2 asymptomatic and with an aneurysm of 5.5 cm or larger (measured outer-to-outer maximum anterior-posterior aortic diameter); OR 1.3 asymptomatic and with an aneurysm that has grown by more than 1 cm in one year (measured outer-to-outer maximum anterior-posterior aortic diameter). 2 Patients with type B aortic dissection (TBAD) with suitable anatomy for TEVAR and the TBAD is: 2.1 Complicated (presence of malperfusion syndrome or rupture) hyperacute (less than 24 hours), acute (1 to 14 days), or subacute (15 to 90 days); OR 2.2 Uncomplicated with high-risk features (refractory pain, refractory hypertension, bloody pleural effusion, aortic diameter of more than 40 mm, imaging evidence of malperfusion, entry tear on lesser curvature, or false lumen of more than 22 mm). 3 Patients with traumatic aortic injury who do not have contraindications to endovascular repair.
Vascular | Endovascular aortic repair | Aortic stent graft package | TEVAR package | Terumo Aortic | RelayPro Thoracic Stent-Graft System (Bare Stent Configuration) | 28-M4-32-110-42S | Standalone | DE0503702 | 1 Patients with thoracic aortic aneurysm (TAA; ruptured or unruptured) who are not suitable for OSR and are: 1.1 symptomatic; OR 1.2 asymptomatic and with an aneurysm of 5.5 cm or larger (measured outer-to-outer maximum anterior-posterior aortic diameter); OR 1.3 asymptomatic and with an aneurysm that has grown by more than 1 cm in one year (measured outer-to-outer maximum anterior-posterior aortic diameter). 2 Patients with type B aortic dissection (TBAD) with suitable anatomy for TEVAR and the TBAD is: 2.1 Complicated (presence of malperfusion syndrome or rupture) hyperacute (less than 24 hours), acute (1 to 14 days), or subacute (15 to 90 days); OR 2.2 Uncomplicated with high-risk features (refractory pain, refractory hypertension, bloody pleural effusion, aortic diameter of more than 40 mm, imaging evidence of malperfusion, entry tear on lesser curvature, or false lumen of more than 22 mm). 3 Patients with traumatic aortic injury who do not have contraindications to endovascular repair.
Vascular | Endovascular aortic repair | Aortic stent graft package | TEVAR package | Terumo Aortic | RelayPro Thoracic Stent-Graft System (Bare Stent Configuration) | 28-M4-32-130-42S | Standalone | DE0503702 | 1 Patients with thoracic aortic aneurysm (TAA; ruptured or unruptured) who are not suitable for OSR and are: 1.1 symptomatic; OR 1.2 asymptomatic and with an aneurysm of 5.5 cm or larger (measured outer-to-outer maximum anterior-posterior aortic diameter); OR 1.3 asymptomatic and with an aneurysm that has grown by more than 1 cm in one year (measured outer-to-outer maximum anterior-posterior aortic diameter). 2 Patients with type B aortic dissection (TBAD) with suitable anatomy for TEVAR and the TBAD is: 2.1 Complicated (presence of malperfusion syndrome or rupture) hyperacute (less than 24 hours), acute (1 to 14 days), or subacute (15 to 90 days); OR 2.2 Uncomplicated with high-risk features (refractory pain, refractory hypertension, bloody pleural effusion, aortic diameter of more than 40 mm, imaging evidence of malperfusion, entry tear on lesser curvature, or false lumen of more than 22 mm). 3 Patients with traumatic aortic injury who do not have contraindications to endovascular repair.
Vascular | Endovascular aortic repair | Aortic stent graft package | TEVAR package | Terumo Aortic | RelayPro Thoracic Stent-Graft System (Bare Stent Configuration) | 28-M4-32-150-42S | Standalone | DE0503702 | 1 Patients with thoracic aortic aneurysm (TAA; ruptured or unruptured) who are not suitable for OSR and are: 1.1 symptomatic; OR 1.2 asymptomatic and with an aneurysm of 5.5 cm or larger (measured outer-to-outer maximum anterior-posterior aortic diameter); OR 1.3 asymptomatic and with an aneurysm that has grown by more than 1 cm in one year (measured outer-to-outer maximum anterior-posterior aortic diameter). 2 Patients with type B aortic dissection (TBAD) with suitable anatomy for TEVAR and the TBAD is: 2.1 Complicated (presence of malperfusion syndrome or rupture) hyperacute (less than 24 hours), acute (1 to 14 days), or subacute (15 to 90 days); OR 2.2 Uncomplicated with high-risk features (refractory pain, refractory hypertension, bloody pleural effusion, aortic diameter of more than 40 mm, imaging evidence of malperfusion, entry tear on lesser curvature, or false lumen of more than 22 mm). 3 Patients with traumatic aortic injury who do not have contraindications to endovascular repair.
Vascular | Endovascular aortic repair | Aortic stent graft package | TEVAR package | Terumo Aortic | RelayPro Thoracic Stent-Graft System (Bare Stent Configuration) | 28-M4-32-170-42S | Standalone | DE0503702 | 1 Patients with thoracic aortic aneurysm (TAA; ruptured or unruptured) who are not suitable for OSR and are: 1.1 symptomatic; OR 1.2 asymptomatic and with an aneurysm of 5.5 cm or larger (measured outer-to-outer maximum anterior-posterior aortic diameter); OR 1.3 asymptomatic and with an aneurysm that has grown by more than 1 cm in one year (measured outer-to-outer maximum anterior-posterior aortic diameter). 2 Patients with type B aortic dissection (TBAD) with suitable anatomy for TEVAR and the TBAD is: 2.1 Complicated (presence of malperfusion syndrome or rupture) hyperacute (less than 24 hours), acute (1 to 14 days), or subacute (15 to 90 days); OR 2.2 Uncomplicated with high-risk features (refractory pain, refractory hypertension, bloody pleural effusion, aortic diameter of more than 40 mm, imaging evidence of malperfusion, entry tear on lesser curvature, or false lumen of more than 22 mm). 3 Patients with traumatic aortic injury who do not have contraindications to endovascular repair.
Vascular | Endovascular aortic repair | Aortic stent graft package | TEVAR package | Terumo Aortic | RelayPro Thoracic Stent-Graft System (Bare Stent Configuration) | 28-M4-32-190-42S | Standalone | DE0503702 | 1 Patients with thoracic aortic aneurysm (TAA; ruptured or unruptured) who are not suitable for OSR and are: 1.1 symptomatic; OR 1.2 asymptomatic and with an aneurysm of 5.5 cm or larger (measured outer-to-outer maximum anterior-posterior aortic diameter); OR 1.3 asymptomatic and with an aneurysm that has grown by more than 1 cm in one year (measured outer-to-outer maximum anterior-posterior aortic diameter). 2 Patients with type B aortic dissection (TBAD) with suitable anatomy for TEVAR and the TBAD is: 2.1 Complicated (presence of malperfusion syndrome or rupture) hyperacute (less than 24 hours), acute (1 to 14 days), or subacute (15 to 90 days); OR 2.2 Uncomplicated with high-risk features (refractory pain, refractory hypertension, bloody pleural effusion, aortic diameter of more than 40 mm, imaging evidence of malperfusion, entry tear on lesser curvature, or false lumen of more than 22 mm). 3 Patients with traumatic aortic injury who do not have contraindications to endovascular repair.
Vascular | Endovascular aortic repair | Aortic stent graft package | TEVAR package | Terumo Aortic | RelayPro Thoracic Stent-Graft System (Bare Stent Configuration) | 28-M4-32-210-42S | Standalone | DE0503702 | 1 Patients with thoracic aortic aneurysm (TAA; ruptured or unruptured) who are not suitable for OSR and are: 1.1 symptomatic; OR 1.2 asymptomatic and with an aneurysm of 5.5 cm or larger (measured outer-to-outer maximum anterior-posterior aortic diameter); OR 1.3 asymptomatic and with an aneurysm that has grown by more than 1 cm in one year (measured outer-to-outer maximum anterior-posterior aortic diameter). 2 Patients with type B aortic dissection (TBAD) with suitable anatomy for TEVAR and the TBAD is: 2.1 Complicated (presence of malperfusion syndrome or rupture) hyperacute (less than 24 hours), acute (1 to 14 days), or subacute (15 to 90 days); OR 2.2 Uncomplicated with high-risk features (refractory pain, refractory hypertension, bloody pleural effusion, aortic diameter of more than 40 mm, imaging evidence of malperfusion, entry tear on lesser curvature, or false lumen of more than 22 mm). 3 Patients with traumatic aortic injury who do not have contraindications to endovascular repair.
Vascular | Endovascular aortic repair | Aortic stent graft package | TEVAR package | Terumo Aortic | RelayPro Thoracic Stent-Graft System (Bare Stent Configuration) | 28-M4-32-230-42S | Standalone | DE0503702 | 1 Patients with thoracic aortic aneurysm (TAA; ruptured or unruptured) who are not suitable for OSR and are: 1.1 symptomatic; OR 1.2 asymptomatic and with an aneurysm of 5.5 cm or larger (measured outer-to-outer maximum anterior-posterior aortic diameter); OR 1.3 asymptomatic and with an aneurysm that has grown by more than 1 cm in one year (measured outer-to-outer maximum anterior-posterior aortic diameter). 2 Patients with type B aortic dissection (TBAD) with suitable anatomy for TEVAR and the TBAD is: 2.1 Complicated (presence of malperfusion syndrome or rupture) hyperacute (less than 24 hours), acute (1 to 14 days), or subacute (15 to 90 days); OR 2.2 Uncomplicated with high-risk features (refractory pain, refractory hypertension, bloody pleural effusion, aortic diameter of more than 40 mm, imaging evidence of malperfusion, entry tear on lesser curvature, or false lumen of more than 22 mm). 3 Patients with traumatic aortic injury who do not have contraindications to endovascular repair.
Vascular | Endovascular aortic repair | Aortic stent graft package | TEVAR package | Terumo Aortic | RelayPro Thoracic Stent-Graft System (Bare Stent Configuration) | 28-M4-32-250-42S | Standalone | DE0503702 | 1 Patients with thoracic aortic aneurysm (TAA; ruptured or unruptured) who are not suitable for OSR and are: 1.1 symptomatic; OR 1.2 asymptomatic and with an aneurysm of 5.5 cm or larger (measured outer-to-outer maximum anterior-posterior aortic diameter); OR 1.3 asymptomatic and with an aneurysm that has grown by more than 1 cm in one year (measured outer-to-outer maximum anterior-posterior aortic diameter). 2 Patients with type B aortic dissection (TBAD) with suitable anatomy for TEVAR and the TBAD is: 2.1 Complicated (presence of malperfusion syndrome or rupture) hyperacute (less than 24 hours), acute (1 to 14 days), or subacute (15 to 90 days); OR 2.2 Uncomplicated with high-risk features (refractory pain, refractory hypertension, bloody pleural effusion, aortic diameter of more than 40 mm, imaging evidence of malperfusion, entry tear on lesser curvature, or false lumen of more than 22 mm). 3 Patients with traumatic aortic injury who do not have contraindications to endovascular repair.
Vascular | Endovascular aortic repair | Aortic stent graft package | TEVAR package | Terumo Aortic | RelayPro Thoracic Stent-Graft System (Bare Stent Configuration) | 28-M4-34-110-42S | Standalone | DE0503702 | 1 Patients with thoracic aortic aneurysm (TAA; ruptured or unruptured) who are not suitable for OSR and are: 1.1 symptomatic; OR 1.2 asymptomatic and with an aneurysm of 5.5 cm or larger (measured outer-to-outer maximum anterior-posterior aortic diameter); OR 1.3 asymptomatic and with an aneurysm that has grown by more than 1 cm in one year (measured outer-to-outer maximum anterior-posterior aortic diameter). 2 Patients with type B aortic dissection (TBAD) with suitable anatomy for TEVAR and the TBAD is: 2.1 Complicated (presence of malperfusion syndrome or rupture) hyperacute (less than 24 hours), acute (1 to 14 days), or subacute (15 to 90 days); OR 2.2 Uncomplicated with high-risk features (refractory pain, refractory hypertension, bloody pleural effusion, aortic diameter of more than 40 mm, imaging evidence of malperfusion, entry tear on lesser curvature, or false lumen of more than 22 mm). 3 Patients with traumatic aortic injury who do not have contraindications to endovascular repair.
Vascular | Endovascular aortic repair | Aortic stent graft package | TEVAR package | Terumo Aortic | RelayPro Thoracic Stent-Graft System (Bare Stent Configuration) | 28-M4-34-130-42S | Standalone | DE0503702 | 1 Patients with thoracic aortic aneurysm (TAA; ruptured or unruptured) who are not suitable for OSR and are: 1.1 symptomatic; OR 1.2 asymptomatic and with an aneurysm of 5.5 cm or larger (measured outer-to-outer maximum anterior-posterior aortic diameter); OR 1.3 asymptomatic and with an aneurysm that has grown by more than 1 cm in one year (measured outer-to-outer maximum anterior-posterior aortic diameter). 2 Patients with type B aortic dissection (TBAD) with suitable anatomy for TEVAR and the TBAD is: 2.1 Complicated (presence of malperfusion syndrome or rupture) hyperacute (less than 24 hours), acute (1 to 14 days), or subacute (15 to 90 days); OR 2.2 Uncomplicated with high-risk features (refractory pain, refractory hypertension, bloody pleural effusion, aortic diameter of more than 40 mm, imaging evidence of malperfusion, entry tear on lesser curvature, or false lumen of more than 22 mm). 3 Patients with traumatic aortic injury who do not have contraindications to endovascular repair.
Vascular | Endovascular aortic repair | Aortic stent graft package | TEVAR package | Terumo Aortic | RelayPro Thoracic Stent-Graft System (Bare Stent Configuration) | 28-M4-34-150-42S | Standalone | DE0503702 | 1 Patients with thoracic aortic aneurysm (TAA; ruptured or unruptured) who are not suitable for OSR and are: 1.1 symptomatic; OR 1.2 asymptomatic and with an aneurysm of 5.5 cm or larger (measured outer-to-outer maximum anterior-posterior aortic diameter); OR 1.3 asymptomatic and with an aneurysm that has grown by more than 1 cm in one year (measured outer-to-outer maximum anterior-posterior aortic diameter). 2 Patients with type B aortic dissection (TBAD) with suitable anatomy for TEVAR and the TBAD is: 2.1 Complicated (presence of malperfusion syndrome or rupture) hyperacute (less than 24 hours), acute (1 to 14 days), or subacute (15 to 90 days); OR 2.2 Uncomplicated with high-risk features (refractory pain, refractory hypertension, bloody pleural effusion, aortic diameter of more than 40 mm, imaging evidence of malperfusion, entry tear on lesser curvature, or false lumen of more than 22 mm). 3 Patients with traumatic aortic injury who do not have contraindications to endovascular repair.
Vascular | Endovascular aortic repair | Aortic stent graft package | TEVAR package | Terumo Aortic | RelayPro Thoracic Stent-Graft System (Bare Stent Configuration) | 28-M4-34-170-42S | Standalone | DE0503702 | 1 Patients with thoracic aortic aneurysm (TAA; ruptured or unruptured) who are not suitable for OSR and are: 1.1 symptomatic; OR 1.2 asymptomatic and with an aneurysm of 5.5 cm or larger (measured outer-to-outer maximum anterior-posterior aortic diameter); OR 1.3 asymptomatic and with an aneurysm that has grown by more than 1 cm in one year (measured outer-to-outer maximum anterior-posterior aortic diameter). 2 Patients with type B aortic dissection (TBAD) with suitable anatomy for TEVAR and the TBAD is: 2.1 Complicated (presence of malperfusion syndrome or rupture) hyperacute (less than 24 hours), acute (1 to 14 days), or subacute (15 to 90 days); OR 2.2 Uncomplicated with high-risk features (refractory pain, refractory hypertension, bloody pleural effusion, aortic diameter of more than 40 mm, imaging evidence of malperfusion, entry tear on lesser curvature, or false lumen of more than 22 mm). 3 Patients with traumatic aortic injury who do not have contraindications to endovascular repair.
Vascular | Endovascular aortic repair | Aortic stent graft package | TEVAR package | Terumo Aortic | RelayPro Thoracic Stent-Graft System (Bare Stent Configuration) | 28-M4-34-190-42S | Standalone | DE0503702 | 1 Patients with thoracic aortic aneurysm (TAA; ruptured or unruptured) who are not suitable for OSR and are: 1.1 symptomatic; OR 1.2 asymptomatic and with an aneurysm of 5.5 cm or larger (measured outer-to-outer maximum anterior-posterior aortic diameter); OR 1.3 asymptomatic and with an aneurysm that has grown by more than 1 cm in one year (measured outer-to-outer maximum anterior-posterior aortic diameter). 2 Patients with type B aortic dissection (TBAD) with suitable anatomy for TEVAR and the TBAD is: 2.1 Complicated (presence of malperfusion syndrome or rupture) hyperacute (less than 24 hours), acute (1 to 14 days), or subacute (15 to 90 days); OR 2.2 Uncomplicated with high-risk features (refractory pain, refractory hypertension, bloody pleural effusion, aortic diameter of more than 40 mm, imaging evidence of malperfusion, entry tear on lesser curvature, or false lumen of more than 22 mm). 3 Patients with traumatic aortic injury who do not have contraindications to endovascular repair.
Vascular | Endovascular aortic repair | Aortic stent graft package | TEVAR package | Terumo Aortic | RelayPro Thoracic Stent-Graft System (Bare Stent Configuration) | 28-M4-34-210-42S | Standalone | DE0503702 | 1 Patients with thoracic aortic aneurysm (TAA; ruptured or unruptured) who are not suitable for OSR and are: 1.1 symptomatic; OR 1.2 asymptomatic and with an aneurysm of 5.5 cm or larger (measured outer-to-outer maximum anterior-posterior aortic diameter); OR 1.3 asymptomatic and with an aneurysm that has grown by more than 1 cm in one year (measured outer-to-outer maximum anterior-posterior aortic diameter). 2 Patients with type B aortic dissection (TBAD) with suitable anatomy for TEVAR and the TBAD is: 2.1 Complicated (presence of malperfusion syndrome or rupture) hyperacute (less than 24 hours), acute (1 to 14 days), or subacute (15 to 90 days); OR 2.2 Uncomplicated with high-risk features (refractory pain, refractory hypertension, bloody pleural effusion, aortic diameter of more than 40 mm, imaging evidence of malperfusion, entry tear on lesser curvature, or false lumen of more than 22 mm). 3 Patients with traumatic aortic injury who do not have contraindications to endovascular repair.
Vascular | Endovascular aortic repair | Aortic stent graft package | TEVAR package | Terumo Aortic | RelayPro Thoracic Stent-Graft System (Bare Stent Configuration) | 28-M4-34-230-42S | Standalone | DE0503702 | 1 Patients with thoracic aortic aneurysm (TAA; ruptured or unruptured) who are not suitable for OSR and are: 1.1 symptomatic; OR 1.2 asymptomatic and with an aneurysm of 5.5 cm or larger (measured outer-to-outer maximum anterior-posterior aortic diameter); OR 1.3 asymptomatic and with an aneurysm that has grown by more than 1 cm in one year (measured outer-to-outer maximum anterior-posterior aortic diameter). 2 Patients with type B aortic dissection (TBAD) with suitable anatomy for TEVAR and the TBAD is: 2.1 Complicated (presence of malperfusion syndrome or rupture) hyperacute (less than 24 hours), acute (1 to 14 days), or subacute (15 to 90 days); OR 2.2 Uncomplicated with high-risk features (refractory pain, refractory hypertension, bloody pleural effusion, aortic diameter of more than 40 mm, imaging evidence of malperfusion, entry tear on lesser curvature, or false lumen of more than 22 mm). 3 Patients with traumatic aortic injury who do not have contraindications to endovascular repair.
Vascular | Endovascular aortic repair | Aortic stent graft package | TEVAR package | Terumo Aortic | RelayPro Thoracic Stent-Graft System (Bare Stent Configuration) | 28-M4-34-250-42S | Standalone | DE0503702 | 1 Patients with thoracic aortic aneurysm (TAA; ruptured or unruptured) who are not suitable for OSR and are: 1.1 symptomatic; OR 1.2 asymptomatic and with an aneurysm of 5.5 cm or larger (measured outer-to-outer maximum anterior-posterior aortic diameter); OR 1.3 asymptomatic and with an aneurysm that has grown by more than 1 cm in one year (measured outer-to-outer maximum anterior-posterior aortic diameter). 2 Patients with type B aortic dissection (TBAD) with suitable anatomy for TEVAR and the TBAD is: 2.1 Complicated (presence of malperfusion syndrome or rupture) hyperacute (less than 24 hours), acute (1 to 14 days), or subacute (15 to 90 days); OR 2.2 Uncomplicated with high-risk features (refractory pain, refractory hypertension, bloody pleural effusion, aortic diameter of more than 40 mm, imaging evidence of malperfusion, entry tear on lesser curvature, or false lumen of more than 22 mm). 3 Patients with traumatic aortic injury who do not have contraindications to endovascular repair.
Vascular | Endovascular aortic repair | Aortic stent graft package | TEVAR package | Terumo Aortic | RelayPro Thoracic Stent-Graft System (Bare Stent Configuration) | 28-M4-36-110-42S | Standalone | DE0503702 | 1 Patients with thoracic aortic aneurysm (TAA; ruptured or unruptured) who are not suitable for OSR and are: 1.1 symptomatic; OR 1.2 asymptomatic and with an aneurysm of 5.5 cm or larger (measured outer-to-outer maximum anterior-posterior aortic diameter); OR 1.3 asymptomatic and with an aneurysm that has grown by more than 1 cm in one year (measured outer-to-outer maximum anterior-posterior aortic diameter). 2 Patients with type B aortic dissection (TBAD) with suitable anatomy for TEVAR and the TBAD is: 2.1 Complicated (presence of malperfusion syndrome or rupture) hyperacute (less than 24 hours), acute (1 to 14 days), or subacute (15 to 90 days); OR 2.2 Uncomplicated with high-risk features (refractory pain, refractory hypertension, bloody pleural effusion, aortic diameter of more than 40 mm, imaging evidence of malperfusion, entry tear on lesser curvature, or false lumen of more than 22 mm). 3 Patients with traumatic aortic injury who do not have contraindications to endovascular repair.
Vascular | Endovascular aortic repair | Aortic stent graft package | TEVAR package | Terumo Aortic | RelayPro Thoracic Stent-Graft System (Bare Stent Configuration) | 28-M4-36-130-42S | Standalone | DE0503702 | 1 Patients with thoracic aortic aneurysm (TAA; ruptured or unruptured) who are not suitable for OSR and are: 1.1 symptomatic; OR 1.2 asymptomatic and with an aneurysm of 5.5 cm or larger (measured outer-to-outer maximum anterior-posterior aortic diameter); OR 1.3 asymptomatic and with an aneurysm that has grown by more than 1 cm in one year (measured outer-to-outer maximum anterior-posterior aortic diameter). 2 Patients with type B aortic dissection (TBAD) with suitable anatomy for TEVAR and the TBAD is: 2.1 Complicated (presence of malperfusion syndrome or rupture) hyperacute (less than 24 hours), acute (1 to 14 days), or subacute (15 to 90 days); OR 2.2 Uncomplicated with high-risk features (refractory pain, refractory hypertension, bloody pleural effusion, aortic diameter of more than 40 mm, imaging evidence of malperfusion, entry tear on lesser curvature, or false lumen of more than 22 mm). 3 Patients with traumatic aortic injury who do not have contraindications to endovascular repair.
Vascular | Endovascular aortic repair | Aortic stent graft package | TEVAR package | Terumo Aortic | RelayPro Thoracic Stent-Graft System (Bare Stent Configuration) | 28-M4-36-150-42S | Standalone | DE0503702 | 1 Patients with thoracic aortic aneurysm (TAA; ruptured or unruptured) who are not suitable for OSR and are: 1.1 symptomatic; OR 1.2 asymptomatic and with an aneurysm of 5.5 cm or larger (measured outer-to-outer maximum anterior-posterior aortic diameter); OR 1.3 asymptomatic and with an aneurysm that has grown by more than 1 cm in one year (measured outer-to-outer maximum anterior-posterior aortic diameter). 2 Patients with type B aortic dissection (TBAD) with suitable anatomy for TEVAR and the TBAD is: 2.1 Complicated (presence of malperfusion syndrome or rupture) hyperacute (less than 24 hours), acute (1 to 14 days), or subacute (15 to 90 days); OR 2.2 Uncomplicated with high-risk features (refractory pain, refractory hypertension, bloody pleural effusion, aortic diameter of more than 40 mm, imaging evidence of malperfusion, entry tear on lesser curvature, or false lumen of more than 22 mm). 3 Patients with traumatic aortic injury who do not have contraindications to endovascular repair.
Vascular | Endovascular aortic repair | Aortic stent graft package | TEVAR package | Terumo Aortic | RelayPro Thoracic Stent-Graft System (Bare Stent Configuration) | 28-M4-36-170-42S | Standalone | DE0503702 | 1 Patients with thoracic aortic aneurysm (TAA; ruptured or unruptured) who are not suitable for OSR and are: 1.1 symptomatic; OR 1.2 asymptomatic and with an aneurysm of 5.5 cm or larger (measured outer-to-outer maximum anterior-posterior aortic diameter); OR 1.3 asymptomatic and with an aneurysm that has grown by more than 1 cm in one year (measured outer-to-outer maximum anterior-posterior aortic diameter). 2 Patients with type B aortic dissection (TBAD) with suitable anatomy for TEVAR and the TBAD is: 2.1 Complicated (presence of malperfusion syndrome or rupture) hyperacute (less than 24 hours), acute (1 to 14 days), or subacute (15 to 90 days); OR 2.2 Uncomplicated with high-risk features (refractory pain, refractory hypertension, bloody pleural effusion, aortic diameter of more than 40 mm, imaging evidence of malperfusion, entry tear on lesser curvature, or false lumen of more than 22 mm). 3 Patients with traumatic aortic injury who do not have contraindications to endovascular repair.
Vascular | Endovascular aortic repair | Aortic stent graft package | TEVAR package | Terumo Aortic | RelayPro Thoracic Stent-Graft System (Bare Stent Configuration) | 28-M4-36-190-42S | Standalone | DE0503702 | 1 Patients with thoracic aortic aneurysm (TAA; ruptured or unruptured) who are not suitable for OSR and are: 1.1 symptomatic; OR 1.2 asymptomatic and with an aneurysm of 5.5 cm or larger (measured outer-to-outer maximum anterior-posterior aortic diameter); OR 1.3 asymptomatic and with an aneurysm that has grown by more than 1 cm in one year (measured outer-to-outer maximum anterior-posterior aortic diameter). 2 Patients with type B aortic dissection (TBAD) with suitable anatomy for TEVAR and the TBAD is: 2.1 Complicated (presence of malperfusion syndrome or rupture) hyperacute (less than 24 hours), acute (1 to 14 days), or subacute (15 to 90 days); OR 2.2 Uncomplicated with high-risk features (refractory pain, refractory hypertension, bloody pleural effusion, aortic diameter of more than 40 mm, imaging evidence of malperfusion, entry tear on lesser curvature, or false lumen of more than 22 mm). 3 Patients with traumatic aortic injury who do not have contraindications to endovascular repair.
Vascular | Endovascular aortic repair | Aortic stent graft package | TEVAR package | Terumo Aortic | RelayPro Thoracic Stent-Graft System (Bare Stent Configuration) | 28-M4-36-210-42S | Standalone | DE0503702 | 1 Patients with thoracic aortic aneurysm (TAA; ruptured or unruptured) who are not suitable for OSR and are: 1.1 symptomatic; OR 1.2 asymptomatic and with an aneurysm of 5.5 cm or larger (measured outer-to-outer maximum anterior-posterior aortic diameter); OR 1.3 asymptomatic and with an aneurysm that has grown by more than 1 cm in one year (measured outer-to-outer maximum anterior-posterior aortic diameter). 2 Patients with type B aortic dissection (TBAD) with suitable anatomy for TEVAR and the TBAD is: 2.1 Complicated (presence of malperfusion syndrome or rupture) hyperacute (less than 24 hours), acute (1 to 14 days), or subacute (15 to 90 days); OR 2.2 Uncomplicated with high-risk features (refractory pain, refractory hypertension, bloody pleural effusion, aortic diameter of more than 40 mm, imaging evidence of malperfusion, entry tear on lesser curvature, or false lumen of more than 22 mm). 3 Patients with traumatic aortic injury who do not have contraindications to endovascular repair.
Vascular | Endovascular aortic repair | Aortic stent graft package | TEVAR package | Terumo Aortic | RelayPro Thoracic Stent-Graft System (Bare Stent Configuration) | 28-M4-36-230-42S | Standalone | DE0503702 | 1 Patients with thoracic aortic aneurysm (TAA; ruptured or unruptured) who are not suitable for OSR and are: 1.1 symptomatic; OR 1.2 asymptomatic and with an aneurysm of 5.5 cm or larger (measured outer-to-outer maximum anterior-posterior aortic diameter); OR 1.3 asymptomatic and with an aneurysm that has grown by more than 1 cm in one year (measured outer-to-outer maximum anterior-posterior aortic diameter). 2 Patients with type B aortic dissection (TBAD) with suitable anatomy for TEVAR and the TBAD is: 2.1 Complicated (presence of malperfusion syndrome or rupture) hyperacute (less than 24 hours), acute (1 to 14 days), or subacute (15 to 90 days); OR 2.2 Uncomplicated with high-risk features (refractory pain, refractory hypertension, bloody pleural effusion, aortic diameter of more than 40 mm, imaging evidence of malperfusion, entry tear on lesser curvature, or false lumen of more than 22 mm). 3 Patients with traumatic aortic injury who do not have contraindications to endovascular repair.
Vascular | Endovascular aortic repair | Aortic stent graft package | TEVAR package | Terumo Aortic | RelayPro Thoracic Stent-Graft System (Bare Stent Configuration) | 28-M4-36-250-42S | Standalone | DE0503702 | 1 Patients with thoracic aortic aneurysm (TAA; ruptured or unruptured) who are not suitable for OSR and are: 1.1 symptomatic; OR 1.2 asymptomatic and with an aneurysm of 5.5 cm or larger (measured outer-to-outer maximum anterior-posterior aortic diameter); OR 1.3 asymptomatic and with an aneurysm that has grown by more than 1 cm in one year (measured outer-to-outer maximum anterior-posterior aortic diameter). 2 Patients with type B aortic dissection (TBAD) with suitable anatomy for TEVAR and the TBAD is: 2.1 Complicated (presence of malperfusion syndrome or rupture) hyperacute (less than 24 hours), acute (1 to 14 days), or subacute (15 to 90 days); OR 2.2 Uncomplicated with high-risk features (refractory pain, refractory hypertension, bloody pleural effusion, aortic diameter of more than 40 mm, imaging evidence of malperfusion, entry tear on lesser curvature, or false lumen of more than 22 mm). 3 Patients with traumatic aortic injury who do not have contraindications to endovascular repair.
Vascular | Endovascular aortic repair | Aortic stent graft package | TEVAR package | Terumo Aortic | RelayPro Thoracic Stent-Graft System (Bare Stent Configuration) | 28-M4-38-110-42S | Standalone | DE0503702 | 1 Patients with thoracic aortic aneurysm (TAA; ruptured or unruptured) who are not suitable for OSR and are: 1.1 symptomatic; OR 1.2 asymptomatic and with an aneurysm of 5.5 cm or larger (measured outer-to-outer maximum anterior-posterior aortic diameter); OR 1.3 asymptomatic and with an aneurysm that has grown by more than 1 cm in one year (measured outer-to-outer maximum anterior-posterior aortic diameter). 2 Patients with type B aortic dissection (TBAD) with suitable anatomy for TEVAR and the TBAD is: 2.1 Complicated (presence of malperfusion syndrome or rupture) hyperacute (less than 24 hours), acute (1 to 14 days), or subacute (15 to 90 days); OR 2.2 Uncomplicated with high-risk features (refractory pain, refractory hypertension, bloody pleural effusion, aortic diameter of more than 40 mm, imaging evidence of malperfusion, entry tear on lesser curvature, or false lumen of more than 22 mm). 3 Patients with traumatic aortic injury who do not have contraindications to endovascular repair.
Vascular | Endovascular aortic repair | Aortic stent graft package | TEVAR package | Terumo Aortic | RelayPro Thoracic Stent-Graft System (Bare Stent Configuration) | 28-M4-38-130-42S | Standalone | DE0503702 | 1 Patients with thoracic aortic aneurysm (TAA; ruptured or unruptured) who are not suitable for OSR and are: 1.1 symptomatic; OR 1.2 asymptomatic and with an aneurysm of 5.5 cm or larger (measured outer-to-outer maximum anterior-posterior aortic diameter); OR 1.3 asymptomatic and with an aneurysm that has grown by more than 1 cm in one year (measured outer-to-outer maximum anterior-posterior aortic diameter). 2 Patients with type B aortic dissection (TBAD) with suitable anatomy for TEVAR and the TBAD is: 2.1 Complicated (presence of malperfusion syndrome or rupture) hyperacute (less than 24 hours), acute (1 to 14 days), or subacute (15 to 90 days); OR 2.2 Uncomplicated with high-risk features (refractory pain, refractory hypertension, bloody pleural effusion, aortic diameter of more than 40 mm, imaging evidence of malperfusion, entry tear on lesser curvature, or false lumen of more than 22 mm). 3 Patients with traumatic aortic injury who do not have contraindications to endovascular repair.
Vascular | Endovascular aortic repair | Aortic stent graft package | TEVAR package | Terumo Aortic | RelayPro Thoracic Stent-Graft System (Bare Stent Configuration) | 28-M4-38-150-42S | Standalone | DE0503702 | 1 Patients with thoracic aortic aneurysm (TAA; ruptured or unruptured) who are not suitable for OSR and are: 1.1 symptomatic; OR 1.2 asymptomatic and with an aneurysm of 5.5 cm or larger (measured outer-to-outer maximum anterior-posterior aortic diameter); OR 1.3 asymptomatic and with an aneurysm that has grown by more than 1 cm in one year (measured outer-to-outer maximum anterior-posterior aortic diameter). 2 Patients with type B aortic dissection (TBAD) with suitable anatomy for TEVAR and the TBAD is: 2.1 Complicated (presence of malperfusion syndrome or rupture) hyperacute (less than 24 hours), acute (1 to 14 days), or subacute (15 to 90 days); OR 2.2 Uncomplicated with high-risk features (refractory pain, refractory hypertension, bloody pleural effusion, aortic diameter of more than 40 mm, imaging evidence of malperfusion, entry tear on lesser curvature, or false lumen of more than 22 mm). 3 Patients with traumatic aortic injury who do not have contraindications to endovascular repair.
Vascular | Endovascular aortic repair | Aortic stent graft package | TEVAR package | Terumo Aortic | RelayPro Thoracic Stent-Graft System (Bare Stent Configuration) | 28-M4-38-170-42S | Standalone | DE0503702 | 1 Patients with thoracic aortic aneurysm (TAA; ruptured or unruptured) who are not suitable for OSR and are: 1.1 symptomatic; OR 1.2 asymptomatic and with an aneurysm of 5.5 cm or larger (measured outer-to-outer maximum anterior-posterior aortic diameter); OR 1.3 asymptomatic and with an aneurysm that has grown by more than 1 cm in one year (measured outer-to-outer maximum anterior-posterior aortic diameter). 2 Patients with type B aortic dissection (TBAD) with suitable anatomy for TEVAR and the TBAD is: 2.1 Complicated (presence of malperfusion syndrome or rupture) hyperacute (less than 24 hours), acute (1 to 14 days), or subacute (15 to 90 days); OR 2.2 Uncomplicated with high-risk features (refractory pain, refractory hypertension, bloody pleural effusion, aortic diameter of more than 40 mm, imaging evidence of malperfusion, entry tear on lesser curvature, or false lumen of more than 22 mm). 3 Patients with traumatic aortic injury who do not have contraindications to endovascular repair.
Vascular | Endovascular aortic repair | Aortic stent graft package | TEVAR package | Terumo Aortic | RelayPro Thoracic Stent-Graft System (Bare Stent Configuration) | 28-M4-38-190-42S | Standalone | DE0503702 | 1 Patients with thoracic aortic aneurysm (TAA; ruptured or unruptured) who are not suitable for OSR and are: 1.1 symptomatic; OR 1.2 asymptomatic and with an aneurysm of 5.5 cm or larger (measured outer-to-outer maximum anterior-posterior aortic diameter); OR 1.3 asymptomatic and with an aneurysm that has grown by more than 1 cm in one year (measured outer-to-outer maximum anterior-posterior aortic diameter). 2 Patients with type B aortic dissection (TBAD) with suitable anatomy for TEVAR and the TBAD is: 2.1 Complicated (presence of malperfusion syndrome or rupture) hyperacute (less than 24 hours), acute (1 to 14 days), or subacute (15 to 90 days); OR 2.2 Uncomplicated with high-risk features (refractory pain, refractory hypertension, bloody pleural effusion, aortic diameter of more than 40 mm, imaging evidence of malperfusion, entry tear on lesser curvature, or false lumen of more than 22 mm). 3 Patients with traumatic aortic injury who do not have contraindications to endovascular repair.
Vascular | Endovascular aortic repair | Aortic stent graft package | TEVAR package | Terumo Aortic | RelayPro Thoracic Stent-Graft System (Bare Stent Configuration) | 28-M4-38-210-42S | Standalone | DE0503702 | 1 Patients with thoracic aortic aneurysm (TAA; ruptured or unruptured) who are not suitable for OSR and are: 1.1 symptomatic; OR 1.2 asymptomatic and with an aneurysm of 5.5 cm or larger (measured outer-to-outer maximum anterior-posterior aortic diameter); OR 1.3 asymptomatic and with an aneurysm that has grown by more than 1 cm in one year (measured outer-to-outer maximum anterior-posterior aortic diameter). 2 Patients with type B aortic dissection (TBAD) with suitable anatomy for TEVAR and the TBAD is: 2.1 Complicated (presence of malperfusion syndrome or rupture) hyperacute (less than 24 hours), acute (1 to 14 days), or subacute (15 to 90 days); OR 2.2 Uncomplicated with high-risk features (refractory pain, refractory hypertension, bloody pleural effusion, aortic diameter of more than 40 mm, imaging evidence of malperfusion, entry tear on lesser curvature, or false lumen of more than 22 mm). 3 Patients with traumatic aortic injury who do not have contraindications to endovascular repair.
Vascular | Endovascular aortic repair | Aortic stent graft package | TEVAR package | Terumo Aortic | RelayPro Thoracic Stent-Graft System (Bare Stent Configuration) | 28-M4-38-230-42S | Standalone | DE0503702 | 1 Patients with thoracic aortic aneurysm (TAA; ruptured or unruptured) who are not suitable for OSR and are: 1.1 symptomatic; OR 1.2 asymptomatic and with an aneurysm of 5.5 cm or larger (measured outer-to-outer maximum anterior-posterior aortic diameter); OR 1.3 asymptomatic and with an aneurysm that has grown by more than 1 cm in one year (measured outer-to-outer maximum anterior-posterior aortic diameter). 2 Patients with type B aortic dissection (TBAD) with suitable anatomy for TEVAR and the TBAD is: 2.1 Complicated (presence of malperfusion syndrome or rupture) hyperacute (less than 24 hours), acute (1 to 14 days), or subacute (15 to 90 days); OR 2.2 Uncomplicated with high-risk features (refractory pain, refractory hypertension, bloody pleural effusion, aortic diameter of more than 40 mm, imaging evidence of malperfusion, entry tear on lesser curvature, or false lumen of more than 22 mm). 3 Patients with traumatic aortic injury who do not have contraindications to endovascular repair.
Vascular | Endovascular aortic repair | Aortic stent graft package | TEVAR package | Terumo Aortic | RelayPro Thoracic Stent-Graft System (Bare Stent Configuration) | 28-M4-38-250-42S | Standalone | DE0503702 | 1 Patients with thoracic aortic aneurysm (TAA; ruptured or unruptured) who are not suitable for OSR and are: 1.1 symptomatic; OR 1.2 asymptomatic and with an aneurysm of 5.5 cm or larger (measured outer-to-outer maximum anterior-posterior aortic diameter); OR 1.3 asymptomatic and with an aneurysm that has grown by more than 1 cm in one year (measured outer-to-outer maximum anterior-posterior aortic diameter). 2 Patients with type B aortic dissection (TBAD) with suitable anatomy for TEVAR and the TBAD is: 2.1 Complicated (presence of malperfusion syndrome or rupture) hyperacute (less than 24 hours), acute (1 to 14 days), or subacute (15 to 90 days); OR 2.2 Uncomplicated with high-risk features (refractory pain, refractory hypertension, bloody pleural effusion, aortic diameter of more than 40 mm, imaging evidence of malperfusion, entry tear on lesser curvature, or false lumen of more than 22 mm). 3 Patients with traumatic aortic injury who do not have contraindications to endovascular repair.
Vascular | Endovascular aortic repair | Aortic stent graft package | TEVAR package | Terumo Aortic | RelayPro Thoracic Stent-Graft System (Bare Stent Configuration) | 28-M4-40-110-42S | Standalone | DE0503702 | 1 Patients with thoracic aortic aneurysm (TAA; ruptured or unruptured) who are not suitable for OSR and are: 1.1 symptomatic; OR 1.2 asymptomatic and with an aneurysm of 5.5 cm or larger (measured outer-to-outer maximum anterior-posterior aortic diameter); OR 1.3 asymptomatic and with an aneurysm that has grown by more than 1 cm in one year (measured outer-to-outer maximum anterior-posterior aortic diameter). 2 Patients with type B aortic dissection (TBAD) with suitable anatomy for TEVAR and the TBAD is: 2.1 Complicated (presence of malperfusion syndrome or rupture) hyperacute (less than 24 hours), acute (1 to 14 days), or subacute (15 to 90 days); OR 2.2 Uncomplicated with high-risk features (refractory pain, refractory hypertension, bloody pleural effusion, aortic diameter of more than 40 mm, imaging evidence of malperfusion, entry tear on lesser curvature, or false lumen of more than 22 mm). 3 Patients with traumatic aortic injury who do not have contraindications to endovascular repair.
Vascular | Endovascular aortic repair | Aortic stent graft package | TEVAR package | Terumo Aortic | RelayPro Thoracic Stent-Graft System (Bare Stent Configuration) | 28-M4-40-130-42S | Standalone | DE0503702 | 1 Patients with thoracic aortic aneurysm (TAA; ruptured or unruptured) who are not suitable for OSR and are: 1.1 symptomatic; OR 1.2 asymptomatic and with an aneurysm of 5.5 cm or larger (measured outer-to-outer maximum anterior-posterior aortic diameter); OR 1.3 asymptomatic and with an aneurysm that has grown by more than 1 cm in one year (measured outer-to-outer maximum anterior-posterior aortic diameter). 2 Patients with type B aortic dissection (TBAD) with suitable anatomy for TEVAR and the TBAD is: 2.1 Complicated (presence of malperfusion syndrome or rupture) hyperacute (less than 24 hours), acute (1 to 14 days), or subacute (15 to 90 days); OR 2.2 Uncomplicated with high-risk features (refractory pain, refractory hypertension, bloody pleural effusion, aortic diameter of more than 40 mm, imaging evidence of malperfusion, entry tear on lesser curvature, or false lumen of more than 22 mm). 3 Patients with traumatic aortic injury who do not have contraindications to endovascular repair.
Vascular | Endovascular aortic repair | Aortic stent graft package | TEVAR package | Terumo Aortic | RelayPro Thoracic Stent-Graft System (Bare Stent Configuration) | 28-M4-40-150-42S | Standalone | DE0503702 | 1 Patients with thoracic aortic aneurysm (TAA; ruptured or unruptured) who are not suitable for OSR and are: 1.1 symptomatic; OR 1.2 asymptomatic and with an aneurysm of 5.5 cm or larger (measured outer-to-outer maximum anterior-posterior aortic diameter); OR 1.3 asymptomatic and with an aneurysm that has grown by more than 1 cm in one year (measured outer-to-outer maximum anterior-posterior aortic diameter). 2 Patients with type B aortic dissection (TBAD) with suitable anatomy for TEVAR and the TBAD is: 2.1 Complicated (presence of malperfusion syndrome or rupture) hyperacute (less than 24 hours), acute (1 to 14 days), or subacute (15 to 90 days); OR 2.2 Uncomplicated with high-risk features (refractory pain, refractory hypertension, bloody pleural effusion, aortic diameter of more than 40 mm, imaging evidence of malperfusion, entry tear on lesser curvature, or false lumen of more than 22 mm). 3 Patients with traumatic aortic injury who do not have contraindications to endovascular repair.
Vascular | Endovascular aortic repair | Aortic stent graft package | TEVAR package | Terumo Aortic | RelayPro Thoracic Stent-Graft System (Bare Stent Configuration) | 28-M4-40-170-42S | Standalone | DE0503702 | 1 Patients with thoracic aortic aneurysm (TAA; ruptured or unruptured) who are not suitable for OSR and are: 1.1 symptomatic; OR 1.2 asymptomatic and with an aneurysm of 5.5 cm or larger (measured outer-to-outer maximum anterior-posterior aortic diameter); OR 1.3 asymptomatic and with an aneurysm that has grown by more than 1 cm in one year (measured outer-to-outer maximum anterior-posterior aortic diameter). 2 Patients with type B aortic dissection (TBAD) with suitable anatomy for TEVAR and the TBAD is: 2.1 Complicated (presence of malperfusion syndrome or rupture) hyperacute (less than 24 hours), acute (1 to 14 days), or subacute (15 to 90 days); OR 2.2 Uncomplicated with high-risk features (refractory pain, refractory hypertension, bloody pleural effusion, aortic diameter of more than 40 mm, imaging evidence of malperfusion, entry tear on lesser curvature, or false lumen of more than 22 mm). 3 Patients with traumatic aortic injury who do not have contraindications to endovascular repair.
Vascular | Endovascular aortic repair | Aortic stent graft package | TEVAR package | Terumo Aortic | RelayPro Thoracic Stent-Graft System (Bare Stent Configuration) | 28-M4-40-190-42S | Standalone | DE0503702 | 1 Patients with thoracic aortic aneurysm (TAA; ruptured or unruptured) who are not suitable for OSR and are: 1.1 symptomatic; OR 1.2 asymptomatic and with an aneurysm of 5.5 cm or larger (measured outer-to-outer maximum anterior-posterior aortic diameter); OR 1.3 asymptomatic and with an aneurysm that has grown by more than 1 cm in one year (measured outer-to-outer maximum anterior-posterior aortic diameter). 2 Patients with type B aortic dissection (TBAD) with suitable anatomy for TEVAR and the TBAD is: 2.1 Complicated (presence of malperfusion syndrome or rupture) hyperacute (less than 24 hours), acute (1 to 14 days), or subacute (15 to 90 days); OR 2.2 Uncomplicated with high-risk features (refractory pain, refractory hypertension, bloody pleural effusion, aortic diameter of more than 40 mm, imaging evidence of malperfusion, entry tear on lesser curvature, or false lumen of more than 22 mm). 3 Patients with traumatic aortic injury who do not have contraindications to endovascular repair.
Vascular | Endovascular aortic repair | Aortic stent graft package | TEVAR package | Terumo Aortic | RelayPro Thoracic Stent-Graft System (Bare Stent Configuration) | 28-M4-40-210-42S | Standalone | DE0503702 | 1 Patients with thoracic aortic aneurysm (TAA; ruptured or unruptured) who are not suitable for OSR and are: 1.1 symptomatic; OR 1.2 asymptomatic and with an aneurysm of 5.5 cm or larger (measured outer-to-outer maximum anterior-posterior aortic diameter); OR 1.3 asymptomatic and with an aneurysm that has grown by more than 1 cm in one year (measured outer-to-outer maximum anterior-posterior aortic diameter). 2 Patients with type B aortic dissection (TBAD) with suitable anatomy for TEVAR and the TBAD is: 2.1 Complicated (presence of malperfusion syndrome or rupture) hyperacute (less than 24 hours), acute (1 to 14 days), or subacute (15 to 90 days); OR 2.2 Uncomplicated with high-risk features (refractory pain, refractory hypertension, bloody pleural effusion, aortic diameter of more than 40 mm, imaging evidence of malperfusion, entry tear on lesser curvature, or false lumen of more than 22 mm). 3 Patients with traumatic aortic injury who do not have contraindications to endovascular repair.
Vascular | Endovascular aortic repair | Aortic stent graft package | TEVAR package | Terumo Aortic | RelayPro Thoracic Stent-Graft System (Bare Stent Configuration) | 28-M4-40-230-42S | Standalone | DE0503702 | 1 Patients with thoracic aortic aneurysm (TAA; ruptured or unruptured) who are not suitable for OSR and are: 1.1 symptomatic; OR 1.2 asymptomatic and with an aneurysm of 5.5 cm or larger (measured outer-to-outer maximum anterior-posterior aortic diameter); OR 1.3 asymptomatic and with an aneurysm that has grown by more than 1 cm in one year (measured outer-to-outer maximum anterior-posterior aortic diameter). 2 Patients with type B aortic dissection (TBAD) with suitable anatomy for TEVAR and the TBAD is: 2.1 Complicated (presence of malperfusion syndrome or rupture) hyperacute (less than 24 hours), acute (1 to 14 days), or subacute (15 to 90 days); OR 2.2 Uncomplicated with high-risk features (refractory pain, refractory hypertension, bloody pleural effusion, aortic diameter of more than 40 mm, imaging evidence of malperfusion, entry tear on lesser curvature, or false lumen of more than 22 mm). 3 Patients with traumatic aortic injury who do not have contraindications to endovascular repair.
Vascular | Endovascular aortic repair | Aortic stent graft package | TEVAR package | Terumo Aortic | RelayPro Thoracic Stent-Graft System (Bare Stent Configuration) | 28-M4-40-250-42S | Standalone | DE0503702 | 1 Patients with thoracic aortic aneurysm (TAA; ruptured or unruptured) who are not suitable for OSR and are: 1.1 symptomatic; OR 1.2 asymptomatic and with an aneurysm of 5.5 cm or larger (measured outer-to-outer maximum anterior-posterior aortic diameter); OR 1.3 asymptomatic and with an aneurysm that has grown by more than 1 cm in one year (measured outer-to-outer maximum anterior-posterior aortic diameter). 2 Patients with type B aortic dissection (TBAD) with suitable anatomy for TEVAR and the TBAD is: 2.1 Complicated (presence of malperfusion syndrome or rupture) hyperacute (less than 24 hours), acute (1 to 14 days), or subacute (15 to 90 days); OR 2.2 Uncomplicated with high-risk features (refractory pain, refractory hypertension, bloody pleural effusion, aortic diameter of more than 40 mm, imaging evidence of malperfusion, entry tear on lesser curvature, or false lumen of more than 22 mm). 3 Patients with traumatic aortic injury who do not have contraindications to endovascular repair.
Vascular | Endovascular aortic repair | Aortic stent graft package | TEVAR package | Terumo Aortic | RelayPro Thoracic Stent-Graft System (Bare Stent Configuration) | 28-M4-42-105-42S | Standalone | DE0503702 | 1 Patients with thoracic aortic aneurysm (TAA; ruptured or unruptured) who are not suitable for OSR and are: 1.1 symptomatic; OR 1.2 asymptomatic and with an aneurysm of 5.5 cm or larger (measured outer-to-outer maximum anterior-posterior aortic diameter); OR 1.3 asymptomatic and with an aneurysm that has grown by more than 1 cm in one year (measured outer-to-outer maximum anterior-posterior aortic diameter). 2 Patients with type B aortic dissection (TBAD) with suitable anatomy for TEVAR and the TBAD is: 2.1 Complicated (presence of malperfusion syndrome or rupture) hyperacute (less than 24 hours), acute (1 to 14 days), or subacute (15 to 90 days); OR 2.2 Uncomplicated with high-risk features (refractory pain, refractory hypertension, bloody pleural effusion, aortic diameter of more than 40 mm, imaging evidence of malperfusion, entry tear on lesser curvature, or false lumen of more than 22 mm). 3 Patients with traumatic aortic injury who do not have contraindications to endovascular repair.
Vascular | Endovascular aortic repair | Aortic stent graft package | TEVAR package | Terumo Aortic | RelayPro Thoracic Stent-Graft System (Bare Stent Configuration) | 28-M4-42-130-42S | Standalone | DE0503702 | 1 Patients with thoracic aortic aneurysm (TAA; ruptured or unruptured) who are not suitable for OSR and are: 1.1 symptomatic; OR 1.2 asymptomatic and with an aneurysm of 5.5 cm or larger (measured outer-to-outer maximum anterior-posterior aortic diameter); OR 1.3 asymptomatic and with an aneurysm that has grown by more than 1 cm in one year (measured outer-to-outer maximum anterior-posterior aortic diameter). 2 Patients with type B aortic dissection (TBAD) with suitable anatomy for TEVAR and the TBAD is: 2.1 Complicated (presence of malperfusion syndrome or rupture) hyperacute (less than 24 hours), acute (1 to 14 days), or subacute (15 to 90 days); OR 2.2 Uncomplicated with high-risk features (refractory pain, refractory hypertension, bloody pleural effusion, aortic diameter of more than 40 mm, imaging evidence of malperfusion, entry tear on lesser curvature, or false lumen of more than 22 mm). 3 Patients with traumatic aortic injury who do not have contraindications to endovascular repair.
Vascular | Endovascular aortic repair | Aortic stent graft package | TEVAR package | Terumo Aortic | RelayPro Thoracic Stent-Graft System (Bare Stent Configuration) | 28-M4-42-150-42S | Standalone | DE0503702 | 1 Patients with thoracic aortic aneurysm (TAA; ruptured or unruptured) who are not suitable for OSR and are: 1.1 symptomatic; OR 1.2 asymptomatic and with an aneurysm of 5.5 cm or larger (measured outer-to-outer maximum anterior-posterior aortic diameter); OR 1.3 asymptomatic and with an aneurysm that has grown by more than 1 cm in one year (measured outer-to-outer maximum anterior-posterior aortic diameter). 2 Patients with type B aortic dissection (TBAD) with suitable anatomy for TEVAR and the TBAD is: 2.1 Complicated (presence of malperfusion syndrome or rupture) hyperacute (less than 24 hours), acute (1 to 14 days), or subacute (15 to 90 days); OR 2.2 Uncomplicated with high-risk features (refractory pain, refractory hypertension, bloody pleural effusion, aortic diameter of more than 40 mm, imaging evidence of malperfusion, entry tear on lesser curvature, or false lumen of more than 22 mm). 3 Patients with traumatic aortic injury who do not have contraindications to endovascular repair.
Vascular | Endovascular aortic repair | Aortic stent graft package | TEVAR package | Terumo Aortic | RelayPro Thoracic Stent-Graft System (Bare Stent Configuration) | 28-M4-42-170-42S | Standalone | DE0503702 | 1 Patients with thoracic aortic aneurysm (TAA; ruptured or unruptured) who are not suitable for OSR and are: 1.1 symptomatic; OR 1.2 asymptomatic and with an aneurysm of 5.5 cm or larger (measured outer-to-outer maximum anterior-posterior aortic diameter); OR 1.3 asymptomatic and with an aneurysm that has grown by more than 1 cm in one year (measured outer-to-outer maximum anterior-posterior aortic diameter). 2 Patients with type B aortic dissection (TBAD) with suitable anatomy for TEVAR and the TBAD is: 2.1 Complicated (presence of malperfusion syndrome or rupture) hyperacute (less than 24 hours), acute (1 to 14 days), or subacute (15 to 90 days); OR 2.2 Uncomplicated with high-risk features (refractory pain, refractory hypertension, bloody pleural effusion, aortic diameter of more than 40 mm, imaging evidence of malperfusion, entry tear on lesser curvature, or false lumen of more than 22 mm). 3 Patients with traumatic aortic injury who do not have contraindications to endovascular repair.
Vascular | Endovascular aortic repair | Aortic stent graft package | TEVAR package | Terumo Aortic | RelayPro Thoracic Stent-Graft System (Bare Stent Configuration) | 28-M4-42-195-42S | Standalone | DE0503702 | 1 Patients with thoracic aortic aneurysm (TAA; ruptured or unruptured) who are not suitable for OSR and are: 1.1 symptomatic; OR 1.2 asymptomatic and with an aneurysm of 5.5 cm or larger (measured outer-to-outer maximum anterior-posterior aortic diameter); OR 1.3 asymptomatic and with an aneurysm that has grown by more than 1 cm in one year (measured outer-to-outer maximum anterior-posterior aortic diameter). 2 Patients with type B aortic dissection (TBAD) with suitable anatomy for TEVAR and the TBAD is: 2.1 Complicated (presence of malperfusion syndrome or rupture) hyperacute (less than 24 hours), acute (1 to 14 days), or subacute (15 to 90 days); OR 2.2 Uncomplicated with high-risk features (refractory pain, refractory hypertension, bloody pleural effusion, aortic diameter of more than 40 mm, imaging evidence of malperfusion, entry tear on lesser curvature, or false lumen of more than 22 mm). 3 Patients with traumatic aortic injury who do not have contraindications to endovascular repair.
Vascular | Endovascular aortic repair | Aortic stent graft package | TEVAR package | Terumo Aortic | RelayPro Thoracic Stent-Graft System (Bare Stent Configuration) | 28-M4-42-210-42S | Standalone | DE0503702 | 1 Patients with thoracic aortic aneurysm (TAA; ruptured or unruptured) who are not suitable for OSR and are: 1.1 symptomatic; OR 1.2 asymptomatic and with an aneurysm of 5.5 cm or larger (measured outer-to-outer maximum anterior-posterior aortic diameter); OR 1.3 asymptomatic and with an aneurysm that has grown by more than 1 cm in one year (measured outer-to-outer maximum anterior-posterior aortic diameter). 2 Patients with type B aortic dissection (TBAD) with suitable anatomy for TEVAR and the TBAD is: 2.1 Complicated (presence of malperfusion syndrome or rupture) hyperacute (less than 24 hours), acute (1 to 14 days), or subacute (15 to 90 days); OR 2.2 Uncomplicated with high-risk features (refractory pain, refractory hypertension, bloody pleural effusion, aortic diameter of more than 40 mm, imaging evidence of malperfusion, entry tear on lesser curvature, or false lumen of more than 22 mm). 3 Patients with traumatic aortic injury who do not have contraindications to endovascular repair.
Vascular | Endovascular aortic repair | Aortic stent graft package | TEVAR package | Terumo Aortic | RelayPro Thoracic Stent-Graft System (Bare Stent Configuration) | 28-M4-42-230-42S | Standalone | DE0503702 | 1 Patients with thoracic aortic aneurysm (TAA; ruptured or unruptured) who are not suitable for OSR and are: 1.1 symptomatic; OR 1.2 asymptomatic and with an aneurysm of 5.5 cm or larger (measured outer-to-outer maximum anterior-posterior aortic diameter); OR 1.3 asymptomatic and with an aneurysm that has grown by more than 1 cm in one year (measured outer-to-outer maximum anterior-posterior aortic diameter). 2 Patients with type B aortic dissection (TBAD) with suitable anatomy for TEVAR and the TBAD is: 2.1 Complicated (presence of malperfusion syndrome or rupture) hyperacute (less than 24 hours), acute (1 to 14 days), or subacute (15 to 90 days); OR 2.2 Uncomplicated with high-risk features (refractory pain, refractory hypertension, bloody pleural effusion, aortic diameter of more than 40 mm, imaging evidence of malperfusion, entry tear on lesser curvature, or false lumen of more than 22 mm). 3 Patients with traumatic aortic injury who do not have contraindications to endovascular repair.
Vascular | Endovascular aortic repair | Aortic stent graft package | TEVAR package | Terumo Aortic | RelayPro Thoracic Stent-Graft System (Bare Stent Configuration) | 28-M4-42-250-42S | Standalone | DE0503702 | 1 Patients with thoracic aortic aneurysm (TAA; ruptured or unruptured) who are not suitable for OSR and are: 1.1 symptomatic; OR 1.2 asymptomatic and with an aneurysm of 5.5 cm or larger (measured outer-to-outer maximum anterior-posterior aortic diameter); OR 1.3 asymptomatic and with an aneurysm that has grown by more than 1 cm in one year (measured outer-to-outer maximum anterior-posterior aortic diameter). 2 Patients with type B aortic dissection (TBAD) with suitable anatomy for TEVAR and the TBAD is: 2.1 Complicated (presence of malperfusion syndrome or rupture) hyperacute (less than 24 hours), acute (1 to 14 days), or subacute (15 to 90 days); OR 2.2 Uncomplicated with high-risk features (refractory pain, refractory hypertension, bloody pleural effusion, aortic diameter of more than 40 mm, imaging evidence of malperfusion, entry tear on lesser curvature, or false lumen of more than 22 mm). 3 Patients with traumatic aortic injury who do not have contraindications to endovascular repair.
Vascular | Endovascular aortic repair | Aortic stent graft package | TEVAR package | Terumo Aortic | RelayPro Thoracic Stent-Graft System (Bare Stent Configuration) | 28-M4-44-110-42S | Standalone | DE0503702 | 1 Patients with thoracic aortic aneurysm (TAA; ruptured or unruptured) who are not suitable for OSR and are: 1.1 symptomatic; OR 1.2 asymptomatic and with an aneurysm of 5.5 cm or larger (measured outer-to-outer maximum anterior-posterior aortic diameter); OR 1.3 asymptomatic and with an aneurysm that has grown by more than 1 cm in one year (measured outer-to-outer maximum anterior-posterior aortic diameter). 2 Patients with type B aortic dissection (TBAD) with suitable anatomy for TEVAR and the TBAD is: 2.1 Complicated (presence of malperfusion syndrome or rupture) hyperacute (less than 24 hours), acute (1 to 14 days), or subacute (15 to 90 days); OR 2.2 Uncomplicated with high-risk features (refractory pain, refractory hypertension, bloody pleural effusion, aortic diameter of more than 40 mm, imaging evidence of malperfusion, entry tear on lesser curvature, or false lumen of more than 22 mm). 3 Patients with traumatic aortic injury who do not have contraindications to endovascular repair.
Vascular | Endovascular aortic repair | Aortic stent graft package | TEVAR package | Terumo Aortic | RelayPro Thoracic Stent-Graft System (Bare Stent Configuration) | 28-M4-44-130-42S | Standalone | DE0503702 | 1 Patients with thoracic aortic aneurysm (TAA; ruptured or unruptured) who are not suitable for OSR and are: 1.1 symptomatic; OR 1.2 asymptomatic and with an aneurysm of 5.5 cm or larger (measured outer-to-outer maximum anterior-posterior aortic diameter); OR 1.3 asymptomatic and with an aneurysm that has grown by more than 1 cm in one year (measured outer-to-outer maximum anterior-posterior aortic diameter). 2 Patients with type B aortic dissection (TBAD) with suitable anatomy for TEVAR and the TBAD is: 2.1 Complicated (presence of malperfusion syndrome or rupture) hyperacute (less than 24 hours), acute (1 to 14 days), or subacute (15 to 90 days); OR 2.2 Uncomplicated with high-risk features (refractory pain, refractory hypertension, bloody pleural effusion, aortic diameter of more than 40 mm, imaging evidence of malperfusion, entry tear on lesser curvature, or false lumen of more than 22 mm). 3 Patients with traumatic aortic injury who do not have contraindications to endovascular repair.
Vascular | Endovascular aortic repair | Aortic stent graft package | TEVAR package | Terumo Aortic | RelayPro Thoracic Stent-Graft System (Bare Stent Configuration) | 28-M4-44-150-42S | Standalone | DE0503702 | 1 Patients with thoracic aortic aneurysm (TAA; ruptured or unruptured) who are not suitable for OSR and are: 1.1 symptomatic; OR 1.2 asymptomatic and with an aneurysm of 5.5 cm or larger (measured outer-to-outer maximum anterior-posterior aortic diameter); OR 1.3 asymptomatic and with an aneurysm that has grown by more than 1 cm in one year (measured outer-to-outer maximum anterior-posterior aortic diameter). 2 Patients with type B aortic dissection (TBAD) with suitable anatomy for TEVAR and the TBAD is: 2.1 Complicated (presence of malperfusion syndrome or rupture) hyperacute (less than 24 hours), acute (1 to 14 days), or subacute (15 to 90 days); OR 2.2 Uncomplicated with high-risk features (refractory pain, refractory hypertension, bloody pleural effusion, aortic diameter of more than 40 mm, imaging evidence of malperfusion, entry tear on lesser curvature, or false lumen of more than 22 mm). 3 Patients with traumatic aortic injury who do not have contraindications to endovascular repair.
Vascular | Endovascular aortic repair | Aortic stent graft package | TEVAR package | Terumo Aortic | RelayPro Thoracic Stent-Graft System (Bare Stent Configuration) | 28-M4-44-170-42S | Standalone | DE0503702 | 1 Patients with thoracic aortic aneurysm (TAA; ruptured or unruptured) who are not suitable for OSR and are: 1.1 symptomatic; OR 1.2 asymptomatic and with an aneurysm of 5.5 cm or larger (measured outer-to-outer maximum anterior-posterior aortic diameter); OR 1.3 asymptomatic and with an aneurysm that has grown by more than 1 cm in one year (measured outer-to-outer maximum anterior-posterior aortic diameter). 2 Patients with type B aortic dissection (TBAD) with suitable anatomy for TEVAR and the TBAD is: 2.1 Complicated (presence of malperfusion syndrome or rupture) hyperacute (less than 24 hours), acute (1 to 14 days), or subacute (15 to 90 days); OR 2.2 Uncomplicated with high-risk features (refractory pain, refractory hypertension, bloody pleural effusion, aortic diameter of more than 40 mm, imaging evidence of malperfusion, entry tear on lesser curvature, or false lumen of more than 22 mm). 3 Patients with traumatic aortic injury who do not have contraindications to endovascular repair.
Vascular | Endovascular aortic repair | Aortic stent graft package | TEVAR package | Terumo Aortic | RelayPro Thoracic Stent-Graft System (Bare Stent Configuration) | 28-M4-44-190-42S | Standalone | DE0503702 | 1 Patients with thoracic aortic aneurysm (TAA; ruptured or unruptured) who are not suitable for OSR and are: 1.1 symptomatic; OR 1.2 asymptomatic and with an aneurysm of 5.5 cm or larger (measured outer-to-outer maximum anterior-posterior aortic diameter); OR 1.3 asymptomatic and with an aneurysm that has grown by more than 1 cm in one year (measured outer-to-outer maximum anterior-posterior aortic diameter). 2 Patients with type B aortic dissection (TBAD) with suitable anatomy for TEVAR and the TBAD is: 2.1 Complicated (presence of malperfusion syndrome or rupture) hyperacute (less than 24 hours), acute (1 to 14 days), or subacute (15 to 90 days); OR 2.2 Uncomplicated with high-risk features (refractory pain, refractory hypertension, bloody pleural effusion, aortic diameter of more than 40 mm, imaging evidence of malperfusion, entry tear on lesser curvature, or false lumen of more than 22 mm). 3 Patients with traumatic aortic injury who do not have contraindications to endovascular repair.
Vascular | Endovascular aortic repair | Aortic stent graft package | TEVAR package | Terumo Aortic | RelayPro Thoracic Stent-Graft System (Bare Stent Configuration) | 28-M4-44-210-42S | Standalone | DE0503702 | 1 Patients with thoracic aortic aneurysm (TAA; ruptured or unruptured) who are not suitable for OSR and are: 1.1 symptomatic; OR 1.2 asymptomatic and with an aneurysm of 5.5 cm or larger (measured outer-to-outer maximum anterior-posterior aortic diameter); OR 1.3 asymptomatic and with an aneurysm that has grown by more than 1 cm in one year (measured outer-to-outer maximum anterior-posterior aortic diameter). 2 Patients with type B aortic dissection (TBAD) with suitable anatomy for TEVAR and the TBAD is: 2.1 Complicated (presence of malperfusion syndrome or rupture) hyperacute (less than 24 hours), acute (1 to 14 days), or subacute (15 to 90 days); OR 2.2 Uncomplicated with high-risk features (refractory pain, refractory hypertension, bloody pleural effusion, aortic diameter of more than 40 mm, imaging evidence of malperfusion, entry tear on lesser curvature, or false lumen of more than 22 mm). 3 Patients with traumatic aortic injury who do not have contraindications to endovascular repair.
Vascular | Endovascular aortic repair | Aortic stent graft package | TEVAR package | Terumo Aortic | RelayPro Thoracic Stent-Graft System (Bare Stent Configuration) | 28-M4-44-230-42S | Standalone | DE0503702 | 1 Patients with thoracic aortic aneurysm (TAA; ruptured or unruptured) who are not suitable for OSR and are: 1.1 symptomatic; OR 1.2 asymptomatic and with an aneurysm of 5.5 cm or larger (measured outer-to-outer maximum anterior-posterior aortic diameter); OR 1.3 asymptomatic and with an aneurysm that has grown by more than 1 cm in one year (measured outer-to-outer maximum anterior-posterior aortic diameter). 2 Patients with type B aortic dissection (TBAD) with suitable anatomy for TEVAR and the TBAD is: 2.1 Complicated (presence of malperfusion syndrome or rupture) hyperacute (less than 24 hours), acute (1 to 14 days), or subacute (15 to 90 days); OR 2.2 Uncomplicated with high-risk features (refractory pain, refractory hypertension, bloody pleural effusion, aortic diameter of more than 40 mm, imaging evidence of malperfusion, entry tear on lesser curvature, or false lumen of more than 22 mm). 3 Patients with traumatic aortic injury who do not have contraindications to endovascular repair.
Vascular | Endovascular aortic repair | Aortic stent graft package | TEVAR package | Terumo Aortic | RelayPro Thoracic Stent-Graft System (Bare Stent Configuration) | 28-M4-44-250-42S | Standalone | DE0503702 | 1 Patients with thoracic aortic aneurysm (TAA; ruptured or unruptured) who are not suitable for OSR and are: 1.1 symptomatic; OR 1.2 asymptomatic and with an aneurysm of 5.5 cm or larger (measured outer-to-outer maximum anterior-posterior aortic diameter); OR 1.3 asymptomatic and with an aneurysm that has grown by more than 1 cm in one year (measured outer-to-outer maximum anterior-posterior aortic diameter). 2 Patients with type B aortic dissection (TBAD) with suitable anatomy for TEVAR and the TBAD is: 2.1 Complicated (presence of malperfusion syndrome or rupture) hyperacute (less than 24 hours), acute (1 to 14 days), or subacute (15 to 90 days); OR 2.2 Uncomplicated with high-risk features (refractory pain, refractory hypertension, bloody pleural effusion, aortic diameter of more than 40 mm, imaging evidence of malperfusion, entry tear on lesser curvature, or false lumen of more than 22 mm). 3 Patients with traumatic aortic injury who do not have contraindications to endovascular repair.
Vascular | Endovascular aortic repair | Aortic stent graft package | TEVAR package | Terumo Aortic | RelayPro Thoracic Stent-Graft System (Bare Stent Configuration) | 28-M4-46-110-42S | Standalone | DE0503702 | 1 Patients with thoracic aortic aneurysm (TAA; ruptured or unruptured) who are not suitable for OSR and are: 1.1 symptomatic; OR 1.2 asymptomatic and with an aneurysm of 5.5 cm or larger (measured outer-to-outer maximum anterior-posterior aortic diameter); OR 1.3 asymptomatic and with an aneurysm that has grown by more than 1 cm in one year (measured outer-to-outer maximum anterior-posterior aortic diameter). 2 Patients with type B aortic dissection (TBAD) with suitable anatomy for TEVAR and the TBAD is: 2.1 Complicated (presence of malperfusion syndrome or rupture) hyperacute (less than 24 hours), acute (1 to 14 days), or subacute (15 to 90 days); OR 2.2 Uncomplicated with high-risk features (refractory pain, refractory hypertension, bloody pleural effusion, aortic diameter of more than 40 mm, imaging evidence of malperfusion, entry tear on lesser curvature, or false lumen of more than 22 mm). 3 Patients with traumatic aortic injury who do not have contraindications to endovascular repair.
Vascular | Endovascular aortic repair | Aortic stent graft package | TEVAR package | Terumo Aortic | RelayPro Thoracic Stent-Graft System (Bare Stent Configuration) | 28-M4-46-130-42S | Standalone | DE0503702 | 1 Patients with thoracic aortic aneurysm (TAA; ruptured or unruptured) who are not suitable for OSR and are: 1.1 symptomatic; OR 1.2 asymptomatic and with an aneurysm of 5.5 cm or larger (measured outer-to-outer maximum anterior-posterior aortic diameter); OR 1.3 asymptomatic and with an aneurysm that has grown by more than 1 cm in one year (measured outer-to-outer maximum anterior-posterior aortic diameter). 2 Patients with type B aortic dissection (TBAD) with suitable anatomy for TEVAR and the TBAD is: 2.1 Complicated (presence of malperfusion syndrome or rupture) hyperacute (less than 24 hours), acute (1 to 14 days), or subacute (15 to 90 days); OR 2.2 Uncomplicated with high-risk features (refractory pain, refractory hypertension, bloody pleural effusion, aortic diameter of more than 40 mm, imaging evidence of malperfusion, entry tear on lesser curvature, or false lumen of more than 22 mm). 3 Patients with traumatic aortic injury who do not have contraindications to endovascular repair.
Vascular | Endovascular aortic repair | Aortic stent graft package | TEVAR package | Terumo Aortic | RelayPro Thoracic Stent-Graft System (Bare Stent Configuration) | 28-M4-46-155-42S | Standalone | DE0503702 | 1 Patients with thoracic aortic aneurysm (TAA; ruptured or unruptured) who are not suitable for OSR and are: 1.1 symptomatic; OR 1.2 asymptomatic and with an aneurysm of 5.5 cm or larger (measured outer-to-outer maximum anterior-posterior aortic diameter); OR 1.3 asymptomatic and with an aneurysm that has grown by more than 1 cm in one year (measured outer-to-outer maximum anterior-posterior aortic diameter). 2 Patients with type B aortic dissection (TBAD) with suitable anatomy for TEVAR and the TBAD is: 2.1 Complicated (presence of malperfusion syndrome or rupture) hyperacute (less than 24 hours), acute (1 to 14 days), or subacute (15 to 90 days); OR 2.2 Uncomplicated with high-risk features (refractory pain, refractory hypertension, bloody pleural effusion, aortic diameter of more than 40 mm, imaging evidence of malperfusion, entry tear on lesser curvature, or false lumen of more than 22 mm). 3 Patients with traumatic aortic injury who do not have contraindications to endovascular repair.
Vascular | Endovascular aortic repair | Aortic stent graft package | TEVAR package | Terumo Aortic | RelayPro Thoracic Stent-Graft System (Bare Stent Configuration) | 28-M4-46-170-42S | Standalone | DE0503702 | 1 Patients with thoracic aortic aneurysm (TAA; ruptured or unruptured) who are not suitable for OSR and are: 1.1 symptomatic; OR 1.2 asymptomatic and with an aneurysm of 5.5 cm or larger (measured outer-to-outer maximum anterior-posterior aortic diameter); OR 1.3 asymptomatic and with an aneurysm that has grown by more than 1 cm in one year (measured outer-to-outer maximum anterior-posterior aortic diameter). 2 Patients with type B aortic dissection (TBAD) with suitable anatomy for TEVAR and the TBAD is: 2.1 Complicated (presence of malperfusion syndrome or rupture) hyperacute (less than 24 hours), acute (1 to 14 days), or subacute (15 to 90 days); OR 2.2 Uncomplicated with high-risk features (refractory pain, refractory hypertension, bloody pleural effusion, aortic diameter of more than 40 mm, imaging evidence of malperfusion, entry tear on lesser curvature, or false lumen of more than 22 mm). 3 Patients with traumatic aortic injury who do not have contraindications to endovascular repair.
Vascular | Endovascular aortic repair | Aortic stent graft package | TEVAR package | Terumo Aortic | RelayPro Thoracic Stent-Graft System (Bare Stent Configuration) | 28-M4-46-200-42S | Standalone | DE0503702 | 1 Patients with thoracic aortic aneurysm (TAA; ruptured or unruptured) who are not suitable for OSR and are: 1.1 symptomatic; OR 1.2 asymptomatic and with an aneurysm of 5.5 cm or larger (measured outer-to-outer maximum anterior-posterior aortic diameter); OR 1.3 asymptomatic and with an aneurysm that has grown by more than 1 cm in one year (measured outer-to-outer maximum anterior-posterior aortic diameter). 2 Patients with type B aortic dissection (TBAD) with suitable anatomy for TEVAR and the TBAD is: 2.1 Complicated (presence of malperfusion syndrome or rupture) hyperacute (less than 24 hours), acute (1 to 14 days), or subacute (15 to 90 days); OR 2.2 Uncomplicated with high-risk features (refractory pain, refractory hypertension, bloody pleural effusion, aortic diameter of more than 40 mm, imaging evidence of malperfusion, entry tear on lesser curvature, or false lumen of more than 22 mm). 3 Patients with traumatic aortic injury who do not have contraindications to endovascular repair.
Vascular | Endovascular aortic repair | Aortic stent graft package | TEVAR package | Terumo Aortic | RelayPro Thoracic Stent-Graft System (Bare Stent Configuration) | 28-M4-46-210-42S | Standalone | DE0503702 | 1 Patients with thoracic aortic aneurysm (TAA; ruptured or unruptured) who are not suitable for OSR and are: 1.1 symptomatic; OR 1.2 asymptomatic and with an aneurysm of 5.5 cm or larger (measured outer-to-outer maximum anterior-posterior aortic diameter); OR 1.3 asymptomatic and with an aneurysm that has grown by more than 1 cm in one year (measured outer-to-outer maximum anterior-posterior aortic diameter). 2 Patients with type B aortic dissection (TBAD) with suitable anatomy for TEVAR and the TBAD is: 2.1 Complicated (presence of malperfusion syndrome or rupture) hyperacute (less than 24 hours), acute (1 to 14 days), or subacute (15 to 90 days); OR 2.2 Uncomplicated with high-risk features (refractory pain, refractory hypertension, bloody pleural effusion, aortic diameter of more than 40 mm, imaging evidence of malperfusion, entry tear on lesser curvature, or false lumen of more than 22 mm). 3 Patients with traumatic aortic injury who do not have contraindications to endovascular repair.
Vascular | Endovascular aortic repair | Aortic stent graft package | TEVAR package | Terumo Aortic | RelayPro Thoracic Stent-Graft System (Bare Stent Configuration) | 28-M4-46-230-42S | Standalone | DE0503702 | 1 Patients with thoracic aortic aneurysm (TAA; ruptured or unruptured) who are not suitable for OSR and are: 1.1 symptomatic; OR 1.2 asymptomatic and with an aneurysm of 5.5 cm or larger (measured outer-to-outer maximum anterior-posterior aortic diameter); OR 1.3 asymptomatic and with an aneurysm that has grown by more than 1 cm in one year (measured outer-to-outer maximum anterior-posterior aortic diameter). 2 Patients with type B aortic dissection (TBAD) with suitable anatomy for TEVAR and the TBAD is: 2.1 Complicated (presence of malperfusion syndrome or rupture) hyperacute (less than 24 hours), acute (1 to 14 days), or subacute (15 to 90 days); OR 2.2 Uncomplicated with high-risk features (refractory pain, refractory hypertension, bloody pleural effusion, aortic diameter of more than 40 mm, imaging evidence of malperfusion, entry tear on lesser curvature, or false lumen of more than 22 mm). 3 Patients with traumatic aortic injury who do not have contraindications to endovascular repair.
Vascular | Endovascular aortic repair | Aortic stent graft package | TEVAR package | Terumo Aortic | RelayPro Thoracic Stent-Graft System (Bare Stent Configuration) | 28-M4-46-250-42S | Standalone | DE0503702 | 1 Patients with thoracic aortic aneurysm (TAA; ruptured or unruptured) who are not suitable for OSR and are: 1.1 symptomatic; OR 1.2 asymptomatic and with an aneurysm of 5.5 cm or larger (measured outer-to-outer maximum anterior-posterior aortic diameter); OR 1.3 asymptomatic and with an aneurysm that has grown by more than 1 cm in one year (measured outer-to-outer maximum anterior-posterior aortic diameter). 2 Patients with type B aortic dissection (TBAD) with suitable anatomy for TEVAR and the TBAD is: 2.1 Complicated (presence of malperfusion syndrome or rupture) hyperacute (less than 24 hours), acute (1 to 14 days), or subacute (15 to 90 days); OR 2.2 Uncomplicated with high-risk features (refractory pain, refractory hypertension, bloody pleural effusion, aortic diameter of more than 40 mm, imaging evidence of malperfusion, entry tear on lesser curvature, or false lumen of more than 22 mm). 3 Patients with traumatic aortic injury who do not have contraindications to endovascular repair.
Vascular | Endovascular aortic repair | Aortic stent graft package | TEVAR package | Terumo Aortic | RelayPro Thoracic Stent-Graft System (Bare Stent Configuration) | 28-M4-26-190-44S | Standalone | DE0503702 | 1 Patients with thoracic aortic aneurysm (TAA; ruptured or unruptured) who are not suitable for OSR and are: 1.1 symptomatic; OR 1.2 asymptomatic and with an aneurysm of 5.5 cm or larger (measured outer-to-outer maximum anterior-posterior aortic diameter); OR 1.3 asymptomatic and with an aneurysm that has grown by more than 1 cm in one year (measured outer-to-outer maximum anterior-posterior aortic diameter). 2 Patients with type B aortic dissection (TBAD) with suitable anatomy for TEVAR and the TBAD is: 2.1 Complicated (presence of malperfusion syndrome or rupture) hyperacute (less than 24 hours), acute (1 to 14 days), or subacute (15 to 90 days); OR 2.2 Uncomplicated with high-risk features (refractory pain, refractory hypertension, bloody pleural effusion, aortic diameter of more than 40 mm, imaging evidence of malperfusion, entry tear on lesser curvature, or false lumen of more than 22 mm). 3 Patients with traumatic aortic injury who do not have contraindications to endovascular repair.
Vascular | Endovascular aortic repair | Aortic stent graft package | TEVAR package | Terumo Aortic | RelayPro Thoracic Stent-Graft System (Bare Stent Configuration) | 28-M4-26-210-44S | Standalone | DE0503702 | 1 Patients with thoracic aortic aneurysm (TAA; ruptured or unruptured) who are not suitable for OSR and are: 1.1 symptomatic; OR 1.2 asymptomatic and with an aneurysm of 5.5 cm or larger (measured outer-to-outer maximum anterior-posterior aortic diameter); OR 1.3 asymptomatic and with an aneurysm that has grown by more than 1 cm in one year (measured outer-to-outer maximum anterior-posterior aortic diameter). 2 Patients with type B aortic dissection (TBAD) with suitable anatomy for TEVAR and the TBAD is: 2.1 Complicated (presence of malperfusion syndrome or rupture) hyperacute (less than 24 hours), acute (1 to 14 days), or subacute (15 to 90 days); OR 2.2 Uncomplicated with high-risk features (refractory pain, refractory hypertension, bloody pleural effusion, aortic diameter of more than 40 mm, imaging evidence of malperfusion, entry tear on lesser curvature, or false lumen of more than 22 mm). 3 Patients with traumatic aortic injury who do not have contraindications to endovascular repair.
Vascular | Endovascular aortic repair | Aortic stent graft package | TEVAR package | Terumo Aortic | RelayPro Thoracic Stent-Graft System (Bare Stent Configuration) | 28-M4-26-230-44S | Standalone | DE0503702 | 1 Patients with thoracic aortic aneurysm (TAA; ruptured or unruptured) who are not suitable for OSR and are: 1.1 symptomatic; OR 1.2 asymptomatic and with an aneurysm of 5.5 cm or larger (measured outer-to-outer maximum anterior-posterior aortic diameter); OR 1.3 asymptomatic and with an aneurysm that has grown by more than 1 cm in one year (measured outer-to-outer maximum anterior-posterior aortic diameter). 2 Patients with type B aortic dissection (TBAD) with suitable anatomy for TEVAR and the TBAD is: 2.1 Complicated (presence of malperfusion syndrome or rupture) hyperacute (less than 24 hours), acute (1 to 14 days), or subacute (15 to 90 days); OR 2.2 Uncomplicated with high-risk features (refractory pain, refractory hypertension, bloody pleural effusion, aortic diameter of more than 40 mm, imaging evidence of malperfusion, entry tear on lesser curvature, or false lumen of more than 22 mm). 3 Patients with traumatic aortic injury who do not have contraindications to endovascular repair.
Vascular | Endovascular aortic repair | Aortic stent graft package | TEVAR package | Terumo Aortic | RelayPro Thoracic Stent-Graft System (Bare Stent Configuration) | 28-M4-26-250-44S | Standalone | DE0503702 | 1 Patients with thoracic aortic aneurysm (TAA; ruptured or unruptured) who are not suitable for OSR and are: 1.1 symptomatic; OR 1.2 asymptomatic and with an aneurysm of 5.5 cm or larger (measured outer-to-outer maximum anterior-posterior aortic diameter); OR 1.3 asymptomatic and with an aneurysm that has grown by more than 1 cm in one year (measured outer-to-outer maximum anterior-posterior aortic diameter). 2 Patients with type B aortic dissection (TBAD) with suitable anatomy for TEVAR and the TBAD is: 2.1 Complicated (presence of malperfusion syndrome or rupture) hyperacute (less than 24 hours), acute (1 to 14 days), or subacute (15 to 90 days); OR 2.2 Uncomplicated with high-risk features (refractory pain, refractory hypertension, bloody pleural effusion, aortic diameter of more than 40 mm, imaging evidence of malperfusion, entry tear on lesser curvature, or false lumen of more than 22 mm). 3 Patients with traumatic aortic injury who do not have contraindications to endovascular repair.
Vascular | Endovascular aortic repair | Aortic stent graft package | TEVAR package | Terumo Aortic | RelayPro Thoracic Stent-Graft System (Bare Stent Configuration) | 28-M4-28-170-44S | Standalone | DE0503702 | 1 Patients with thoracic aortic aneurysm (TAA; ruptured or unruptured) who are not suitable for OSR and are: 1.1 symptomatic; OR 1.2 asymptomatic and with an aneurysm of 5.5 cm or larger (measured outer-to-outer maximum anterior-posterior aortic diameter); OR 1.3 asymptomatic and with an aneurysm that has grown by more than 1 cm in one year (measured outer-to-outer maximum anterior-posterior aortic diameter). 2 Patients with type B aortic dissection (TBAD) with suitable anatomy for TEVAR and the TBAD is: 2.1 Complicated (presence of malperfusion syndrome or rupture) hyperacute (less than 24 hours), acute (1 to 14 days), or subacute (15 to 90 days); OR 2.2 Uncomplicated with high-risk features (refractory pain, refractory hypertension, bloody pleural effusion, aortic diameter of more than 40 mm, imaging evidence of malperfusion, entry tear on lesser curvature, or false lumen of more than 22 mm). 3 Patients with traumatic aortic injury who do not have contraindications to endovascular repair.
Vascular | Endovascular aortic repair | Aortic stent graft package | TEVAR package | Terumo Aortic | RelayPro Thoracic Stent-Graft System (Bare Stent Configuration) | 28-M4-28-190-44S | Standalone | DE0503702 | 1 Patients with thoracic aortic aneurysm (TAA; ruptured or unruptured) who are not suitable for OSR and are: 1.1 symptomatic; OR 1.2 asymptomatic and with an aneurysm of 5.5 cm or larger (measured outer-to-outer maximum anterior-posterior aortic diameter); OR 1.3 asymptomatic and with an aneurysm that has grown by more than 1 cm in one year (measured outer-to-outer maximum anterior-posterior aortic diameter). 2 Patients with type B aortic dissection (TBAD) with suitable anatomy for TEVAR and the TBAD is: 2.1 Complicated (presence of malperfusion syndrome or rupture) hyperacute (less than 24 hours), acute (1 to 14 days), or subacute (15 to 90 days); OR 2.2 Uncomplicated with high-risk features (refractory pain, refractory hypertension, bloody pleural effusion, aortic diameter of more than 40 mm, imaging evidence of malperfusion, entry tear on lesser curvature, or false lumen of more than 22 mm). 3 Patients with traumatic aortic injury who do not have contraindications to endovascular repair.
Vascular | Endovascular aortic repair | Aortic stent graft package | TEVAR package | Terumo Aortic | RelayPro Thoracic Stent-Graft System (Bare Stent Configuration) | 28-M4-28-210-44S | Standalone | DE0503702 | 1 Patients with thoracic aortic aneurysm (TAA; ruptured or unruptured) who are not suitable for OSR and are: 1.1 symptomatic; OR 1.2 asymptomatic and with an aneurysm of 5.5 cm or larger (measured outer-to-outer maximum anterior-posterior aortic diameter); OR 1.3 asymptomatic and with an aneurysm that has grown by more than 1 cm in one year (measured outer-to-outer maximum anterior-posterior aortic diameter). 2 Patients with type B aortic dissection (TBAD) with suitable anatomy for TEVAR and the TBAD is: 2.1 Complicated (presence of malperfusion syndrome or rupture) hyperacute (less than 24 hours), acute (1 to 14 days), or subacute (15 to 90 days); OR 2.2 Uncomplicated with high-risk features (refractory pain, refractory hypertension, bloody pleural effusion, aortic diameter of more than 40 mm, imaging evidence of malperfusion, entry tear on lesser curvature, or false lumen of more than 22 mm). 3 Patients with traumatic aortic injury who do not have contraindications to endovascular repair.
Vascular | Endovascular aortic repair | Aortic stent graft package | TEVAR package | Terumo Aortic | RelayPro Thoracic Stent-Graft System (Bare Stent Configuration) | 28-M4-28-230-44S | Standalone | DE0503702 | 1 Patients with thoracic aortic aneurysm (TAA; ruptured or unruptured) who are not suitable for OSR and are: 1.1 symptomatic; OR 1.2 asymptomatic and with an aneurysm of 5.5 cm or larger (measured outer-to-outer maximum anterior-posterior aortic diameter); OR 1.3 asymptomatic and with an aneurysm that has grown by more than 1 cm in one year (measured outer-to-outer maximum anterior-posterior aortic diameter). 2 Patients with type B aortic dissection (TBAD) with suitable anatomy for TEVAR and the TBAD is: 2.1 Complicated (presence of malperfusion syndrome or rupture) hyperacute (less than 24 hours), acute (1 to 14 days), or subacute (15 to 90 days); OR 2.2 Uncomplicated with high-risk features (refractory pain, refractory hypertension, bloody pleural effusion, aortic diameter of more than 40 mm, imaging evidence of malperfusion, entry tear on lesser curvature, or false lumen of more than 22 mm). 3 Patients with traumatic aortic injury who do not have contraindications to endovascular repair.
Vascular | Endovascular aortic repair | Aortic stent graft package | TEVAR package | Terumo Aortic | RelayPro Thoracic Stent-Graft System (Bare Stent Configuration) | 28-M4-28-250-44S | Standalone | DE0503702 | 1 Patients with thoracic aortic aneurysm (TAA; ruptured or unruptured) who are not suitable for OSR and are: 1.1 symptomatic; OR 1.2 asymptomatic and with an aneurysm of 5.5 cm or larger (measured outer-to-outer maximum anterior-posterior aortic diameter); OR 1.3 asymptomatic and with an aneurysm that has grown by more than 1 cm in one year (measured outer-to-outer maximum anterior-posterior aortic diameter). 2 Patients with type B aortic dissection (TBAD) with suitable anatomy for TEVAR and the TBAD is: 2.1 Complicated (presence of malperfusion syndrome or rupture) hyperacute (less than 24 hours), acute (1 to 14 days), or subacute (15 to 90 days); OR 2.2 Uncomplicated with high-risk features (refractory pain, refractory hypertension, bloody pleural effusion, aortic diameter of more than 40 mm, imaging evidence of malperfusion, entry tear on lesser curvature, or false lumen of more than 22 mm). 3 Patients with traumatic aortic injury who do not have contraindications to endovascular repair.
Vascular | Endovascular aortic repair | Aortic stent graft package | TEVAR package | Terumo Aortic | RelayPro Thoracic Stent-Graft System (Bare Stent Configuration) | 28-M4-30-150-44S | Standalone | DE0503702 | 1 Patients with thoracic aortic aneurysm (TAA; ruptured or unruptured) who are not suitable for OSR and are: 1.1 symptomatic; OR 1.2 asymptomatic and with an aneurysm of 5.5 cm or larger (measured outer-to-outer maximum anterior-posterior aortic diameter); OR 1.3 asymptomatic and with an aneurysm that has grown by more than 1 cm in one year (measured outer-to-outer maximum anterior-posterior aortic diameter). 2 Patients with type B aortic dissection (TBAD) with suitable anatomy for TEVAR and the TBAD is: 2.1 Complicated (presence of malperfusion syndrome or rupture) hyperacute (less than 24 hours), acute (1 to 14 days), or subacute (15 to 90 days); OR 2.2 Uncomplicated with high-risk features (refractory pain, refractory hypertension, bloody pleural effusion, aortic diameter of more than 40 mm, imaging evidence of malperfusion, entry tear on lesser curvature, or false lumen of more than 22 mm). 3 Patients with traumatic aortic injury who do not have contraindications to endovascular repair.
Vascular | Endovascular aortic repair | Aortic stent graft package | TEVAR package | Terumo Aortic | RelayPro Thoracic Stent-Graft System (Bare Stent Configuration) | 28-M4-30-170-44S | Standalone | DE0503702 | 1 Patients with thoracic aortic aneurysm (TAA; ruptured or unruptured) who are not suitable for OSR and are: 1.1 symptomatic; OR 1.2 asymptomatic and with an aneurysm of 5.5 cm or larger (measured outer-to-outer maximum anterior-posterior aortic diameter); OR 1.3 asymptomatic and with an aneurysm that has grown by more than 1 cm in one year (measured outer-to-outer maximum anterior-posterior aortic diameter). 2 Patients with type B aortic dissection (TBAD) with suitable anatomy for TEVAR and the TBAD is: 2.1 Complicated (presence of malperfusion syndrome or rupture) hyperacute (less than 24 hours), acute (1 to 14 days), or subacute (15 to 90 days); OR 2.2 Uncomplicated with high-risk features (refractory pain, refractory hypertension, bloody pleural effusion, aortic diameter of more than 40 mm, imaging evidence of malperfusion, entry tear on lesser curvature, or false lumen of more than 22 mm). 3 Patients with traumatic aortic injury who do not have contraindications to endovascular repair.
Vascular | Endovascular aortic repair | Aortic stent graft package | TEVAR package | Terumo Aortic | RelayPro Thoracic Stent-Graft System (Bare Stent Configuration) | 28-M4-30-190-44S | Standalone | DE0503702 | 1 Patients with thoracic aortic aneurysm (TAA; ruptured or unruptured) who are not suitable for OSR and are: 1.1 symptomatic; OR 1.2 asymptomatic and with an aneurysm of 5.5 cm or larger (measured outer-to-outer maximum anterior-posterior aortic diameter); OR 1.3 asymptomatic and with an aneurysm that has grown by more than 1 cm in one year (measured outer-to-outer maximum anterior-posterior aortic diameter). 2 Patients with type B aortic dissection (TBAD) with suitable anatomy for TEVAR and the TBAD is: 2.1 Complicated (presence of malperfusion syndrome or rupture) hyperacute (less than 24 hours), acute (1 to 14 days), or subacute (15 to 90 days); OR 2.2 Uncomplicated with high-risk features (refractory pain, refractory hypertension, bloody pleural effusion, aortic diameter of more than 40 mm, imaging evidence of malperfusion, entry tear on lesser curvature, or false lumen of more than 22 mm). 3 Patients with traumatic aortic injury who do not have contraindications to endovascular repair.
Vascular | Endovascular aortic repair | Aortic stent graft package | TEVAR package | Terumo Aortic | RelayPro Thoracic Stent-Graft System (Bare Stent Configuration) | 28-M4-30-210-44S | Standalone | DE0503702 | 1 Patients with thoracic aortic aneurysm (TAA; ruptured or unruptured) who are not suitable for OSR and are: 1.1 symptomatic; OR 1.2 asymptomatic and with an aneurysm of 5.5 cm or larger (measured outer-to-outer maximum anterior-posterior aortic diameter); OR 1.3 asymptomatic and with an aneurysm that has grown by more than 1 cm in one year (measured outer-to-outer maximum anterior-posterior aortic diameter). 2 Patients with type B aortic dissection (TBAD) with suitable anatomy for TEVAR and the TBAD is: 2.1 Complicated (presence of malperfusion syndrome or rupture) hyperacute (less than 24 hours), acute (1 to 14 days), or subacute (15 to 90 days); OR 2.2 Uncomplicated with high-risk features (refractory pain, refractory hypertension, bloody pleural effusion, aortic diameter of more than 40 mm, imaging evidence of malperfusion, entry tear on lesser curvature, or false lumen of more than 22 mm). 3 Patients with traumatic aortic injury who do not have contraindications to endovascular repair.
Vascular | Endovascular aortic repair | Aortic stent graft package | TEVAR package | Terumo Aortic | RelayPro Thoracic Stent-Graft System (Bare Stent Configuration) | 28-M4-30-230-44S | Standalone | DE0503702 | 1 Patients with thoracic aortic aneurysm (TAA; ruptured or unruptured) who are not suitable for OSR and are: 1.1 symptomatic; OR 1.2 asymptomatic and with an aneurysm of 5.5 cm or larger (measured outer-to-outer maximum anterior-posterior aortic diameter); OR 1.3 asymptomatic and with an aneurysm that has grown by more than 1 cm in one year (measured outer-to-outer maximum anterior-posterior aortic diameter). 2 Patients with type B aortic dissection (TBAD) with suitable anatomy for TEVAR and the TBAD is: 2.1 Complicated (presence of malperfusion syndrome or rupture) hyperacute (less than 24 hours), acute (1 to 14 days), or subacute (15 to 90 days); OR 2.2 Uncomplicated with high-risk features (refractory pain, refractory hypertension, bloody pleural effusion, aortic diameter of more than 40 mm, imaging evidence of malperfusion, entry tear on lesser curvature, or false lumen of more than 22 mm). 3 Patients with traumatic aortic injury who do not have contraindications to endovascular repair.
Vascular | Endovascular aortic repair | Aortic stent graft package | TEVAR package | Terumo Aortic | RelayPro Thoracic Stent-Graft System (Bare Stent Configuration) | 28-M4-30-250-44S | Standalone | DE0503702 | 1 Patients with thoracic aortic aneurysm (TAA; ruptured or unruptured) who are not suitable for OSR and are: 1.1 symptomatic; OR 1.2 asymptomatic and with an aneurysm of 5.5 cm or larger (measured outer-to-outer maximum anterior-posterior aortic diameter); OR 1.3 asymptomatic and with an aneurysm that has grown by more than 1 cm in one year (measured outer-to-outer maximum anterior-posterior aortic diameter). 2 Patients with type B aortic dissection (TBAD) with suitable anatomy for TEVAR and the TBAD is: 2.1 Complicated (presence of malperfusion syndrome or rupture) hyperacute (less than 24 hours), acute (1 to 14 days), or subacute (15 to 90 days); OR 2.2 Uncomplicated with high-risk features (refractory pain, refractory hypertension, bloody pleural effusion, aortic diameter of more than 40 mm, imaging evidence of malperfusion, entry tear on lesser curvature, or false lumen of more than 22 mm). 3 Patients with traumatic aortic injury who do not have contraindications to endovascular repair.
Vascular | Endovascular aortic repair | Aortic stent graft package | TEVAR package | Terumo Aortic | RelayPro Thoracic Stent-Graft System (Bare Stent Configuration) | 28-M4-32-150-44S | Standalone | DE0503702 | 1 Patients with thoracic aortic aneurysm (TAA; ruptured or unruptured) who are not suitable for OSR and are: 1.1 symptomatic; OR 1.2 asymptomatic and with an aneurysm of 5.5 cm or larger (measured outer-to-outer maximum anterior-posterior aortic diameter); OR 1.3 asymptomatic and with an aneurysm that has grown by more than 1 cm in one year (measured outer-to-outer maximum anterior-posterior aortic diameter). 2 Patients with type B aortic dissection (TBAD) with suitable anatomy for TEVAR and the TBAD is: 2.1 Complicated (presence of malperfusion syndrome or rupture) hyperacute (less than 24 hours), acute (1 to 14 days), or subacute (15 to 90 days); OR 2.2 Uncomplicated with high-risk features (refractory pain, refractory hypertension, bloody pleural effusion, aortic diameter of more than 40 mm, imaging evidence of malperfusion, entry tear on lesser curvature, or false lumen of more than 22 mm). 3 Patients with traumatic aortic injury who do not have contraindications to endovascular repair.
Vascular | Endovascular aortic repair | Aortic stent graft package | TEVAR package | Terumo Aortic | RelayPro Thoracic Stent-Graft System (Bare Stent Configuration) | 28-M4-32-170-44S | Standalone | DE0503702 | 1 Patients with thoracic aortic aneurysm (TAA; ruptured or unruptured) who are not suitable for OSR and are: 1.1 symptomatic; OR 1.2 asymptomatic and with an aneurysm of 5.5 cm or larger (measured outer-to-outer maximum anterior-posterior aortic diameter); OR 1.3 asymptomatic and with an aneurysm that has grown by more than 1 cm in one year (measured outer-to-outer maximum anterior-posterior aortic diameter). 2 Patients with type B aortic dissection (TBAD) with suitable anatomy for TEVAR and the TBAD is: 2.1 Complicated (presence of malperfusion syndrome or rupture) hyperacute (less than 24 hours), acute (1 to 14 days), or subacute (15 to 90 days); OR 2.2 Uncomplicated with high-risk features (refractory pain, refractory hypertension, bloody pleural effusion, aortic diameter of more than 40 mm, imaging evidence of malperfusion, entry tear on lesser curvature, or false lumen of more than 22 mm). 3 Patients with traumatic aortic injury who do not have contraindications to endovascular repair.
Vascular | Endovascular aortic repair | Aortic stent graft package | TEVAR package | Terumo Aortic | RelayPro Thoracic Stent-Graft System (Bare Stent Configuration) | 28-M4-32-190-44S | Standalone | DE0503702 | 1 Patients with thoracic aortic aneurysm (TAA; ruptured or unruptured) who are not suitable for OSR and are: 1.1 symptomatic; OR 1.2 asymptomatic and with an aneurysm of 5.5 cm or larger (measured outer-to-outer maximum anterior-posterior aortic diameter); OR 1.3 asymptomatic and with an aneurysm that has grown by more than 1 cm in one year (measured outer-to-outer maximum anterior-posterior aortic diameter). 2 Patients with type B aortic dissection (TBAD) with suitable anatomy for TEVAR and the TBAD is: 2.1 Complicated (presence of malperfusion syndrome or rupture) hyperacute (less than 24 hours), acute (1 to 14 days), or subacute (15 to 90 days); OR 2.2 Uncomplicated with high-risk features (refractory pain, refractory hypertension, bloody pleural effusion, aortic diameter of more than 40 mm, imaging evidence of malperfusion, entry tear on lesser curvature, or false lumen of more than 22 mm). 3 Patients with traumatic aortic injury who do not have contraindications to endovascular repair.
Vascular | Endovascular aortic repair | Aortic stent graft package | TEVAR package | Terumo Aortic | RelayPro Thoracic Stent-Graft System (Bare Stent Configuration) | 28-M4-32-210-44S | Standalone | DE0503702 | 1 Patients with thoracic aortic aneurysm (TAA; ruptured or unruptured) who are not suitable for OSR and are: 1.1 symptomatic; OR 1.2 asymptomatic and with an aneurysm of 5.5 cm or larger (measured outer-to-outer maximum anterior-posterior aortic diameter); OR 1.3 asymptomatic and with an aneurysm that has grown by more than 1 cm in one year (measured outer-to-outer maximum anterior-posterior aortic diameter). 2 Patients with type B aortic dissection (TBAD) with suitable anatomy for TEVAR and the TBAD is: 2.1 Complicated (presence of malperfusion syndrome or rupture) hyperacute (less than 24 hours), acute (1 to 14 days), or subacute (15 to 90 days); OR 2.2 Uncomplicated with high-risk features (refractory pain, refractory hypertension, bloody pleural effusion, aortic diameter of more than 40 mm, imaging evidence of malperfusion, entry tear on lesser curvature, or false lumen of more than 22 mm). 3 Patients with traumatic aortic injury who do not have contraindications to endovascular repair.
Vascular | Endovascular aortic repair | Aortic stent graft package | TEVAR package | Terumo Aortic | RelayPro Thoracic Stent-Graft System (Bare Stent Configuration) | 28-M4-32-230-44S | Standalone | DE0503702 | 1 Patients with thoracic aortic aneurysm (TAA; ruptured or unruptured) who are not suitable for OSR and are: 1.1 symptomatic; OR 1.2 asymptomatic and with an aneurysm of 5.5 cm or larger (measured outer-to-outer maximum anterior-posterior aortic diameter); OR 1.3 asymptomatic and with an aneurysm that has grown by more than 1 cm in one year (measured outer-to-outer maximum anterior-posterior aortic diameter). 2 Patients with type B aortic dissection (TBAD) with suitable anatomy for TEVAR and the TBAD is: 2.1 Complicated (presence of malperfusion syndrome or rupture) hyperacute (less than 24 hours), acute (1 to 14 days), or subacute (15 to 90 days); OR 2.2 Uncomplicated with high-risk features (refractory pain, refractory hypertension, bloody pleural effusion, aortic diameter of more than 40 mm, imaging evidence of malperfusion, entry tear on lesser curvature, or false lumen of more than 22 mm). 3 Patients with traumatic aortic injury who do not have contraindications to endovascular repair.
Vascular | Endovascular aortic repair | Aortic stent graft package | TEVAR package | Terumo Aortic | RelayPro Thoracic Stent-Graft System (Bare Stent Configuration) | 28-M4-32-250-44S | Standalone | DE0503702 | 1 Patients with thoracic aortic aneurysm (TAA; ruptured or unruptured) who are not suitable for OSR and are: 1.1 symptomatic; OR 1.2 asymptomatic and with an aneurysm of 5.5 cm or larger (measured outer-to-outer maximum anterior-posterior aortic diameter); OR 1.3 asymptomatic and with an aneurysm that has grown by more than 1 cm in one year (measured outer-to-outer maximum anterior-posterior aortic diameter). 2 Patients with type B aortic dissection (TBAD) with suitable anatomy for TEVAR and the TBAD is: 2.1 Complicated (presence of malperfusion syndrome or rupture) hyperacute (less than 24 hours), acute (1 to 14 days), or subacute (15 to 90 days); OR 2.2 Uncomplicated with high-risk features (refractory pain, refractory hypertension, bloody pleural effusion, aortic diameter of more than 40 mm, imaging evidence of malperfusion, entry tear on lesser curvature, or false lumen of more than 22 mm). 3 Patients with traumatic aortic injury who do not have contraindications to endovascular repair.
Vascular | Endovascular aortic repair | Aortic stent graft package | TEVAR package | Terumo Aortic | RelayPro Thoracic Stent-Graft System (Bare Stent Configuration) | 28-M4-34-110-44S | Standalone | DE0503702 | 1 Patients with thoracic aortic aneurysm (TAA; ruptured or unruptured) who are not suitable for OSR and are: 1.1 symptomatic; OR 1.2 asymptomatic and with an aneurysm of 5.5 cm or larger (measured outer-to-outer maximum anterior-posterior aortic diameter); OR 1.3 asymptomatic and with an aneurysm that has grown by more than 1 cm in one year (measured outer-to-outer maximum anterior-posterior aortic diameter). 2 Patients with type B aortic dissection (TBAD) with suitable anatomy for TEVAR and the TBAD is: 2.1 Complicated (presence of malperfusion syndrome or rupture) hyperacute (less than 24 hours), acute (1 to 14 days), or subacute (15 to 90 days); OR 2.2 Uncomplicated with high-risk features (refractory pain, refractory hypertension, bloody pleural effusion, aortic diameter of more than 40 mm, imaging evidence of malperfusion, entry tear on lesser curvature, or false lumen of more than 22 mm). 3 Patients with traumatic aortic injury who do not have contraindications to endovascular repair.
Vascular | Endovascular aortic repair | Aortic stent graft package | TEVAR package | Terumo Aortic | RelayPro Thoracic Stent-Graft System (Bare Stent Configuration) | 28-M4-34-130-44S | Standalone | DE0503702 | 1 Patients with thoracic aortic aneurysm (TAA; ruptured or unruptured) who are not suitable for OSR and are: 1.1 symptomatic; OR 1.2 asymptomatic and with an aneurysm of 5.5 cm or larger (measured outer-to-outer maximum anterior-posterior aortic diameter); OR 1.3 asymptomatic and with an aneurysm that has grown by more than 1 cm in one year (measured outer-to-outer maximum anterior-posterior aortic diameter). 2 Patients with type B aortic dissection (TBAD) with suitable anatomy for TEVAR and the TBAD is: 2.1 Complicated (presence of malperfusion syndrome or rupture) hyperacute (less than 24 hours), acute (1 to 14 days), or subacute (15 to 90 days); OR 2.2 Uncomplicated with high-risk features (refractory pain, refractory hypertension, bloody pleural effusion, aortic diameter of more than 40 mm, imaging evidence of malperfusion, entry tear on lesser curvature, or false lumen of more than 22 mm). 3 Patients with traumatic aortic injury who do not have contraindications to endovascular repair.
Vascular | Endovascular aortic repair | Aortic stent graft package | TEVAR package | Terumo Aortic | RelayPro Thoracic Stent-Graft System (Bare Stent Configuration) | 28-M4-34-150-44S | Standalone | DE0503702 | 1 Patients with thoracic aortic aneurysm (TAA; ruptured or unruptured) who are not suitable for OSR and are: 1.1 symptomatic; OR 1.2 asymptomatic and with an aneurysm of 5.5 cm or larger (measured outer-to-outer maximum anterior-posterior aortic diameter); OR 1.3 asymptomatic and with an aneurysm that has grown by more than 1 cm in one year (measured outer-to-outer maximum anterior-posterior aortic diameter). 2 Patients with type B aortic dissection (TBAD) with suitable anatomy for TEVAR and the TBAD is: 2.1 Complicated (presence of malperfusion syndrome or rupture) hyperacute (less than 24 hours), acute (1 to 14 days), or subacute (15 to 90 days); OR 2.2 Uncomplicated with high-risk features (refractory pain, refractory hypertension, bloody pleural effusion, aortic diameter of more than 40 mm, imaging evidence of malperfusion, entry tear on lesser curvature, or false lumen of more than 22 mm). 3 Patients with traumatic aortic injury who do not have contraindications to endovascular repair.
Vascular | Endovascular aortic repair | Aortic stent graft package | TEVAR package | Terumo Aortic | RelayPro Thoracic Stent-Graft System (Bare Stent Configuration) | 28-M4-34-170-44S | Standalone | DE0503702 | 1 Patients with thoracic aortic aneurysm (TAA; ruptured or unruptured) who are not suitable for OSR and are: 1.1 symptomatic; OR 1.2 asymptomatic and with an aneurysm of 5.5 cm or larger (measured outer-to-outer maximum anterior-posterior aortic diameter); OR 1.3 asymptomatic and with an aneurysm that has grown by more than 1 cm in one year (measured outer-to-outer maximum anterior-posterior aortic diameter). 2 Patients with type B aortic dissection (TBAD) with suitable anatomy for TEVAR and the TBAD is: 2.1 Complicated (presence of malperfusion syndrome or rupture) hyperacute (less than 24 hours), acute (1 to 14 days), or subacute (15 to 90 days); OR 2.2 Uncomplicated with high-risk features (refractory pain, refractory hypertension, bloody pleural effusion, aortic diameter of more than 40 mm, imaging evidence of malperfusion, entry tear on lesser curvature, or false lumen of more than 22 mm). 3 Patients with traumatic aortic injury who do not have contraindications to endovascular repair.
Vascular | Endovascular aortic repair | Aortic stent graft package | TEVAR package | Terumo Aortic | RelayPro Thoracic Stent-Graft System (Bare Stent Configuration) | 28-M4-34-190-44S | Standalone | DE0503702 | 1 Patients with thoracic aortic aneurysm (TAA; ruptured or unruptured) who are not suitable for OSR and are: 1.1 symptomatic; OR 1.2 asymptomatic and with an aneurysm of 5.5 cm or larger (measured outer-to-outer maximum anterior-posterior aortic diameter); OR 1.3 asymptomatic and with an aneurysm that has grown by more than 1 cm in one year (measured outer-to-outer maximum anterior-posterior aortic diameter). 2 Patients with type B aortic dissection (TBAD) with suitable anatomy for TEVAR and the TBAD is: 2.1 Complicated (presence of malperfusion syndrome or rupture) hyperacute (less than 24 hours), acute (1 to 14 days), or subacute (15 to 90 days); OR 2.2 Uncomplicated with high-risk features (refractory pain, refractory hypertension, bloody pleural effusion, aortic diameter of more than 40 mm, imaging evidence of malperfusion, entry tear on lesser curvature, or false lumen of more than 22 mm). 3 Patients with traumatic aortic injury who do not have contraindications to endovascular repair.
Vascular | Endovascular aortic repair | Aortic stent graft package | TEVAR package | Terumo Aortic | RelayPro Thoracic Stent-Graft System (Bare Stent Configuration) | 28-M4-34-210-44S | Standalone | DE0503702 | 1 Patients with thoracic aortic aneurysm (TAA; ruptured or unruptured) who are not suitable for OSR and are: 1.1 symptomatic; OR 1.2 asymptomatic and with an aneurysm of 5.5 cm or larger (measured outer-to-outer maximum anterior-posterior aortic diameter); OR 1.3 asymptomatic and with an aneurysm that has grown by more than 1 cm in one year (measured outer-to-outer maximum anterior-posterior aortic diameter). 2 Patients with type B aortic dissection (TBAD) with suitable anatomy for TEVAR and the TBAD is: 2.1 Complicated (presence of malperfusion syndrome or rupture) hyperacute (less than 24 hours), acute (1 to 14 days), or subacute (15 to 90 days); OR 2.2 Uncomplicated with high-risk features (refractory pain, refractory hypertension, bloody pleural effusion, aortic diameter of more than 40 mm, imaging evidence of malperfusion, entry tear on lesser curvature, or false lumen of more than 22 mm). 3 Patients with traumatic aortic injury who do not have contraindications to endovascular repair.
Vascular | Endovascular aortic repair | Aortic stent graft package | TEVAR package | Terumo Aortic | RelayPro Thoracic Stent-Graft System (Bare Stent Configuration) | 28-M4-34-230-44S | Standalone | DE0503702 | 1 Patients with thoracic aortic aneurysm (TAA; ruptured or unruptured) who are not suitable for OSR and are: 1.1 symptomatic; OR 1.2 asymptomatic and with an aneurysm of 5.5 cm or larger (measured outer-to-outer maximum anterior-posterior aortic diameter); OR 1.3 asymptomatic and with an aneurysm that has grown by more than 1 cm in one year (measured outer-to-outer maximum anterior-posterior aortic diameter). 2 Patients with type B aortic dissection (TBAD) with suitable anatomy for TEVAR and the TBAD is: 2.1 Complicated (presence of malperfusion syndrome or rupture) hyperacute (less than 24 hours), acute (1 to 14 days), or subacute (15 to 90 days); OR 2.2 Uncomplicated with high-risk features (refractory pain, refractory hypertension, bloody pleural effusion, aortic diameter of more than 40 mm, imaging evidence of malperfusion, entry tear on lesser curvature, or false lumen of more than 22 mm). 3 Patients with traumatic aortic injury who do not have contraindications to endovascular repair.
Vascular | Endovascular aortic repair | Aortic stent graft package | TEVAR package | Terumo Aortic | RelayPro Thoracic Stent-Graft System (Bare Stent Configuration) | 28-M4-34-250-44S | Standalone | DE0503702 | 1 Patients with thoracic aortic aneurysm (TAA; ruptured or unruptured) who are not suitable for OSR and are: 1.1 symptomatic; OR 1.2 asymptomatic and with an aneurysm of 5.5 cm or larger (measured outer-to-outer maximum anterior-posterior aortic diameter); OR 1.3 asymptomatic and with an aneurysm that has grown by more than 1 cm in one year (measured outer-to-outer maximum anterior-posterior aortic diameter). 2 Patients with type B aortic dissection (TBAD) with suitable anatomy for TEVAR and the TBAD is: 2.1 Complicated (presence of malperfusion syndrome or rupture) hyperacute (less than 24 hours), acute (1 to 14 days), or subacute (15 to 90 days); OR 2.2 Uncomplicated with high-risk features (refractory pain, refractory hypertension, bloody pleural effusion, aortic diameter of more than 40 mm, imaging evidence of malperfusion, entry tear on lesser curvature, or false lumen of more than 22 mm). 3 Patients with traumatic aortic injury who do not have contraindications to endovascular repair.
Vascular | Endovascular aortic repair | Aortic stent graft package | TEVAR package | Terumo Aortic | RelayPro Thoracic Stent-Graft System (Bare Stent Configuration) | 28-M4-36-110-44S | Standalone | DE0503702 | 1 Patients with thoracic aortic aneurysm (TAA; ruptured or unruptured) who are not suitable for OSR and are: 1.1 symptomatic; OR 1.2 asymptomatic and with an aneurysm of 5.5 cm or larger (measured outer-to-outer maximum anterior-posterior aortic diameter); OR 1.3 asymptomatic and with an aneurysm that has grown by more than 1 cm in one year (measured outer-to-outer maximum anterior-posterior aortic diameter). 2 Patients with type B aortic dissection (TBAD) with suitable anatomy for TEVAR and the TBAD is: 2.1 Complicated (presence of malperfusion syndrome or rupture) hyperacute (less than 24 hours), acute (1 to 14 days), or subacute (15 to 90 days); OR 2.2 Uncomplicated with high-risk features (refractory pain, refractory hypertension, bloody pleural effusion, aortic diameter of more than 40 mm, imaging evidence of malperfusion, entry tear on lesser curvature, or false lumen of more than 22 mm). 3 Patients with traumatic aortic injury who do not have contraindications to endovascular repair.
Vascular | Endovascular aortic repair | Aortic stent graft package | TEVAR package | Terumo Aortic | RelayPro Thoracic Stent-Graft System (Bare Stent Configuration) | 28-M4-36-130-44S | Standalone | DE0503702 | 1 Patients with thoracic aortic aneurysm (TAA; ruptured or unruptured) who are not suitable for OSR and are: 1.1 symptomatic; OR 1.2 asymptomatic and with an aneurysm of 5.5 cm or larger (measured outer-to-outer maximum anterior-posterior aortic diameter); OR 1.3 asymptomatic and with an aneurysm that has grown by more than 1 cm in one year (measured outer-to-outer maximum anterior-posterior aortic diameter). 2 Patients with type B aortic dissection (TBAD) with suitable anatomy for TEVAR and the TBAD is: 2.1 Complicated (presence of malperfusion syndrome or rupture) hyperacute (less than 24 hours), acute (1 to 14 days), or subacute (15 to 90 days); OR 2.2 Uncomplicated with high-risk features (refractory pain, refractory hypertension, bloody pleural effusion, aortic diameter of more than 40 mm, imaging evidence of malperfusion, entry tear on lesser curvature, or false lumen of more than 22 mm). 3 Patients with traumatic aortic injury who do not have contraindications to endovascular repair.
Vascular | Endovascular aortic repair | Aortic stent graft package | TEVAR package | Terumo Aortic | RelayPro Thoracic Stent-Graft System (Bare Stent Configuration) | 28-M4-36-150-44S | Standalone | DE0503702 | 1 Patients with thoracic aortic aneurysm (TAA; ruptured or unruptured) who are not suitable for OSR and are: 1.1 symptomatic; OR 1.2 asymptomatic and with an aneurysm of 5.5 cm or larger (measured outer-to-outer maximum anterior-posterior aortic diameter); OR 1.3 asymptomatic and with an aneurysm that has grown by more than 1 cm in one year (measured outer-to-outer maximum anterior-posterior aortic diameter). 2 Patients with type B aortic dissection (TBAD) with suitable anatomy for TEVAR and the TBAD is: 2.1 Complicated (presence of malperfusion syndrome or rupture) hyperacute (less than 24 hours), acute (1 to 14 days), or subacute (15 to 90 days); OR 2.2 Uncomplicated with high-risk features (refractory pain, refractory hypertension, bloody pleural effusion, aortic diameter of more than 40 mm, imaging evidence of malperfusion, entry tear on lesser curvature, or false lumen of more than 22 mm). 3 Patients with traumatic aortic injury who do not have contraindications to endovascular repair.
Vascular | Endovascular aortic repair | Aortic stent graft package | TEVAR package | Terumo Aortic | RelayPro Thoracic Stent-Graft System (Bare Stent Configuration) | 28-M4-36-170-44S | Standalone | DE0503702 | 1 Patients with thoracic aortic aneurysm (TAA; ruptured or unruptured) who are not suitable for OSR and are: 1.1 symptomatic; OR 1.2 asymptomatic and with an aneurysm of 5.5 cm or larger (measured outer-to-outer maximum anterior-posterior aortic diameter); OR 1.3 asymptomatic and with an aneurysm that has grown by more than 1 cm in one year (measured outer-to-outer maximum anterior-posterior aortic diameter). 2 Patients with type B aortic dissection (TBAD) with suitable anatomy for TEVAR and the TBAD is: 2.1 Complicated (presence of malperfusion syndrome or rupture) hyperacute (less than 24 hours), acute (1 to 14 days), or subacute (15 to 90 days); OR 2.2 Uncomplicated with high-risk features (refractory pain, refractory hypertension, bloody pleural effusion, aortic diameter of more than 40 mm, imaging evidence of malperfusion, entry tear on lesser curvature, or false lumen of more than 22 mm). 3 Patients with traumatic aortic injury who do not have contraindications to endovascular repair.
Vascular | Endovascular aortic repair | Aortic stent graft package | TEVAR package | Terumo Aortic | RelayPro Thoracic Stent-Graft System (Bare Stent Configuration) | 28-M4-36-190-44S | Standalone | DE0503702 | 1 Patients with thoracic aortic aneurysm (TAA; ruptured or unruptured) who are not suitable for OSR and are: 1.1 symptomatic; OR 1.2 asymptomatic and with an aneurysm of 5.5 cm or larger (measured outer-to-outer maximum anterior-posterior aortic diameter); OR 1.3 asymptomatic and with an aneurysm that has grown by more than 1 cm in one year (measured outer-to-outer maximum anterior-posterior aortic diameter). 2 Patients with type B aortic dissection (TBAD) with suitable anatomy for TEVAR and the TBAD is: 2.1 Complicated (presence of malperfusion syndrome or rupture) hyperacute (less than 24 hours), acute (1 to 14 days), or subacute (15 to 90 days); OR 2.2 Uncomplicated with high-risk features (refractory pain, refractory hypertension, bloody pleural effusion, aortic diameter of more than 40 mm, imaging evidence of malperfusion, entry tear on lesser curvature, or false lumen of more than 22 mm). 3 Patients with traumatic aortic injury who do not have contraindications to endovascular repair.
Vascular | Endovascular aortic repair | Aortic stent graft package | TEVAR package | Terumo Aortic | RelayPro Thoracic Stent-Graft System (Bare Stent Configuration) | 28-M4-36-210-44S | Standalone | DE0503702 | 1 Patients with thoracic aortic aneurysm (TAA; ruptured or unruptured) who are not suitable for OSR and are: 1.1 symptomatic; OR 1.2 asymptomatic and with an aneurysm of 5.5 cm or larger (measured outer-to-outer maximum anterior-posterior aortic diameter); OR 1.3 asymptomatic and with an aneurysm that has grown by more than 1 cm in one year (measured outer-to-outer maximum anterior-posterior aortic diameter). 2 Patients with type B aortic dissection (TBAD) with suitable anatomy for TEVAR and the TBAD is: 2.1 Complicated (presence of malperfusion syndrome or rupture) hyperacute (less than 24 hours), acute (1 to 14 days), or subacute (15 to 90 days); OR 2.2 Uncomplicated with high-risk features (refractory pain, refractory hypertension, bloody pleural effusion, aortic diameter of more than 40 mm, imaging evidence of malperfusion, entry tear on lesser curvature, or false lumen of more than 22 mm). 3 Patients with traumatic aortic injury who do not have contraindications to endovascular repair.
Vascular | Endovascular aortic repair | Aortic stent graft package | TEVAR package | Terumo Aortic | RelayPro Thoracic Stent-Graft System (Bare Stent Configuration) | 28-M4-36-230-44S | Standalone | DE0503702 | 1 Patients with thoracic aortic aneurysm (TAA; ruptured or unruptured) who are not suitable for OSR and are: 1.1 symptomatic; OR 1.2 asymptomatic and with an aneurysm of 5.5 cm or larger (measured outer-to-outer maximum anterior-posterior aortic diameter); OR 1.3 asymptomatic and with an aneurysm that has grown by more than 1 cm in one year (measured outer-to-outer maximum anterior-posterior aortic diameter). 2 Patients with type B aortic dissection (TBAD) with suitable anatomy for TEVAR and the TBAD is: 2.1 Complicated (presence of malperfusion syndrome or rupture) hyperacute (less than 24 hours), acute (1 to 14 days), or subacute (15 to 90 days); OR 2.2 Uncomplicated with high-risk features (refractory pain, refractory hypertension, bloody pleural effusion, aortic diameter of more than 40 mm, imaging evidence of malperfusion, entry tear on lesser curvature, or false lumen of more than 22 mm). 3 Patients with traumatic aortic injury who do not have contraindications to endovascular repair.
Vascular | Endovascular aortic repair | Aortic stent graft package | TEVAR package | Terumo Aortic | RelayPro Thoracic Stent-Graft System (Bare Stent Configuration) | 28-M4-36-250-44S | Standalone | DE0503702 | 1 Patients with thoracic aortic aneurysm (TAA; ruptured or unruptured) who are not suitable for OSR and are: 1.1 symptomatic; OR 1.2 asymptomatic and with an aneurysm of 5.5 cm or larger (measured outer-to-outer maximum anterior-posterior aortic diameter); OR 1.3 asymptomatic and with an aneurysm that has grown by more than 1 cm in one year (measured outer-to-outer maximum anterior-posterior aortic diameter). 2 Patients with type B aortic dissection (TBAD) with suitable anatomy for TEVAR and the TBAD is: 2.1 Complicated (presence of malperfusion syndrome or rupture) hyperacute (less than 24 hours), acute (1 to 14 days), or subacute (15 to 90 days); OR 2.2 Uncomplicated with high-risk features (refractory pain, refractory hypertension, bloody pleural effusion, aortic diameter of more than 40 mm, imaging evidence of malperfusion, entry tear on lesser curvature, or false lumen of more than 22 mm). 3 Patients with traumatic aortic injury who do not have contraindications to endovascular repair.
Vascular | Endovascular aortic repair | Aortic stent graft package | TEVAR package | Terumo Aortic | RelayPro Thoracic Stent-Graft System (Bare Stent Configuration) | 28-M4-38-110-44S | Standalone | DE0503702 | 1 Patients with thoracic aortic aneurysm (TAA; ruptured or unruptured) who are not suitable for OSR and are: 1.1 symptomatic; OR 1.2 asymptomatic and with an aneurysm of 5.5 cm or larger (measured outer-to-outer maximum anterior-posterior aortic diameter); OR 1.3 asymptomatic and with an aneurysm that has grown by more than 1 cm in one year (measured outer-to-outer maximum anterior-posterior aortic diameter). 2 Patients with type B aortic dissection (TBAD) with suitable anatomy for TEVAR and the TBAD is: 2.1 Complicated (presence of malperfusion syndrome or rupture) hyperacute (less than 24 hours), acute (1 to 14 days), or subacute (15 to 90 days); OR 2.2 Uncomplicated with high-risk features (refractory pain, refractory hypertension, bloody pleural effusion, aortic diameter of more than 40 mm, imaging evidence of malperfusion, entry tear on lesser curvature, or false lumen of more than 22 mm). 3 Patients with traumatic aortic injury who do not have contraindications to endovascular repair.
Vascular | Endovascular aortic repair | Aortic stent graft package | TEVAR package | Terumo Aortic | RelayPro Thoracic Stent-Graft System (Bare Stent Configuration) | 28-M4-38-130-44S | Standalone | DE0503702 | 1 Patients with thoracic aortic aneurysm (TAA; ruptured or unruptured) who are not suitable for OSR and are: 1.1 symptomatic; OR 1.2 asymptomatic and with an aneurysm of 5.5 cm or larger (measured outer-to-outer maximum anterior-posterior aortic diameter); OR 1.3 asymptomatic and with an aneurysm that has grown by more than 1 cm in one year (measured outer-to-outer maximum anterior-posterior aortic diameter). 2 Patients with type B aortic dissection (TBAD) with suitable anatomy for TEVAR and the TBAD is: 2.1 Complicated (presence of malperfusion syndrome or rupture) hyperacute (less than 24 hours), acute (1 to 14 days), or subacute (15 to 90 days); OR 2.2 Uncomplicated with high-risk features (refractory pain, refractory hypertension, bloody pleural effusion, aortic diameter of more than 40 mm, imaging evidence of malperfusion, entry tear on lesser curvature, or false lumen of more than 22 mm). 3 Patients with traumatic aortic injury who do not have contraindications to endovascular repair.
Vascular | Endovascular aortic repair | Aortic stent graft package | TEVAR package | Terumo Aortic | RelayPro Thoracic Stent-Graft System (Bare Stent Configuration) | 28-M4-38-150-44S | Standalone | DE0503702 | 1 Patients with thoracic aortic aneurysm (TAA; ruptured or unruptured) who are not suitable for OSR and are: 1.1 symptomatic; OR 1.2 asymptomatic and with an aneurysm of 5.5 cm or larger (measured outer-to-outer maximum anterior-posterior aortic diameter); OR 1.3 asymptomatic and with an aneurysm that has grown by more than 1 cm in one year (measured outer-to-outer maximum anterior-posterior aortic diameter). 2 Patients with type B aortic dissection (TBAD) with suitable anatomy for TEVAR and the TBAD is: 2.1 Complicated (presence of malperfusion syndrome or rupture) hyperacute (less than 24 hours), acute (1 to 14 days), or subacute (15 to 90 days); OR 2.2 Uncomplicated with high-risk features (refractory pain, refractory hypertension, bloody pleural effusion, aortic diameter of more than 40 mm, imaging evidence of malperfusion, entry tear on lesser curvature, or false lumen of more than 22 mm). 3 Patients with traumatic aortic injury who do not have contraindications to endovascular repair.
Vascular | Endovascular aortic repair | Aortic stent graft package | TEVAR package | Terumo Aortic | RelayPro Thoracic Stent-Graft System (Bare Stent Configuration) | 28-M4-38-170-44S | Standalone | DE0503702 | 1 Patients with thoracic aortic aneurysm (TAA; ruptured or unruptured) who are not suitable for OSR and are: 1.1 symptomatic; OR 1.2 asymptomatic and with an aneurysm of 5.5 cm or larger (measured outer-to-outer maximum anterior-posterior aortic diameter); OR 1.3 asymptomatic and with an aneurysm that has grown by more than 1 cm in one year (measured outer-to-outer maximum anterior-posterior aortic diameter). 2 Patients with type B aortic dissection (TBAD) with suitable anatomy for TEVAR and the TBAD is: 2.1 Complicated (presence of malperfusion syndrome or rupture) hyperacute (less than 24 hours), acute (1 to 14 days), or subacute (15 to 90 days); OR 2.2 Uncomplicated with high-risk features (refractory pain, refractory hypertension, bloody pleural effusion, aortic diameter of more than 40 mm, imaging evidence of malperfusion, entry tear on lesser curvature, or false lumen of more than 22 mm). 3 Patients with traumatic aortic injury who do not have contraindications to endovascular repair.
Vascular | Endovascular aortic repair | Aortic stent graft package | TEVAR package | Terumo Aortic | RelayPro Thoracic Stent-Graft System (Bare Stent Configuration) | 28-M4-38-190-44S | Standalone | DE0503702 | 1 Patients with thoracic aortic aneurysm (TAA; ruptured or unruptured) who are not suitable for OSR and are: 1.1 symptomatic; OR 1.2 asymptomatic and with an aneurysm of 5.5 cm or larger (measured outer-to-outer maximum anterior-posterior aortic diameter); OR 1.3 asymptomatic and with an aneurysm that has grown by more than 1 cm in one year (measured outer-to-outer maximum anterior-posterior aortic diameter). 2 Patients with type B aortic dissection (TBAD) with suitable anatomy for TEVAR and the TBAD is: 2.1 Complicated (presence of malperfusion syndrome or rupture) hyperacute (less than 24 hours), acute (1 to 14 days), or subacute (15 to 90 days); OR 2.2 Uncomplicated with high-risk features (refractory pain, refractory hypertension, bloody pleural effusion, aortic diameter of more than 40 mm, imaging evidence of malperfusion, entry tear on lesser curvature, or false lumen of more than 22 mm). 3 Patients with traumatic aortic injury who do not have contraindications to endovascular repair.
Vascular | Endovascular aortic repair | Aortic stent graft package | TEVAR package | Terumo Aortic | RelayPro Thoracic Stent-Graft System (Bare Stent Configuration) | 28-M4-38-210-44S | Standalone | DE0503702 | 1 Patients with thoracic aortic aneurysm (TAA; ruptured or unruptured) who are not suitable for OSR and are: 1.1 symptomatic; OR 1.2 asymptomatic and with an aneurysm of 5.5 cm or larger (measured outer-to-outer maximum anterior-posterior aortic diameter); OR 1.3 asymptomatic and with an aneurysm that has grown by more than 1 cm in one year (measured outer-to-outer maximum anterior-posterior aortic diameter). 2 Patients with type B aortic dissection (TBAD) with suitable anatomy for TEVAR and the TBAD is: 2.1 Complicated (presence of malperfusion syndrome or rupture) hyperacute (less than 24 hours), acute (1 to 14 days), or subacute (15 to 90 days); OR 2.2 Uncomplicated with high-risk features (refractory pain, refractory hypertension, bloody pleural effusion, aortic diameter of more than 40 mm, imaging evidence of malperfusion, entry tear on lesser curvature, or false lumen of more than 22 mm). 3 Patients with traumatic aortic injury who do not have contraindications to endovascular repair.
Vascular | Endovascular aortic repair | Aortic stent graft package | TEVAR package | Terumo Aortic | RelayPro Thoracic Stent-Graft System (Bare Stent Configuration) | 28-M4-38-230-44S | Standalone | DE0503702 | 1 Patients with thoracic aortic aneurysm (TAA; ruptured or unruptured) who are not suitable for OSR and are: 1.1 symptomatic; OR 1.2 asymptomatic and with an aneurysm of 5.5 cm or larger (measured outer-to-outer maximum anterior-posterior aortic diameter); OR 1.3 asymptomatic and with an aneurysm that has grown by more than 1 cm in one year (measured outer-to-outer maximum anterior-posterior aortic diameter). 2 Patients with type B aortic dissection (TBAD) with suitable anatomy for TEVAR and the TBAD is: 2.1 Complicated (presence of malperfusion syndrome or rupture) hyperacute (less than 24 hours), acute (1 to 14 days), or subacute (15 to 90 days); OR 2.2 Uncomplicated with high-risk features (refractory pain, refractory hypertension, bloody pleural effusion, aortic diameter of more than 40 mm, imaging evidence of malperfusion, entry tear on lesser curvature, or false lumen of more than 22 mm). 3 Patients with traumatic aortic injury who do not have contraindications to endovascular repair.
Vascular | Endovascular aortic repair | Aortic stent graft package | TEVAR package | Terumo Aortic | RelayPro Thoracic Stent-Graft System (Bare Stent Configuration) | 28-M4-38-250-44S | Standalone | DE0503702 | 1 Patients with thoracic aortic aneurysm (TAA; ruptured or unruptured) who are not suitable for OSR and are: 1.1 symptomatic; OR 1.2 asymptomatic and with an aneurysm of 5.5 cm or larger (measured outer-to-outer maximum anterior-posterior aortic diameter); OR 1.3 asymptomatic and with an aneurysm that has grown by more than 1 cm in one year (measured outer-to-outer maximum anterior-posterior aortic diameter). 2 Patients with type B aortic dissection (TBAD) with suitable anatomy for TEVAR and the TBAD is: 2.1 Complicated (presence of malperfusion syndrome or rupture) hyperacute (less than 24 hours), acute (1 to 14 days), or subacute (15 to 90 days); OR 2.2 Uncomplicated with high-risk features (refractory pain, refractory hypertension, bloody pleural effusion, aortic diameter of more than 40 mm, imaging evidence of malperfusion, entry tear on lesser curvature, or false lumen of more than 22 mm). 3 Patients with traumatic aortic injury who do not have contraindications to endovascular repair.
Vascular | Endovascular aortic repair | Aortic stent graft package | TEVAR package | Terumo Aortic | RelayPro Thoracic Stent-Graft System (Bare Stent Configuration) | 28-M4-40-110-44S | Standalone | DE0503702 | 1 Patients with thoracic aortic aneurysm (TAA; ruptured or unruptured) who are not suitable for OSR and are: 1.1 symptomatic; OR 1.2 asymptomatic and with an aneurysm of 5.5 cm or larger (measured outer-to-outer maximum anterior-posterior aortic diameter); OR 1.3 asymptomatic and with an aneurysm that has grown by more than 1 cm in one year (measured outer-to-outer maximum anterior-posterior aortic diameter). 2 Patients with type B aortic dissection (TBAD) with suitable anatomy for TEVAR and the TBAD is: 2.1 Complicated (presence of malperfusion syndrome or rupture) hyperacute (less than 24 hours), acute (1 to 14 days), or subacute (15 to 90 days); OR 2.2 Uncomplicated with high-risk features (refractory pain, refractory hypertension, bloody pleural effusion, aortic diameter of more than 40 mm, imaging evidence of malperfusion, entry tear on lesser curvature, or false lumen of more than 22 mm). 3 Patients with traumatic aortic injury who do not have contraindications to endovascular repair.
Vascular | Endovascular aortic repair | Aortic stent graft package | TEVAR package | Terumo Aortic | RelayPro Thoracic Stent-Graft System (Bare Stent Configuration) | 28-M4-40-130-44S | Standalone | DE0503702 | 1 Patients with thoracic aortic aneurysm (TAA; ruptured or unruptured) who are not suitable for OSR and are: 1.1 symptomatic; OR 1.2 asymptomatic and with an aneurysm of 5.5 cm or larger (measured outer-to-outer maximum anterior-posterior aortic diameter); OR 1.3 asymptomatic and with an aneurysm that has grown by more than 1 cm in one year (measured outer-to-outer maximum anterior-posterior aortic diameter). 2 Patients with type B aortic dissection (TBAD) with suitable anatomy for TEVAR and the TBAD is: 2.1 Complicated (presence of malperfusion syndrome or rupture) hyperacute (less than 24 hours), acute (1 to 14 days), or subacute (15 to 90 days); OR 2.2 Uncomplicated with high-risk features (refractory pain, refractory hypertension, bloody pleural effusion, aortic diameter of more than 40 mm, imaging evidence of malperfusion, entry tear on lesser curvature, or false lumen of more than 22 mm). 3 Patients with traumatic aortic injury who do not have contraindications to endovascular repair.
Vascular | Endovascular aortic repair | Aortic stent graft package | TEVAR package | Terumo Aortic | RelayPro Thoracic Stent-Graft System (Bare Stent Configuration) | 28-M4-40-150-44S | Standalone | DE0503702 | 1 Patients with thoracic aortic aneurysm (TAA; ruptured or unruptured) who are not suitable for OSR and are: 1.1 symptomatic; OR 1.2 asymptomatic and with an aneurysm of 5.5 cm or larger (measured outer-to-outer maximum anterior-posterior aortic diameter); OR 1.3 asymptomatic and with an aneurysm that has grown by more than 1 cm in one year (measured outer-to-outer maximum anterior-posterior aortic diameter). 2 Patients with type B aortic dissection (TBAD) with suitable anatomy for TEVAR and the TBAD is: 2.1 Complicated (presence of malperfusion syndrome or rupture) hyperacute (less than 24 hours), acute (1 to 14 days), or subacute (15 to 90 days); OR 2.2 Uncomplicated with high-risk features (refractory pain, refractory hypertension, bloody pleural effusion, aortic diameter of more than 40 mm, imaging evidence of malperfusion, entry tear on lesser curvature, or false lumen of more than 22 mm). 3 Patients with traumatic aortic injury who do not have contraindications to endovascular repair.
Vascular | Endovascular aortic repair | Aortic stent graft package | TEVAR package | Terumo Aortic | RelayPro Thoracic Stent-Graft System (Bare Stent Configuration) | 28-M4-40-170-44S | Standalone | DE0503702 | 1 Patients with thoracic aortic aneurysm (TAA; ruptured or unruptured) who are not suitable for OSR and are: 1.1 symptomatic; OR 1.2 asymptomatic and with an aneurysm of 5.5 cm or larger (measured outer-to-outer maximum anterior-posterior aortic diameter); OR 1.3 asymptomatic and with an aneurysm that has grown by more than 1 cm in one year (measured outer-to-outer maximum anterior-posterior aortic diameter). 2 Patients with type B aortic dissection (TBAD) with suitable anatomy for TEVAR and the TBAD is: 2.1 Complicated (presence of malperfusion syndrome or rupture) hyperacute (less than 24 hours), acute (1 to 14 days), or subacute (15 to 90 days); OR 2.2 Uncomplicated with high-risk features (refractory pain, refractory hypertension, bloody pleural effusion, aortic diameter of more than 40 mm, imaging evidence of malperfusion, entry tear on lesser curvature, or false lumen of more than 22 mm). 3 Patients with traumatic aortic injury who do not have contraindications to endovascular repair.
Vascular | Endovascular aortic repair | Aortic stent graft package | TEVAR package | Terumo Aortic | RelayPro Thoracic Stent-Graft System (Bare Stent Configuration) | 28-M4-40-190-44S | Standalone | DE0503702 | 1 Patients with thoracic aortic aneurysm (TAA; ruptured or unruptured) who are not suitable for OSR and are: 1.1 symptomatic; OR 1.2 asymptomatic and with an aneurysm of 5.5 cm or larger (measured outer-to-outer maximum anterior-posterior aortic diameter); OR 1.3 asymptomatic and with an aneurysm that has grown by more than 1 cm in one year (measured outer-to-outer maximum anterior-posterior aortic diameter). 2 Patients with type B aortic dissection (TBAD) with suitable anatomy for TEVAR and the TBAD is: 2.1 Complicated (presence of malperfusion syndrome or rupture) hyperacute (less than 24 hours), acute (1 to 14 days), or subacute (15 to 90 days); OR 2.2 Uncomplicated with high-risk features (refractory pain, refractory hypertension, bloody pleural effusion, aortic diameter of more than 40 mm, imaging evidence of malperfusion, entry tear on lesser curvature, or false lumen of more than 22 mm). 3 Patients with traumatic aortic injury who do not have contraindications to endovascular repair.
Vascular | Endovascular aortic repair | Aortic stent graft package | TEVAR package | Terumo Aortic | RelayPro Thoracic Stent-Graft System (Bare Stent Configuration) | 28-M4-40-210-44S | Standalone | DE0503702 | 1 Patients with thoracic aortic aneurysm (TAA; ruptured or unruptured) who are not suitable for OSR and are: 1.1 symptomatic; OR 1.2 asymptomatic and with an aneurysm of 5.5 cm or larger (measured outer-to-outer maximum anterior-posterior aortic diameter); OR 1.3 asymptomatic and with an aneurysm that has grown by more than 1 cm in one year (measured outer-to-outer maximum anterior-posterior aortic diameter). 2 Patients with type B aortic dissection (TBAD) with suitable anatomy for TEVAR and the TBAD is: 2.1 Complicated (presence of malperfusion syndrome or rupture) hyperacute (less than 24 hours), acute (1 to 14 days), or subacute (15 to 90 days); OR 2.2 Uncomplicated with high-risk features (refractory pain, refractory hypertension, bloody pleural effusion, aortic diameter of more than 40 mm, imaging evidence of malperfusion, entry tear on lesser curvature, or false lumen of more than 22 mm). 3 Patients with traumatic aortic injury who do not have contraindications to endovascular repair.
Vascular | Endovascular aortic repair | Aortic stent graft package | TEVAR package | Terumo Aortic | RelayPro Thoracic Stent-Graft System (Bare Stent Configuration) | 28-M4-40-230-44S | Standalone | DE0503702 | 1 Patients with thoracic aortic aneurysm (TAA; ruptured or unruptured) who are not suitable for OSR and are: 1.1 symptomatic; OR 1.2 asymptomatic and with an aneurysm of 5.5 cm or larger (measured outer-to-outer maximum anterior-posterior aortic diameter); OR 1.3 asymptomatic and with an aneurysm that has grown by more than 1 cm in one year (measured outer-to-outer maximum anterior-posterior aortic diameter). 2 Patients with type B aortic dissection (TBAD) with suitable anatomy for TEVAR and the TBAD is: 2.1 Complicated (presence of malperfusion syndrome or rupture) hyperacute (less than 24 hours), acute (1 to 14 days), or subacute (15 to 90 days); OR 2.2 Uncomplicated with high-risk features (refractory pain, refractory hypertension, bloody pleural effusion, aortic diameter of more than 40 mm, imaging evidence of malperfusion, entry tear on lesser curvature, or false lumen of more than 22 mm). 3 Patients with traumatic aortic injury who do not have contraindications to endovascular repair.
Vascular | Endovascular aortic repair | Aortic stent graft package | TEVAR package | Terumo Aortic | RelayPro Thoracic Stent-Graft System (Bare Stent Configuration) | 28-M4-40-250-44S | Standalone | DE0503702 | 1 Patients with thoracic aortic aneurysm (TAA; ruptured or unruptured) who are not suitable for OSR and are: 1.1 symptomatic; OR 1.2 asymptomatic and with an aneurysm of 5.5 cm or larger (measured outer-to-outer maximum anterior-posterior aortic diameter); OR 1.3 asymptomatic and with an aneurysm that has grown by more than 1 cm in one year (measured outer-to-outer maximum anterior-posterior aortic diameter). 2 Patients with type B aortic dissection (TBAD) with suitable anatomy for TEVAR and the TBAD is: 2.1 Complicated (presence of malperfusion syndrome or rupture) hyperacute (less than 24 hours), acute (1 to 14 days), or subacute (15 to 90 days); OR 2.2 Uncomplicated with high-risk features (refractory pain, refractory hypertension, bloody pleural effusion, aortic diameter of more than 40 mm, imaging evidence of malperfusion, entry tear on lesser curvature, or false lumen of more than 22 mm). 3 Patients with traumatic aortic injury who do not have contraindications to endovascular repair.
Vascular | Endovascular aortic repair | Aortic stent graft package | TEVAR package | Terumo Aortic | RelayPro Thoracic Stent-Graft System (Bare Stent Configuration) | 28-M4-42-110-44S | Standalone | DE0503702 | 1 Patients with thoracic aortic aneurysm (TAA; ruptured or unruptured) who are not suitable for OSR and are: 1.1 symptomatic; OR 1.2 asymptomatic and with an aneurysm of 5.5 cm or larger (measured outer-to-outer maximum anterior-posterior aortic diameter); OR 1.3 asymptomatic and with an aneurysm that has grown by more than 1 cm in one year (measured outer-to-outer maximum anterior-posterior aortic diameter). 2 Patients with type B aortic dissection (TBAD) with suitable anatomy for TEVAR and the TBAD is: 2.1 Complicated (presence of malperfusion syndrome or rupture) hyperacute (less than 24 hours), acute (1 to 14 days), or subacute (15 to 90 days); OR 2.2 Uncomplicated with high-risk features (refractory pain, refractory hypertension, bloody pleural effusion, aortic diameter of more than 40 mm, imaging evidence of malperfusion, entry tear on lesser curvature, or false lumen of more than 22 mm). 3 Patients with traumatic aortic injury who do not have contraindications to endovascular repair.
Vascular | Endovascular aortic repair | Aortic stent graft package | TEVAR package | Terumo Aortic | RelayPro Thoracic Stent-Graft System (Bare Stent Configuration) | 28-M4-42-130-44S | Standalone | DE0503702 | 1 Patients with thoracic aortic aneurysm (TAA; ruptured or unruptured) who are not suitable for OSR and are: 1.1 symptomatic; OR 1.2 asymptomatic and with an aneurysm of 5.5 cm or larger (measured outer-to-outer maximum anterior-posterior aortic diameter); OR 1.3 asymptomatic and with an aneurysm that has grown by more than 1 cm in one year (measured outer-to-outer maximum anterior-posterior aortic diameter). 2 Patients with type B aortic dissection (TBAD) with suitable anatomy for TEVAR and the TBAD is: 2.1 Complicated (presence of malperfusion syndrome or rupture) hyperacute (less than 24 hours), acute (1 to 14 days), or subacute (15 to 90 days); OR 2.2 Uncomplicated with high-risk features (refractory pain, refractory hypertension, bloody pleural effusion, aortic diameter of more than 40 mm, imaging evidence of malperfusion, entry tear on lesser curvature, or false lumen of more than 22 mm). 3 Patients with traumatic aortic injury who do not have contraindications to endovascular repair.
Vascular | Endovascular aortic repair | Aortic stent graft package | TEVAR package | Terumo Aortic | RelayPro Thoracic Stent-Graft System (Bare Stent Configuration) | 28-M4-42-150-44S | Standalone | DE0503702 | 1 Patients with thoracic aortic aneurysm (TAA; ruptured or unruptured) who are not suitable for OSR and are: 1.1 symptomatic; OR 1.2 asymptomatic and with an aneurysm of 5.5 cm or larger (measured outer-to-outer maximum anterior-posterior aortic diameter); OR 1.3 asymptomatic and with an aneurysm that has grown by more than 1 cm in one year (measured outer-to-outer maximum anterior-posterior aortic diameter). 2 Patients with type B aortic dissection (TBAD) with suitable anatomy for TEVAR and the TBAD is: 2.1 Complicated (presence of malperfusion syndrome or rupture) hyperacute (less than 24 hours), acute (1 to 14 days), or subacute (15 to 90 days); OR 2.2 Uncomplicated with high-risk features (refractory pain, refractory hypertension, bloody pleural effusion, aortic diameter of more than 40 mm, imaging evidence of malperfusion, entry tear on lesser curvature, or false lumen of more than 22 mm). 3 Patients with traumatic aortic injury who do not have contraindications to endovascular repair.
Vascular | Endovascular aortic repair | Aortic stent graft package | TEVAR package | Terumo Aortic | RelayPro Thoracic Stent-Graft System (Bare Stent Configuration) | 28-M4-42-170-44S | Standalone | DE0503702 | 1 Patients with thoracic aortic aneurysm (TAA; ruptured or unruptured) who are not suitable for OSR and are: 1.1 symptomatic; OR 1.2 asymptomatic and with an aneurysm of 5.5 cm or larger (measured outer-to-outer maximum anterior-posterior aortic diameter); OR 1.3 asymptomatic and with an aneurysm that has grown by more than 1 cm in one year (measured outer-to-outer maximum anterior-posterior aortic diameter). 2 Patients with type B aortic dissection (TBAD) with suitable anatomy for TEVAR and the TBAD is: 2.1 Complicated (presence of malperfusion syndrome or rupture) hyperacute (less than 24 hours), acute (1 to 14 days), or subacute (15 to 90 days); OR 2.2 Uncomplicated with high-risk features (refractory pain, refractory hypertension, bloody pleural effusion, aortic diameter of more than 40 mm, imaging evidence of malperfusion, entry tear on lesser curvature, or false lumen of more than 22 mm). 3 Patients with traumatic aortic injury who do not have contraindications to endovascular repair.
Vascular | Endovascular aortic repair | Aortic stent graft package | TEVAR package | Terumo Aortic | RelayPro Thoracic Stent-Graft System (Bare Stent Configuration) | 28-M4-42-190-44S | Standalone | DE0503702 | 1 Patients with thoracic aortic aneurysm (TAA; ruptured or unruptured) who are not suitable for OSR and are: 1.1 symptomatic; OR 1.2 asymptomatic and with an aneurysm of 5.5 cm or larger (measured outer-to-outer maximum anterior-posterior aortic diameter); OR 1.3 asymptomatic and with an aneurysm that has grown by more than 1 cm in one year (measured outer-to-outer maximum anterior-posterior aortic diameter). 2 Patients with type B aortic dissection (TBAD) with suitable anatomy for TEVAR and the TBAD is: 2.1 Complicated (presence of malperfusion syndrome or rupture) hyperacute (less than 24 hours), acute (1 to 14 days), or subacute (15 to 90 days); OR 2.2 Uncomplicated with high-risk features (refractory pain, refractory hypertension, bloody pleural effusion, aortic diameter of more than 40 mm, imaging evidence of malperfusion, entry tear on lesser curvature, or false lumen of more than 22 mm). 3 Patients with traumatic aortic injury who do not have contraindications to endovascular repair.
Vascular | Endovascular aortic repair | Aortic stent graft package | TEVAR package | Terumo Aortic | RelayPro Thoracic Stent-Graft System (Bare Stent Configuration) | 28-M4-42-210-44S | Standalone | DE0503702 | 1 Patients with thoracic aortic aneurysm (TAA; ruptured or unruptured) who are not suitable for OSR and are: 1.1 symptomatic; OR 1.2 asymptomatic and with an aneurysm of 5.5 cm or larger (measured outer-to-outer maximum anterior-posterior aortic diameter); OR 1.3 asymptomatic and with an aneurysm that has grown by more than 1 cm in one year (measured outer-to-outer maximum anterior-posterior aortic diameter). 2 Patients with type B aortic dissection (TBAD) with suitable anatomy for TEVAR and the TBAD is: 2.1 Complicated (presence of malperfusion syndrome or rupture) hyperacute (less than 24 hours), acute (1 to 14 days), or subacute (15 to 90 days); OR 2.2 Uncomplicated with high-risk features (refractory pain, refractory hypertension, bloody pleural effusion, aortic diameter of more than 40 mm, imaging evidence of malperfusion, entry tear on lesser curvature, or false lumen of more than 22 mm). 3 Patients with traumatic aortic injury who do not have contraindications to endovascular repair.
Vascular | Endovascular aortic repair | Aortic stent graft package | TEVAR package | Terumo Aortic | RelayPro Thoracic Stent-Graft System (Bare Stent Configuration) | 28-M4-42-230-44S | Standalone | DE0503702 | 1 Patients with thoracic aortic aneurysm (TAA; ruptured or unruptured) who are not suitable for OSR and are: 1.1 symptomatic; OR 1.2 asymptomatic and with an aneurysm of 5.5 cm or larger (measured outer-to-outer maximum anterior-posterior aortic diameter); OR 1.3 asymptomatic and with an aneurysm that has grown by more than 1 cm in one year (measured outer-to-outer maximum anterior-posterior aortic diameter). 2 Patients with type B aortic dissection (TBAD) with suitable anatomy for TEVAR and the TBAD is: 2.1 Complicated (presence of malperfusion syndrome or rupture) hyperacute (less than 24 hours), acute (1 to 14 days), or subacute (15 to 90 days); OR 2.2 Uncomplicated with high-risk features (refractory pain, refractory hypertension, bloody pleural effusion, aortic diameter of more than 40 mm, imaging evidence of malperfusion, entry tear on lesser curvature, or false lumen of more than 22 mm). 3 Patients with traumatic aortic injury who do not have contraindications to endovascular repair.
Vascular | Endovascular aortic repair | Aortic stent graft package | TEVAR package | Terumo Aortic | RelayPro Thoracic Stent-Graft System (Bare Stent Configuration) | 28-M4-42-250-44S | Standalone | DE0503702 | 1 Patients with thoracic aortic aneurysm (TAA; ruptured or unruptured) who are not suitable for OSR and are: 1.1 symptomatic; OR 1.2 asymptomatic and with an aneurysm of 5.5 cm or larger (measured outer-to-outer maximum anterior-posterior aortic diameter); OR 1.3 asymptomatic and with an aneurysm that has grown by more than 1 cm in one year (measured outer-to-outer maximum anterior-posterior aortic diameter). 2 Patients with type B aortic dissection (TBAD) with suitable anatomy for TEVAR and the TBAD is: 2.1 Complicated (presence of malperfusion syndrome or rupture) hyperacute (less than 24 hours), acute (1 to 14 days), or subacute (15 to 90 days); OR 2.2 Uncomplicated with high-risk features (refractory pain, refractory hypertension, bloody pleural effusion, aortic diameter of more than 40 mm, imaging evidence of malperfusion, entry tear on lesser curvature, or false lumen of more than 22 mm). 3 Patients with traumatic aortic injury who do not have contraindications to endovascular repair.
Vascular | Endovascular aortic repair | Aortic stent graft package | TEVAR package | Terumo Aortic | RelayPro Thoracic Stent-Graft System (Bare Stent Configuration) | 28-M4-44-105-44S | Standalone | DE0503702 | 1 Patients with thoracic aortic aneurysm (TAA; ruptured or unruptured) who are not suitable for OSR and are: 1.1 symptomatic; OR 1.2 asymptomatic and with an aneurysm of 5.5 cm or larger (measured outer-to-outer maximum anterior-posterior aortic diameter); OR 1.3 asymptomatic and with an aneurysm that has grown by more than 1 cm in one year (measured outer-to-outer maximum anterior-posterior aortic diameter). 2 Patients with type B aortic dissection (TBAD) with suitable anatomy for TEVAR and the TBAD is: 2.1 Complicated (presence of malperfusion syndrome or rupture) hyperacute (less than 24 hours), acute (1 to 14 days), or subacute (15 to 90 days); OR 2.2 Uncomplicated with high-risk features (refractory pain, refractory hypertension, bloody pleural effusion, aortic diameter of more than 40 mm, imaging evidence of malperfusion, entry tear on lesser curvature, or false lumen of more than 22 mm). 3 Patients with traumatic aortic injury who do not have contraindications to endovascular repair.
Vascular | Endovascular aortic repair | Aortic stent graft package | TEVAR package | Terumo Aortic | RelayPro Thoracic Stent-Graft System (Bare Stent Configuration) | 28-M4-44-130-44S | Standalone | DE0503702 | 1 Patients with thoracic aortic aneurysm (TAA; ruptured or unruptured) who are not suitable for OSR and are: 1.1 symptomatic; OR 1.2 asymptomatic and with an aneurysm of 5.5 cm or larger (measured outer-to-outer maximum anterior-posterior aortic diameter); OR 1.3 asymptomatic and with an aneurysm that has grown by more than 1 cm in one year (measured outer-to-outer maximum anterior-posterior aortic diameter). 2 Patients with type B aortic dissection (TBAD) with suitable anatomy for TEVAR and the TBAD is: 2.1 Complicated (presence of malperfusion syndrome or rupture) hyperacute (less than 24 hours), acute (1 to 14 days), or subacute (15 to 90 days); OR 2.2 Uncomplicated with high-risk features (refractory pain, refractory hypertension, bloody pleural effusion, aortic diameter of more than 40 mm, imaging evidence of malperfusion, entry tear on lesser curvature, or false lumen of more than 22 mm). 3 Patients with traumatic aortic injury who do not have contraindications to endovascular repair.
Vascular | Endovascular aortic repair | Aortic stent graft package | TEVAR package | Terumo Aortic | RelayPro Thoracic Stent-Graft System (Bare Stent Configuration) | 28-M4-44-155-44S | Standalone | DE0503702 | 1 Patients with thoracic aortic aneurysm (TAA; ruptured or unruptured) who are not suitable for OSR and are: 1.1 symptomatic; OR 1.2 asymptomatic and with an aneurysm of 5.5 cm or larger (measured outer-to-outer maximum anterior-posterior aortic diameter); OR 1.3 asymptomatic and with an aneurysm that has grown by more than 1 cm in one year (measured outer-to-outer maximum anterior-posterior aortic diameter). 2 Patients with type B aortic dissection (TBAD) with suitable anatomy for TEVAR and the TBAD is: 2.1 Complicated (presence of malperfusion syndrome or rupture) hyperacute (less than 24 hours), acute (1 to 14 days), or subacute (15 to 90 days); OR 2.2 Uncomplicated with high-risk features (refractory pain, refractory hypertension, bloody pleural effusion, aortic diameter of more than 40 mm, imaging evidence of malperfusion, entry tear on lesser curvature, or false lumen of more than 22 mm). 3 Patients with traumatic aortic injury who do not have contraindications to endovascular repair.
Vascular | Endovascular aortic repair | Aortic stent graft package | TEVAR package | Terumo Aortic | RelayPro Thoracic Stent-Graft System (Bare Stent Configuration) | 28-M4-44-170-44S | Standalone | DE0503702 | 1 Patients with thoracic aortic aneurysm (TAA; ruptured or unruptured) who are not suitable for OSR and are: 1.1 symptomatic; OR 1.2 asymptomatic and with an aneurysm of 5.5 cm or larger (measured outer-to-outer maximum anterior-posterior aortic diameter); OR 1.3 asymptomatic and with an aneurysm that has grown by more than 1 cm in one year (measured outer-to-outer maximum anterior-posterior aortic diameter). 2 Patients with type B aortic dissection (TBAD) with suitable anatomy for TEVAR and the TBAD is: 2.1 Complicated (presence of malperfusion syndrome or rupture) hyperacute (less than 24 hours), acute (1 to 14 days), or subacute (15 to 90 days); OR 2.2 Uncomplicated with high-risk features (refractory pain, refractory hypertension, bloody pleural effusion, aortic diameter of more than 40 mm, imaging evidence of malperfusion, entry tear on lesser curvature, or false lumen of more than 22 mm). 3 Patients with traumatic aortic injury who do not have contraindications to endovascular repair.
Vascular | Endovascular aortic repair | Aortic stent graft package | TEVAR package | Terumo Aortic | RelayPro Thoracic Stent-Graft System (Bare Stent Configuration) | 28-M4-44-200-44S | Standalone | DE0503702 | 1 Patients with thoracic aortic aneurysm (TAA; ruptured or unruptured) who are not suitable for OSR and are: 1.1 symptomatic; OR 1.2 asymptomatic and with an aneurysm of 5.5 cm or larger (measured outer-to-outer maximum anterior-posterior aortic diameter); OR 1.3 asymptomatic and with an aneurysm that has grown by more than 1 cm in one year (measured outer-to-outer maximum anterior-posterior aortic diameter). 2 Patients with type B aortic dissection (TBAD) with suitable anatomy for TEVAR and the TBAD is: 2.1 Complicated (presence of malperfusion syndrome or rupture) hyperacute (less than 24 hours), acute (1 to 14 days), or subacute (15 to 90 days); OR 2.2 Uncomplicated with high-risk features (refractory pain, refractory hypertension, bloody pleural effusion, aortic diameter of more than 40 mm, imaging evidence of malperfusion, entry tear on lesser curvature, or false lumen of more than 22 mm). 3 Patients with traumatic aortic injury who do not have contraindications to endovascular repair.
Vascular | Endovascular aortic repair | Aortic stent graft package | TEVAR package | Terumo Aortic | RelayPro Thoracic Stent-Graft System (Bare Stent Configuration) | 28-M4-44-210-44S | Standalone | DE0503702 | 1 Patients with thoracic aortic aneurysm (TAA; ruptured or unruptured) who are not suitable for OSR and are: 1.1 symptomatic; OR 1.2 asymptomatic and with an aneurysm of 5.5 cm or larger (measured outer-to-outer maximum anterior-posterior aortic diameter); OR 1.3 asymptomatic and with an aneurysm that has grown by more than 1 cm in one year (measured outer-to-outer maximum anterior-posterior aortic diameter). 2 Patients with type B aortic dissection (TBAD) with suitable anatomy for TEVAR and the TBAD is: 2.1 Complicated (presence of malperfusion syndrome or rupture) hyperacute (less than 24 hours), acute (1 to 14 days), or subacute (15 to 90 days); OR 2.2 Uncomplicated with high-risk features (refractory pain, refractory hypertension, bloody pleural effusion, aortic diameter of more than 40 mm, imaging evidence of malperfusion, entry tear on lesser curvature, or false lumen of more than 22 mm). 3 Patients with traumatic aortic injury who do not have contraindications to endovascular repair.
Vascular | Endovascular aortic repair | Aortic stent graft package | TEVAR package | Terumo Aortic | RelayPro Thoracic Stent-Graft System (Bare Stent Configuration) | 28-M4-44-230-44S | Standalone | DE0503702 | 1 Patients with thoracic aortic aneurysm (TAA; ruptured or unruptured) who are not suitable for OSR and are: 1.1 symptomatic; OR 1.2 asymptomatic and with an aneurysm of 5.5 cm or larger (measured outer-to-outer maximum anterior-posterior aortic diameter); OR 1.3 asymptomatic and with an aneurysm that has grown by more than 1 cm in one year (measured outer-to-outer maximum anterior-posterior aortic diameter). 2 Patients with type B aortic dissection (TBAD) with suitable anatomy for TEVAR and the TBAD is: 2.1 Complicated (presence of malperfusion syndrome or rupture) hyperacute (less than 24 hours), acute (1 to 14 days), or subacute (15 to 90 days); OR 2.2 Uncomplicated with high-risk features (refractory pain, refractory hypertension, bloody pleural effusion, aortic diameter of more than 40 mm, imaging evidence of malperfusion, entry tear on lesser curvature, or false lumen of more than 22 mm). 3 Patients with traumatic aortic injury who do not have contraindications to endovascular repair.
Vascular | Endovascular aortic repair | Aortic stent graft package | TEVAR package | Terumo Aortic | RelayPro Thoracic Stent-Graft System (Bare Stent Configuration) | 28-M4-44-250-44S | Standalone | DE0503702 | 1 Patients with thoracic aortic aneurysm (TAA; ruptured or unruptured) who are not suitable for OSR and are: 1.1 symptomatic; OR 1.2 asymptomatic and with an aneurysm of 5.5 cm or larger (measured outer-to-outer maximum anterior-posterior aortic diameter); OR 1.3 asymptomatic and with an aneurysm that has grown by more than 1 cm in one year (measured outer-to-outer maximum anterior-posterior aortic diameter). 2 Patients with type B aortic dissection (TBAD) with suitable anatomy for TEVAR and the TBAD is: 2.1 Complicated (presence of malperfusion syndrome or rupture) hyperacute (less than 24 hours), acute (1 to 14 days), or subacute (15 to 90 days); OR 2.2 Uncomplicated with high-risk features (refractory pain, refractory hypertension, bloody pleural effusion, aortic diameter of more than 40 mm, imaging evidence of malperfusion, entry tear on lesser curvature, or false lumen of more than 22 mm). 3 Patients with traumatic aortic injury who do not have contraindications to endovascular repair.
Vascular | Endovascular aortic repair | Aortic stent graft package | TEVAR package | Terumo Aortic | RelayPro Thoracic Stent-Graft System (Bare Stent Configuration) | 28-M4-46-110-44S | Standalone | DE0503702 | 1 Patients with thoracic aortic aneurysm (TAA; ruptured or unruptured) who are not suitable for OSR and are: 1.1 symptomatic; OR 1.2 asymptomatic and with an aneurysm of 5.5 cm or larger (measured outer-to-outer maximum anterior-posterior aortic diameter); OR 1.3 asymptomatic and with an aneurysm that has grown by more than 1 cm in one year (measured outer-to-outer maximum anterior-posterior aortic diameter). 2 Patients with type B aortic dissection (TBAD) with suitable anatomy for TEVAR and the TBAD is: 2.1 Complicated (presence of malperfusion syndrome or rupture) hyperacute (less than 24 hours), acute (1 to 14 days), or subacute (15 to 90 days); OR 2.2 Uncomplicated with high-risk features (refractory pain, refractory hypertension, bloody pleural effusion, aortic diameter of more than 40 mm, imaging evidence of malperfusion, entry tear on lesser curvature, or false lumen of more than 22 mm). 3 Patients with traumatic aortic injury who do not have contraindications to endovascular repair.
Vascular | Endovascular aortic repair | Aortic stent graft package | TEVAR package | Terumo Aortic | RelayPro Thoracic Stent-Graft System (Bare Stent Configuration) | 28-M4-46-130-44S | Standalone | DE0503702 | 1 Patients with thoracic aortic aneurysm (TAA; ruptured or unruptured) who are not suitable for OSR and are: 1.1 symptomatic; OR 1.2 asymptomatic and with an aneurysm of 5.5 cm or larger (measured outer-to-outer maximum anterior-posterior aortic diameter); OR 1.3 asymptomatic and with an aneurysm that has grown by more than 1 cm in one year (measured outer-to-outer maximum anterior-posterior aortic diameter). 2 Patients with type B aortic dissection (TBAD) with suitable anatomy for TEVAR and the TBAD is: 2.1 Complicated (presence of malperfusion syndrome or rupture) hyperacute (less than 24 hours), acute (1 to 14 days), or subacute (15 to 90 days); OR 2.2 Uncomplicated with high-risk features (refractory pain, refractory hypertension, bloody pleural effusion, aortic diameter of more than 40 mm, imaging evidence of malperfusion, entry tear on lesser curvature, or false lumen of more than 22 mm). 3 Patients with traumatic aortic injury who do not have contraindications to endovascular repair.
Vascular | Endovascular aortic repair | Aortic stent graft package | TEVAR package | Terumo Aortic | RelayPro Thoracic Stent-Graft System (Bare Stent Configuration) | 28-M4-46-150-44S | Standalone | DE0503702 | 1 Patients with thoracic aortic aneurysm (TAA; ruptured or unruptured) who are not suitable for OSR and are: 1.1 symptomatic; OR 1.2 asymptomatic and with an aneurysm of 5.5 cm or larger (measured outer-to-outer maximum anterior-posterior aortic diameter); OR 1.3 asymptomatic and with an aneurysm that has grown by more than 1 cm in one year (measured outer-to-outer maximum anterior-posterior aortic diameter). 2 Patients with type B aortic dissection (TBAD) with suitable anatomy for TEVAR and the TBAD is: 2.1 Complicated (presence of malperfusion syndrome or rupture) hyperacute (less than 24 hours), acute (1 to 14 days), or subacute (15 to 90 days); OR 2.2 Uncomplicated with high-risk features (refractory pain, refractory hypertension, bloody pleural effusion, aortic diameter of more than 40 mm, imaging evidence of malperfusion, entry tear on lesser curvature, or false lumen of more than 22 mm). 3 Patients with traumatic aortic injury who do not have contraindications to endovascular repair.
Vascular | Endovascular aortic repair | Aortic stent graft package | TEVAR package | Terumo Aortic | RelayPro Thoracic Stent-Graft System (Bare Stent Configuration) | 28-M4-46-170-44S | Standalone | DE0503702 | 1 Patients with thoracic aortic aneurysm (TAA; ruptured or unruptured) who are not suitable for OSR and are: 1.1 symptomatic; OR 1.2 asymptomatic and with an aneurysm of 5.5 cm or larger (measured outer-to-outer maximum anterior-posterior aortic diameter); OR 1.3 asymptomatic and with an aneurysm that has grown by more than 1 cm in one year (measured outer-to-outer maximum anterior-posterior aortic diameter). 2 Patients with type B aortic dissection (TBAD) with suitable anatomy for TEVAR and the TBAD is: 2.1 Complicated (presence of malperfusion syndrome or rupture) hyperacute (less than 24 hours), acute (1 to 14 days), or subacute (15 to 90 days); OR 2.2 Uncomplicated with high-risk features (refractory pain, refractory hypertension, bloody pleural effusion, aortic diameter of more than 40 mm, imaging evidence of malperfusion, entry tear on lesser curvature, or false lumen of more than 22 mm). 3 Patients with traumatic aortic injury who do not have contraindications to endovascular repair.
Vascular | Endovascular aortic repair | Aortic stent graft package | TEVAR package | Terumo Aortic | RelayPro Thoracic Stent-Graft System (Bare Stent Configuration) | 28-M4-46-190-44S | Standalone | DE0503702 | 1 Patients with thoracic aortic aneurysm (TAA; ruptured or unruptured) who are not suitable for OSR and are: 1.1 symptomatic; OR 1.2 asymptomatic and with an aneurysm of 5.5 cm or larger (measured outer-to-outer maximum anterior-posterior aortic diameter); OR 1.3 asymptomatic and with an aneurysm that has grown by more than 1 cm in one year (measured outer-to-outer maximum anterior-posterior aortic diameter). 2 Patients with type B aortic dissection (TBAD) with suitable anatomy for TEVAR and the TBAD is: 2.1 Complicated (presence of malperfusion syndrome or rupture) hyperacute (less than 24 hours), acute (1 to 14 days), or subacute (15 to 90 days); OR 2.2 Uncomplicated with high-risk features (refractory pain, refractory hypertension, bloody pleural effusion, aortic diameter of more than 40 mm, imaging evidence of malperfusion, entry tear on lesser curvature, or false lumen of more than 22 mm). 3 Patients with traumatic aortic injury who do not have contraindications to endovascular repair.
Vascular | Endovascular aortic repair | Aortic stent graft package | TEVAR package | Terumo Aortic | RelayPro Thoracic Stent-Graft System (Bare Stent Configuration) | 28-M4-46-210-44S | Standalone | DE0503702 | 1 Patients with thoracic aortic aneurysm (TAA; ruptured or unruptured) who are not suitable for OSR and are: 1.1 symptomatic; OR 1.2 asymptomatic and with an aneurysm of 5.5 cm or larger (measured outer-to-outer maximum anterior-posterior aortic diameter); OR 1.3 asymptomatic and with an aneurysm that has grown by more than 1 cm in one year (measured outer-to-outer maximum anterior-posterior aortic diameter). 2 Patients with type B aortic dissection (TBAD) with suitable anatomy for TEVAR and the TBAD is: 2.1 Complicated (presence of malperfusion syndrome or rupture) hyperacute (less than 24 hours), acute (1 to 14 days), or subacute (15 to 90 days); OR 2.2 Uncomplicated with high-risk features (refractory pain, refractory hypertension, bloody pleural effusion, aortic diameter of more than 40 mm, imaging evidence of malperfusion, entry tear on lesser curvature, or false lumen of more than 22 mm). 3 Patients with traumatic aortic injury who do not have contraindications to endovascular repair.
Vascular | Endovascular aortic repair | Aortic stent graft package | TEVAR package | Terumo Aortic | RelayPro Thoracic Stent-Graft System (Bare Stent Configuration) | 28-M4-46-230-44S | Standalone | DE0503702 | 1 Patients with thoracic aortic aneurysm (TAA; ruptured or unruptured) who are not suitable for OSR and are: 1.1 symptomatic; OR 1.2 asymptomatic and with an aneurysm of 5.5 cm or larger (measured outer-to-outer maximum anterior-posterior aortic diameter); OR 1.3 asymptomatic and with an aneurysm that has grown by more than 1 cm in one year (measured outer-to-outer maximum anterior-posterior aortic diameter). 2 Patients with type B aortic dissection (TBAD) with suitable anatomy for TEVAR and the TBAD is: 2.1 Complicated (presence of malperfusion syndrome or rupture) hyperacute (less than 24 hours), acute (1 to 14 days), or subacute (15 to 90 days); OR 2.2 Uncomplicated with high-risk features (refractory pain, refractory hypertension, bloody pleural effusion, aortic diameter of more than 40 mm, imaging evidence of malperfusion, entry tear on lesser curvature, or false lumen of more than 22 mm). 3 Patients with traumatic aortic injury who do not have contraindications to endovascular repair.
Vascular | Endovascular aortic repair | Aortic stent graft package | TEVAR package | Terumo Aortic | RelayPro Thoracic Stent-Graft System (Bare Stent Configuration) | 28-M4-46-250-44S | Standalone | DE0503702 | 1 Patients with thoracic aortic aneurysm (TAA; ruptured or unruptured) who are not suitable for OSR and are: 1.1 symptomatic; OR 1.2 asymptomatic and with an aneurysm of 5.5 cm or larger (measured outer-to-outer maximum anterior-posterior aortic diameter); OR 1.3 asymptomatic and with an aneurysm that has grown by more than 1 cm in one year (measured outer-to-outer maximum anterior-posterior aortic diameter). 2 Patients with type B aortic dissection (TBAD) with suitable anatomy for TEVAR and the TBAD is: 2.1 Complicated (presence of malperfusion syndrome or rupture) hyperacute (less than 24 hours), acute (1 to 14 days), or subacute (15 to 90 days); OR 2.2 Uncomplicated with high-risk features (refractory pain, refractory hypertension, bloody pleural effusion, aortic diameter of more than 40 mm, imaging evidence of malperfusion, entry tear on lesser curvature, or false lumen of more than 22 mm). 3 Patients with traumatic aortic injury who do not have contraindications to endovascular repair.
Vascular | Endovascular aortic repair | Aortic stent graft package | TEVAR package | Terumo Aortic | RelayPro Thoracic Stent-Graft System (Bare Stent Configuration) | 28-M4-28-190-46S | Standalone | DE0503702 | 1 Patients with thoracic aortic aneurysm (TAA; ruptured or unruptured) who are not suitable for OSR and are: 1.1 symptomatic; OR 1.2 asymptomatic and with an aneurysm of 5.5 cm or larger (measured outer-to-outer maximum anterior-posterior aortic diameter); OR 1.3 asymptomatic and with an aneurysm that has grown by more than 1 cm in one year (measured outer-to-outer maximum anterior-posterior aortic diameter). 2 Patients with type B aortic dissection (TBAD) with suitable anatomy for TEVAR and the TBAD is: 2.1 Complicated (presence of malperfusion syndrome or rupture) hyperacute (less than 24 hours), acute (1 to 14 days), or subacute (15 to 90 days); OR 2.2 Uncomplicated with high-risk features (refractory pain, refractory hypertension, bloody pleural effusion, aortic diameter of more than 40 mm, imaging evidence of malperfusion, entry tear on lesser curvature, or false lumen of more than 22 mm). 3 Patients with traumatic aortic injury who do not have contraindications to endovascular repair.
Vascular | Endovascular aortic repair | Aortic stent graft package | TEVAR package | Terumo Aortic | RelayPro Thoracic Stent-Graft System (Bare Stent Configuration) | 28-M4-28-210-46S | Standalone | DE0503702 | 1 Patients with thoracic aortic aneurysm (TAA; ruptured or unruptured) who are not suitable for OSR and are: 1.1 symptomatic; OR 1.2 asymptomatic and with an aneurysm of 5.5 cm or larger (measured outer-to-outer maximum anterior-posterior aortic diameter); OR 1.3 asymptomatic and with an aneurysm that has grown by more than 1 cm in one year (measured outer-to-outer maximum anterior-posterior aortic diameter). 2 Patients with type B aortic dissection (TBAD) with suitable anatomy for TEVAR and the TBAD is: 2.1 Complicated (presence of malperfusion syndrome or rupture) hyperacute (less than 24 hours), acute (1 to 14 days), or subacute (15 to 90 days); OR 2.2 Uncomplicated with high-risk features (refractory pain, refractory hypertension, bloody pleural effusion, aortic diameter of more than 40 mm, imaging evidence of malperfusion, entry tear on lesser curvature, or false lumen of more than 22 mm). 3 Patients with traumatic aortic injury who do not have contraindications to endovascular repair.
Vascular | Endovascular aortic repair | Aortic stent graft package | TEVAR package | Terumo Aortic | RelayPro Thoracic Stent-Graft System (Bare Stent Configuration) | 28-M4-28-230-46S | Standalone | DE0503702 | 1 Patients with thoracic aortic aneurysm (TAA; ruptured or unruptured) who are not suitable for OSR and are: 1.1 symptomatic; OR 1.2 asymptomatic and with an aneurysm of 5.5 cm or larger (measured outer-to-outer maximum anterior-posterior aortic diameter); OR 1.3 asymptomatic and with an aneurysm that has grown by more than 1 cm in one year (measured outer-to-outer maximum anterior-posterior aortic diameter). 2 Patients with type B aortic dissection (TBAD) with suitable anatomy for TEVAR and the TBAD is: 2.1 Complicated (presence of malperfusion syndrome or rupture) hyperacute (less than 24 hours), acute (1 to 14 days), or subacute (15 to 90 days); OR 2.2 Uncomplicated with high-risk features (refractory pain, refractory hypertension, bloody pleural effusion, aortic diameter of more than 40 mm, imaging evidence of malperfusion, entry tear on lesser curvature, or false lumen of more than 22 mm). 3 Patients with traumatic aortic injury who do not have contraindications to endovascular repair.
Vascular | Endovascular aortic repair | Aortic stent graft package | TEVAR package | Terumo Aortic | RelayPro Thoracic Stent-Graft System (Bare Stent Configuration) | 28-M4-28-250-46S | Standalone | DE0503702 | 1 Patients with thoracic aortic aneurysm (TAA; ruptured or unruptured) who are not suitable for OSR and are: 1.1 symptomatic; OR 1.2 asymptomatic and with an aneurysm of 5.5 cm or larger (measured outer-to-outer maximum anterior-posterior aortic diameter); OR 1.3 asymptomatic and with an aneurysm that has grown by more than 1 cm in one year (measured outer-to-outer maximum anterior-posterior aortic diameter). 2 Patients with type B aortic dissection (TBAD) with suitable anatomy for TEVAR and the TBAD is: 2.1 Complicated (presence of malperfusion syndrome or rupture) hyperacute (less than 24 hours), acute (1 to 14 days), or subacute (15 to 90 days); OR 2.2 Uncomplicated with high-risk features (refractory pain, refractory hypertension, bloody pleural effusion, aortic diameter of more than 40 mm, imaging evidence of malperfusion, entry tear on lesser curvature, or false lumen of more than 22 mm). 3 Patients with traumatic aortic injury who do not have contraindications to endovascular repair.
Vascular | Endovascular aortic repair | Aortic stent graft package | TEVAR package | Terumo Aortic | RelayPro Thoracic Stent-Graft System (Bare Stent Configuration) | 28-M4-30-170-46S | Standalone | DE0503702 | 1 Patients with thoracic aortic aneurysm (TAA; ruptured or unruptured) who are not suitable for OSR and are: 1.1 symptomatic; OR 1.2 asymptomatic and with an aneurysm of 5.5 cm or larger (measured outer-to-outer maximum anterior-posterior aortic diameter); OR 1.3 asymptomatic and with an aneurysm that has grown by more than 1 cm in one year (measured outer-to-outer maximum anterior-posterior aortic diameter). 2 Patients with type B aortic dissection (TBAD) with suitable anatomy for TEVAR and the TBAD is: 2.1 Complicated (presence of malperfusion syndrome or rupture) hyperacute (less than 24 hours), acute (1 to 14 days), or subacute (15 to 90 days); OR 2.2 Uncomplicated with high-risk features (refractory pain, refractory hypertension, bloody pleural effusion, aortic diameter of more than 40 mm, imaging evidence of malperfusion, entry tear on lesser curvature, or false lumen of more than 22 mm). 3 Patients with traumatic aortic injury who do not have contraindications to endovascular repair.
Vascular | Endovascular aortic repair | Aortic stent graft package | TEVAR package | Terumo Aortic | RelayPro Thoracic Stent-Graft System (Bare Stent Configuration) | 28-M4-30-190-46S | Standalone | DE0503702 | 1 Patients with thoracic aortic aneurysm (TAA; ruptured or unruptured) who are not suitable for OSR and are: 1.1 symptomatic; OR 1.2 asymptomatic and with an aneurysm of 5.5 cm or larger (measured outer-to-outer maximum anterior-posterior aortic diameter); OR 1.3 asymptomatic and with an aneurysm that has grown by more than 1 cm in one year (measured outer-to-outer maximum anterior-posterior aortic diameter). 2 Patients with type B aortic dissection (TBAD) with suitable anatomy for TEVAR and the TBAD is: 2.1 Complicated (presence of malperfusion syndrome or rupture) hyperacute (less than 24 hours), acute (1 to 14 days), or subacute (15 to 90 days); OR 2.2 Uncomplicated with high-risk features (refractory pain, refractory hypertension, bloody pleural effusion, aortic diameter of more than 40 mm, imaging evidence of malperfusion, entry tear on lesser curvature, or false lumen of more than 22 mm). 3 Patients with traumatic aortic injury who do not have contraindications to endovascular repair.
Vascular | Endovascular aortic repair | Aortic stent graft package | TEVAR package | Terumo Aortic | RelayPro Thoracic Stent-Graft System (Bare Stent Configuration) | 28-M4-30-210-46S | Standalone | DE0503702 | 1 Patients with thoracic aortic aneurysm (TAA; ruptured or unruptured) who are not suitable for OSR and are: 1.1 symptomatic; OR 1.2 asymptomatic and with an aneurysm of 5.5 cm or larger (measured outer-to-outer maximum anterior-posterior aortic diameter); OR 1.3 asymptomatic and with an aneurysm that has grown by more than 1 cm in one year (measured outer-to-outer maximum anterior-posterior aortic diameter). 2 Patients with type B aortic dissection (TBAD) with suitable anatomy for TEVAR and the TBAD is: 2.1 Complicated (presence of malperfusion syndrome or rupture) hyperacute (less than 24 hours), acute (1 to 14 days), or subacute (15 to 90 days); OR 2.2 Uncomplicated with high-risk features (refractory pain, refractory hypertension, bloody pleural effusion, aortic diameter of more than 40 mm, imaging evidence of malperfusion, entry tear on lesser curvature, or false lumen of more than 22 mm). 3 Patients with traumatic aortic injury who do not have contraindications to endovascular repair.
Vascular | Endovascular aortic repair | Aortic stent graft package | TEVAR package | Terumo Aortic | RelayPro Thoracic Stent-Graft System (Bare Stent Configuration) | 28-M4-30-230-46S | Standalone | DE0503702 | 1 Patients with thoracic aortic aneurysm (TAA; ruptured or unruptured) who are not suitable for OSR and are: 1.1 symptomatic; OR 1.2 asymptomatic and with an aneurysm of 5.5 cm or larger (measured outer-to-outer maximum anterior-posterior aortic diameter); OR 1.3 asymptomatic and with an aneurysm that has grown by more than 1 cm in one year (measured outer-to-outer maximum anterior-posterior aortic diameter). 2 Patients with type B aortic dissection (TBAD) with suitable anatomy for TEVAR and the TBAD is: 2.1 Complicated (presence of malperfusion syndrome or rupture) hyperacute (less than 24 hours), acute (1 to 14 days), or subacute (15 to 90 days); OR 2.2 Uncomplicated with high-risk features (refractory pain, refractory hypertension, bloody pleural effusion, aortic diameter of more than 40 mm, imaging evidence of malperfusion, entry tear on lesser curvature, or false lumen of more than 22 mm). 3 Patients with traumatic aortic injury who do not have contraindications to endovascular repair.
Vascular | Endovascular aortic repair | Aortic stent graft package | TEVAR package | Terumo Aortic | RelayPro Thoracic Stent-Graft System (Bare Stent Configuration) | 28-M4-30-250-46S | Standalone | DE0503702 | 1 Patients with thoracic aortic aneurysm (TAA; ruptured or unruptured) who are not suitable for OSR and are: 1.1 symptomatic; OR 1.2 asymptomatic and with an aneurysm of 5.5 cm or larger (measured outer-to-outer maximum anterior-posterior aortic diameter); OR 1.3 asymptomatic and with an aneurysm that has grown by more than 1 cm in one year (measured outer-to-outer maximum anterior-posterior aortic diameter). 2 Patients with type B aortic dissection (TBAD) with suitable anatomy for TEVAR and the TBAD is: 2.1 Complicated (presence of malperfusion syndrome or rupture) hyperacute (less than 24 hours), acute (1 to 14 days), or subacute (15 to 90 days); OR 2.2 Uncomplicated with high-risk features (refractory pain, refractory hypertension, bloody pleural effusion, aortic diameter of more than 40 mm, imaging evidence of malperfusion, entry tear on lesser curvature, or false lumen of more than 22 mm). 3 Patients with traumatic aortic injury who do not have contraindications to endovascular repair.
Vascular | Endovascular aortic repair | Aortic stent graft package | TEVAR package | Terumo Aortic | RelayPro Thoracic Stent-Graft System (Bare Stent Configuration) | 28-M4-32-150-46S | Standalone | DE0503702 | 1 Patients with thoracic aortic aneurysm (TAA; ruptured or unruptured) who are not suitable for OSR and are: 1.1 symptomatic; OR 1.2 asymptomatic and with an aneurysm of 5.5 cm or larger (measured outer-to-outer maximum anterior-posterior aortic diameter); OR 1.3 asymptomatic and with an aneurysm that has grown by more than 1 cm in one year (measured outer-to-outer maximum anterior-posterior aortic diameter). 2 Patients with type B aortic dissection (TBAD) with suitable anatomy for TEVAR and the TBAD is: 2.1 Complicated (presence of malperfusion syndrome or rupture) hyperacute (less than 24 hours), acute (1 to 14 days), or subacute (15 to 90 days); OR 2.2 Uncomplicated with high-risk features (refractory pain, refractory hypertension, bloody pleural effusion, aortic diameter of more than 40 mm, imaging evidence of malperfusion, entry tear on lesser curvature, or false lumen of more than 22 mm). 3 Patients with traumatic aortic injury who do not have contraindications to endovascular repair.
Vascular | Endovascular aortic repair | Aortic stent graft package | TEVAR package | Terumo Aortic | RelayPro Thoracic Stent-Graft System (Bare Stent Configuration) | 28-M4-32-170-46S | Standalone | DE0503702 | 1 Patients with thoracic aortic aneurysm (TAA; ruptured or unruptured) who are not suitable for OSR and are: 1.1 symptomatic; OR 1.2 asymptomatic and with an aneurysm of 5.5 cm or larger (measured outer-to-outer maximum anterior-posterior aortic diameter); OR 1.3 asymptomatic and with an aneurysm that has grown by more than 1 cm in one year (measured outer-to-outer maximum anterior-posterior aortic diameter). 2 Patients with type B aortic dissection (TBAD) with suitable anatomy for TEVAR and the TBAD is: 2.1 Complicated (presence of malperfusion syndrome or rupture) hyperacute (less than 24 hours), acute (1 to 14 days), or subacute (15 to 90 days); OR 2.2 Uncomplicated with high-risk features (refractory pain, refractory hypertension, bloody pleural effusion, aortic diameter of more than 40 mm, imaging evidence of malperfusion, entry tear on lesser curvature, or false lumen of more than 22 mm). 3 Patients with traumatic aortic injury who do not have contraindications to endovascular repair.
Vascular | Endovascular aortic repair | Aortic stent graft package | TEVAR package | Terumo Aortic | RelayPro Thoracic Stent-Graft System (Bare Stent Configuration) | 28-M4-32-190-46S | Standalone | DE0503702 | 1 Patients with thoracic aortic aneurysm (TAA; ruptured or unruptured) who are not suitable for OSR and are: 1.1 symptomatic; OR 1.2 asymptomatic and with an aneurysm of 5.5 cm or larger (measured outer-to-outer maximum anterior-posterior aortic diameter); OR 1.3 asymptomatic and with an aneurysm that has grown by more than 1 cm in one year (measured outer-to-outer maximum anterior-posterior aortic diameter). 2 Patients with type B aortic dissection (TBAD) with suitable anatomy for TEVAR and the TBAD is: 2.1 Complicated (presence of malperfusion syndrome or rupture) hyperacute (less than 24 hours), acute (1 to 14 days), or subacute (15 to 90 days); OR 2.2 Uncomplicated with high-risk features (refractory pain, refractory hypertension, bloody pleural effusion, aortic diameter of more than 40 mm, imaging evidence of malperfusion, entry tear on lesser curvature, or false lumen of more than 22 mm). 3 Patients with traumatic aortic injury who do not have contraindications to endovascular repair.
Vascular | Endovascular aortic repair | Aortic stent graft package | TEVAR package | Terumo Aortic | RelayPro Thoracic Stent-Graft System (Bare Stent Configuration) | 28-M4-32-210-46S | Standalone | DE0503702 | 1 Patients with thoracic aortic aneurysm (TAA; ruptured or unruptured) who are not suitable for OSR and are: 1.1 symptomatic; OR 1.2 asymptomatic and with an aneurysm of 5.5 cm or larger (measured outer-to-outer maximum anterior-posterior aortic diameter); OR 1.3 asymptomatic and with an aneurysm that has grown by more than 1 cm in one year (measured outer-to-outer maximum anterior-posterior aortic diameter). 2 Patients with type B aortic dissection (TBAD) with suitable anatomy for TEVAR and the TBAD is: 2.1 Complicated (presence of malperfusion syndrome or rupture) hyperacute (less than 24 hours), acute (1 to 14 days), or subacute (15 to 90 days); OR 2.2 Uncomplicated with high-risk features (refractory pain, refractory hypertension, bloody pleural effusion, aortic diameter of more than 40 mm, imaging evidence of malperfusion, entry tear on lesser curvature, or false lumen of more than 22 mm). 3 Patients with traumatic aortic injury who do not have contraindications to endovascular repair.
Vascular | Endovascular aortic repair | Aortic stent graft package | TEVAR package | Terumo Aortic | RelayPro Thoracic Stent-Graft System (Bare Stent Configuration) | 28-M4-32-230-46S | Standalone | DE0503702 | 1 Patients with thoracic aortic aneurysm (TAA; ruptured or unruptured) who are not suitable for OSR and are: 1.1 symptomatic; OR 1.2 asymptomatic and with an aneurysm of 5.5 cm or larger (measured outer-to-outer maximum anterior-posterior aortic diameter); OR 1.3 asymptomatic and with an aneurysm that has grown by more than 1 cm in one year (measured outer-to-outer maximum anterior-posterior aortic diameter). 2 Patients with type B aortic dissection (TBAD) with suitable anatomy for TEVAR and the TBAD is: 2.1 Complicated (presence of malperfusion syndrome or rupture) hyperacute (less than 24 hours), acute (1 to 14 days), or subacute (15 to 90 days); OR 2.2 Uncomplicated with high-risk features (refractory pain, refractory hypertension, bloody pleural effusion, aortic diameter of more than 40 mm, imaging evidence of malperfusion, entry tear on lesser curvature, or false lumen of more than 22 mm). 3 Patients with traumatic aortic injury who do not have contraindications to endovascular repair.
Vascular | Endovascular aortic repair | Aortic stent graft package | TEVAR package | Terumo Aortic | RelayPro Thoracic Stent-Graft System (Bare Stent Configuration) | 28-M4-32-250-46S | Standalone | DE0503702 | 1 Patients with thoracic aortic aneurysm (TAA; ruptured or unruptured) who are not suitable for OSR and are: 1.1 symptomatic; OR 1.2 asymptomatic and with an aneurysm of 5.5 cm or larger (measured outer-to-outer maximum anterior-posterior aortic diameter); OR 1.3 asymptomatic and with an aneurysm that has grown by more than 1 cm in one year (measured outer-to-outer maximum anterior-posterior aortic diameter). 2 Patients with type B aortic dissection (TBAD) with suitable anatomy for TEVAR and the TBAD is: 2.1 Complicated (presence of malperfusion syndrome or rupture) hyperacute (less than 24 hours), acute (1 to 14 days), or subacute (15 to 90 days); OR 2.2 Uncomplicated with high-risk features (refractory pain, refractory hypertension, bloody pleural effusion, aortic diameter of more than 40 mm, imaging evidence of malperfusion, entry tear on lesser curvature, or false lumen of more than 22 mm). 3 Patients with traumatic aortic injury who do not have contraindications to endovascular repair.
Vascular | Endovascular aortic repair | Aortic stent graft package | TEVAR package | Terumo Aortic | RelayPro Thoracic Stent-Graft System (Bare Stent Configuration) | 28-M4-34-130-46S | Standalone | DE0503702 | 1 Patients with thoracic aortic aneurysm (TAA; ruptured or unruptured) who are not suitable for OSR and are: 1.1 symptomatic; OR 1.2 asymptomatic and with an aneurysm of 5.5 cm or larger (measured outer-to-outer maximum anterior-posterior aortic diameter); OR 1.3 asymptomatic and with an aneurysm that has grown by more than 1 cm in one year (measured outer-to-outer maximum anterior-posterior aortic diameter). 2 Patients with type B aortic dissection (TBAD) with suitable anatomy for TEVAR and the TBAD is: 2.1 Complicated (presence of malperfusion syndrome or rupture) hyperacute (less than 24 hours), acute (1 to 14 days), or subacute (15 to 90 days); OR 2.2 Uncomplicated with high-risk features (refractory pain, refractory hypertension, bloody pleural effusion, aortic diameter of more than 40 mm, imaging evidence of malperfusion, entry tear on lesser curvature, or false lumen of more than 22 mm). 3 Patients with traumatic aortic injury who do not have contraindications to endovascular repair.
Vascular | Endovascular aortic repair | Aortic stent graft package | TEVAR package | Terumo Aortic | RelayPro Thoracic Stent-Graft System (Bare Stent Configuration) | 28-M4-34-150-46S | Standalone | DE0503702 | 1 Patients with thoracic aortic aneurysm (TAA; ruptured or unruptured) who are not suitable for OSR and are: 1.1 symptomatic; OR 1.2 asymptomatic and with an aneurysm of 5.5 cm or larger (measured outer-to-outer maximum anterior-posterior aortic diameter); OR 1.3 asymptomatic and with an aneurysm that has grown by more than 1 cm in one year (measured outer-to-outer maximum anterior-posterior aortic diameter). 2 Patients with type B aortic dissection (TBAD) with suitable anatomy for TEVAR and the TBAD is: 2.1 Complicated (presence of malperfusion syndrome or rupture) hyperacute (less than 24 hours), acute (1 to 14 days), or subacute (15 to 90 days); OR 2.2 Uncomplicated with high-risk features (refractory pain, refractory hypertension, bloody pleural effusion, aortic diameter of more than 40 mm, imaging evidence of malperfusion, entry tear on lesser curvature, or false lumen of more than 22 mm). 3 Patients with traumatic aortic injury who do not have contraindications to endovascular repair.
Vascular | Endovascular aortic repair | Aortic stent graft package | TEVAR package | Terumo Aortic | RelayPro Thoracic Stent-Graft System (Bare Stent Configuration) | 28-M4-34-170-46S | Standalone | DE0503702 | 1 Patients with thoracic aortic aneurysm (TAA; ruptured or unruptured) who are not suitable for OSR and are: 1.1 symptomatic; OR 1.2 asymptomatic and with an aneurysm of 5.5 cm or larger (measured outer-to-outer maximum anterior-posterior aortic diameter); OR 1.3 asymptomatic and with an aneurysm that has grown by more than 1 cm in one year (measured outer-to-outer maximum anterior-posterior aortic diameter). 2 Patients with type B aortic dissection (TBAD) with suitable anatomy for TEVAR and the TBAD is: 2.1 Complicated (presence of malperfusion syndrome or rupture) hyperacute (less than 24 hours), acute (1 to 14 days), or subacute (15 to 90 days); OR 2.2 Uncomplicated with high-risk features (refractory pain, refractory hypertension, bloody pleural effusion, aortic diameter of more than 40 mm, imaging evidence of malperfusion, entry tear on lesser curvature, or false lumen of more than 22 mm). 3 Patients with traumatic aortic injury who do not have contraindications to endovascular repair.
Vascular | Endovascular aortic repair | Aortic stent graft package | TEVAR package | Terumo Aortic | RelayPro Thoracic Stent-Graft System (Bare Stent Configuration) | 28-M4-34-190-46S | Standalone | DE0503702 | 1 Patients with thoracic aortic aneurysm (TAA; ruptured or unruptured) who are not suitable for OSR and are: 1.1 symptomatic; OR 1.2 asymptomatic and with an aneurysm of 5.5 cm or larger (measured outer-to-outer maximum anterior-posterior aortic diameter); OR 1.3 asymptomatic and with an aneurysm that has grown by more than 1 cm in one year (measured outer-to-outer maximum anterior-posterior aortic diameter). 2 Patients with type B aortic dissection (TBAD) with suitable anatomy for TEVAR and the TBAD is: 2.1 Complicated (presence of malperfusion syndrome or rupture) hyperacute (less than 24 hours), acute (1 to 14 days), or subacute (15 to 90 days); OR 2.2 Uncomplicated with high-risk features (refractory pain, refractory hypertension, bloody pleural effusion, aortic diameter of more than 40 mm, imaging evidence of malperfusion, entry tear on lesser curvature, or false lumen of more than 22 mm). 3 Patients with traumatic aortic injury who do not have contraindications to endovascular repair.
Vascular | Endovascular aortic repair | Aortic stent graft package | TEVAR package | Terumo Aortic | RelayPro Thoracic Stent-Graft System (Bare Stent Configuration) | 28-M4-34-210-46S | Standalone | DE0503702 | 1 Patients with thoracic aortic aneurysm (TAA; ruptured or unruptured) who are not suitable for OSR and are: 1.1 symptomatic; OR 1.2 asymptomatic and with an aneurysm of 5.5 cm or larger (measured outer-to-outer maximum anterior-posterior aortic diameter); OR 1.3 asymptomatic and with an aneurysm that has grown by more than 1 cm in one year (measured outer-to-outer maximum anterior-posterior aortic diameter). 2 Patients with type B aortic dissection (TBAD) with suitable anatomy for TEVAR and the TBAD is: 2.1 Complicated (presence of malperfusion syndrome or rupture) hyperacute (less than 24 hours), acute (1 to 14 days), or subacute (15 to 90 days); OR 2.2 Uncomplicated with high-risk features (refractory pain, refractory hypertension, bloody pleural effusion, aortic diameter of more than 40 mm, imaging evidence of malperfusion, entry tear on lesser curvature, or false lumen of more than 22 mm). 3 Patients with traumatic aortic injury who do not have contraindications to endovascular repair.
Vascular | Endovascular aortic repair | Aortic stent graft package | TEVAR package | Terumo Aortic | RelayPro Thoracic Stent-Graft System (Bare Stent Configuration) | 28-M4-34-230-46S | Standalone | DE0503702 | 1 Patients with thoracic aortic aneurysm (TAA; ruptured or unruptured) who are not suitable for OSR and are: 1.1 symptomatic; OR 1.2 asymptomatic and with an aneurysm of 5.5 cm or larger (measured outer-to-outer maximum anterior-posterior aortic diameter); OR 1.3 asymptomatic and with an aneurysm that has grown by more than 1 cm in one year (measured outer-to-outer maximum anterior-posterior aortic diameter). 2 Patients with type B aortic dissection (TBAD) with suitable anatomy for TEVAR and the TBAD is: 2.1 Complicated (presence of malperfusion syndrome or rupture) hyperacute (less than 24 hours), acute (1 to 14 days), or subacute (15 to 90 days); OR 2.2 Uncomplicated with high-risk features (refractory pain, refractory hypertension, bloody pleural effusion, aortic diameter of more than 40 mm, imaging evidence of malperfusion, entry tear on lesser curvature, or false lumen of more than 22 mm). 3 Patients with traumatic aortic injury who do not have contraindications to endovascular repair.
Vascular | Endovascular aortic repair | Aortic stent graft package | TEVAR package | Terumo Aortic | RelayPro Thoracic Stent-Graft System (Bare Stent Configuration) | 28-M4-34-250-46S | Standalone | DE0503702 | 1 Patients with thoracic aortic aneurysm (TAA; ruptured or unruptured) who are not suitable for OSR and are: 1.1 symptomatic; OR 1.2 asymptomatic and with an aneurysm of 5.5 cm or larger (measured outer-to-outer maximum anterior-posterior aortic diameter); OR 1.3 asymptomatic and with an aneurysm that has grown by more than 1 cm in one year (measured outer-to-outer maximum anterior-posterior aortic diameter). 2 Patients with type B aortic dissection (TBAD) with suitable anatomy for TEVAR and the TBAD is: 2.1 Complicated (presence of malperfusion syndrome or rupture) hyperacute (less than 24 hours), acute (1 to 14 days), or subacute (15 to 90 days); OR 2.2 Uncomplicated with high-risk features (refractory pain, refractory hypertension, bloody pleural effusion, aortic diameter of more than 40 mm, imaging evidence of malperfusion, entry tear on lesser curvature, or false lumen of more than 22 mm). 3 Patients with traumatic aortic injury who do not have contraindications to endovascular repair.
Vascular | Endovascular aortic repair | Aortic stent graft package | TEVAR package | Terumo Aortic | RelayPro Thoracic Stent-Graft System (Bare Stent Configuration) | 28-M4-36-110-46S | Standalone | DE0503702 | 1 Patients with thoracic aortic aneurysm (TAA; ruptured or unruptured) who are not suitable for OSR and are: 1.1 symptomatic; OR 1.2 asymptomatic and with an aneurysm of 5.5 cm or larger (measured outer-to-outer maximum anterior-posterior aortic diameter); OR 1.3 asymptomatic and with an aneurysm that has grown by more than 1 cm in one year (measured outer-to-outer maximum anterior-posterior aortic diameter). 2 Patients with type B aortic dissection (TBAD) with suitable anatomy for TEVAR and the TBAD is: 2.1 Complicated (presence of malperfusion syndrome or rupture) hyperacute (less than 24 hours), acute (1 to 14 days), or subacute (15 to 90 days); OR 2.2 Uncomplicated with high-risk features (refractory pain, refractory hypertension, bloody pleural effusion, aortic diameter of more than 40 mm, imaging evidence of malperfusion, entry tear on lesser curvature, or false lumen of more than 22 mm). 3 Patients with traumatic aortic injury who do not have contraindications to endovascular repair.
Vascular | Endovascular aortic repair | Aortic stent graft package | TEVAR package | Terumo Aortic | RelayPro Thoracic Stent-Graft System (Bare Stent Configuration) | 28-M4-36-130-46S | Standalone | DE0503702 | 1 Patients with thoracic aortic aneurysm (TAA; ruptured or unruptured) who are not suitable for OSR and are: 1.1 symptomatic; OR 1.2 asymptomatic and with an aneurysm of 5.5 cm or larger (measured outer-to-outer maximum anterior-posterior aortic diameter); OR 1.3 asymptomatic and with an aneurysm that has grown by more than 1 cm in one year (measured outer-to-outer maximum anterior-posterior aortic diameter). 2 Patients with type B aortic dissection (TBAD) with suitable anatomy for TEVAR and the TBAD is: 2.1 Complicated (presence of malperfusion syndrome or rupture) hyperacute (less than 24 hours), acute (1 to 14 days), or subacute (15 to 90 days); OR 2.2 Uncomplicated with high-risk features (refractory pain, refractory hypertension, bloody pleural effusion, aortic diameter of more than 40 mm, imaging evidence of malperfusion, entry tear on lesser curvature, or false lumen of more than 22 mm). 3 Patients with traumatic aortic injury who do not have contraindications to endovascular repair.
Vascular | Endovascular aortic repair | Aortic stent graft package | TEVAR package | Terumo Aortic | RelayPro Thoracic Stent-Graft System (Bare Stent Configuration) | 28-M4-36-150-46S | Standalone | DE0503702 | 1 Patients with thoracic aortic aneurysm (TAA; ruptured or unruptured) who are not suitable for OSR and are: 1.1 symptomatic; OR 1.2 asymptomatic and with an aneurysm of 5.5 cm or larger (measured outer-to-outer maximum anterior-posterior aortic diameter); OR 1.3 asymptomatic and with an aneurysm that has grown by more than 1 cm in one year (measured outer-to-outer maximum anterior-posterior aortic diameter). 2 Patients with type B aortic dissection (TBAD) with suitable anatomy for TEVAR and the TBAD is: 2.1 Complicated (presence of malperfusion syndrome or rupture) hyperacute (less than 24 hours), acute (1 to 14 days), or subacute (15 to 90 days); OR 2.2 Uncomplicated with high-risk features (refractory pain, refractory hypertension, bloody pleural effusion, aortic diameter of more than 40 mm, imaging evidence of malperfusion, entry tear on lesser curvature, or false lumen of more than 22 mm). 3 Patients with traumatic aortic injury who do not have contraindications to endovascular repair.
Vascular | Endovascular aortic repair | Aortic stent graft package | TEVAR package | Terumo Aortic | RelayPro Thoracic Stent-Graft System (Bare Stent Configuration) | 28-M4-36-170-46S | Standalone | DE0503702 | 1 Patients with thoracic aortic aneurysm (TAA; ruptured or unruptured) who are not suitable for OSR and are: 1.1 symptomatic; OR 1.2 asymptomatic and with an aneurysm of 5.5 cm or larger (measured outer-to-outer maximum anterior-posterior aortic diameter); OR 1.3 asymptomatic and with an aneurysm that has grown by more than 1 cm in one year (measured outer-to-outer maximum anterior-posterior aortic diameter). 2 Patients with type B aortic dissection (TBAD) with suitable anatomy for TEVAR and the TBAD is: 2.1 Complicated (presence of malperfusion syndrome or rupture) hyperacute (less than 24 hours), acute (1 to 14 days), or subacute (15 to 90 days); OR 2.2 Uncomplicated with high-risk features (refractory pain, refractory hypertension, bloody pleural effusion, aortic diameter of more than 40 mm, imaging evidence of malperfusion, entry tear on lesser curvature, or false lumen of more than 22 mm). 3 Patients with traumatic aortic injury who do not have contraindications to endovascular repair.
Vascular | Endovascular aortic repair | Aortic stent graft package | TEVAR package | Terumo Aortic | RelayPro Thoracic Stent-Graft System (Bare Stent Configuration) | 28-M4-36-190-46S | Standalone | DE0503702 | 1 Patients with thoracic aortic aneurysm (TAA; ruptured or unruptured) who are not suitable for OSR and are: 1.1 symptomatic; OR 1.2 asymptomatic and with an aneurysm of 5.5 cm or larger (measured outer-to-outer maximum anterior-posterior aortic diameter); OR 1.3 asymptomatic and with an aneurysm that has grown by more than 1 cm in one year (measured outer-to-outer maximum anterior-posterior aortic diameter). 2 Patients with type B aortic dissection (TBAD) with suitable anatomy for TEVAR and the TBAD is: 2.1 Complicated (presence of malperfusion syndrome or rupture) hyperacute (less than 24 hours), acute (1 to 14 days), or subacute (15 to 90 days); OR 2.2 Uncomplicated with high-risk features (refractory pain, refractory hypertension, bloody pleural effusion, aortic diameter of more than 40 mm, imaging evidence of malperfusion, entry tear on lesser curvature, or false lumen of more than 22 mm). 3 Patients with traumatic aortic injury who do not have contraindications to endovascular repair.
Vascular | Endovascular aortic repair | Aortic stent graft package | TEVAR package | Terumo Aortic | RelayPro Thoracic Stent-Graft System (Bare Stent Configuration) | 28-M4-36-210-46S | Standalone | DE0503702 | 1 Patients with thoracic aortic aneurysm (TAA; ruptured or unruptured) who are not suitable for OSR and are: 1.1 symptomatic; OR 1.2 asymptomatic and with an aneurysm of 5.5 cm or larger (measured outer-to-outer maximum anterior-posterior aortic diameter); OR 1.3 asymptomatic and with an aneurysm that has grown by more than 1 cm in one year (measured outer-to-outer maximum anterior-posterior aortic diameter). 2 Patients with type B aortic dissection (TBAD) with suitable anatomy for TEVAR and the TBAD is: 2.1 Complicated (presence of malperfusion syndrome or rupture) hyperacute (less than 24 hours), acute (1 to 14 days), or subacute (15 to 90 days); OR 2.2 Uncomplicated with high-risk features (refractory pain, refractory hypertension, bloody pleural effusion, aortic diameter of more than 40 mm, imaging evidence of malperfusion, entry tear on lesser curvature, or false lumen of more than 22 mm). 3 Patients with traumatic aortic injury who do not have contraindications to endovascular repair.
Vascular | Endovascular aortic repair | Aortic stent graft package | TEVAR package | Terumo Aortic | RelayPro Thoracic Stent-Graft System (Bare Stent Configuration) | 28-M4-36-230-46S | Standalone | DE0503702 | 1 Patients with thoracic aortic aneurysm (TAA; ruptured or unruptured) who are not suitable for OSR and are: 1.1 symptomatic; OR 1.2 asymptomatic and with an aneurysm of 5.5 cm or larger (measured outer-to-outer maximum anterior-posterior aortic diameter); OR 1.3 asymptomatic and with an aneurysm that has grown by more than 1 cm in one year (measured outer-to-outer maximum anterior-posterior aortic diameter). 2 Patients with type B aortic dissection (TBAD) with suitable anatomy for TEVAR and the TBAD is: 2.1 Complicated (presence of malperfusion syndrome or rupture) hyperacute (less than 24 hours), acute (1 to 14 days), or subacute (15 to 90 days); OR 2.2 Uncomplicated with high-risk features (refractory pain, refractory hypertension, bloody pleural effusion, aortic diameter of more than 40 mm, imaging evidence of malperfusion, entry tear on lesser curvature, or false lumen of more than 22 mm). 3 Patients with traumatic aortic injury who do not have contraindications to endovascular repair.
Vascular | Endovascular aortic repair | Aortic stent graft package | TEVAR package | Terumo Aortic | RelayPro Thoracic Stent-Graft System (Bare Stent Configuration) | 28-M4-36-250-46S | Standalone | DE0503702 | 1 Patients with thoracic aortic aneurysm (TAA; ruptured or unruptured) who are not suitable for OSR and are: 1.1 symptomatic; OR 1.2 asymptomatic and with an aneurysm of 5.5 cm or larger (measured outer-to-outer maximum anterior-posterior aortic diameter); OR 1.3 asymptomatic and with an aneurysm that has grown by more than 1 cm in one year (measured outer-to-outer maximum anterior-posterior aortic diameter). 2 Patients with type B aortic dissection (TBAD) with suitable anatomy for TEVAR and the TBAD is: 2.1 Complicated (presence of malperfusion syndrome or rupture) hyperacute (less than 24 hours), acute (1 to 14 days), or subacute (15 to 90 days); OR 2.2 Uncomplicated with high-risk features (refractory pain, refractory hypertension, bloody pleural effusion, aortic diameter of more than 40 mm, imaging evidence of malperfusion, entry tear on lesser curvature, or false lumen of more than 22 mm). 3 Patients with traumatic aortic injury who do not have contraindications to endovascular repair.
Vascular | Endovascular aortic repair | Aortic stent graft package | TEVAR package | Terumo Aortic | RelayPro Thoracic Stent-Graft System (Bare Stent Configuration) | 28-M4-38-110-46S | Standalone | DE0503702 | 1 Patients with thoracic aortic aneurysm (TAA; ruptured or unruptured) who are not suitable for OSR and are: 1.1 symptomatic; OR 1.2 asymptomatic and with an aneurysm of 5.5 cm or larger (measured outer-to-outer maximum anterior-posterior aortic diameter); OR 1.3 asymptomatic and with an aneurysm that has grown by more than 1 cm in one year (measured outer-to-outer maximum anterior-posterior aortic diameter). 2 Patients with type B aortic dissection (TBAD) with suitable anatomy for TEVAR and the TBAD is: 2.1 Complicated (presence of malperfusion syndrome or rupture) hyperacute (less than 24 hours), acute (1 to 14 days), or subacute (15 to 90 days); OR 2.2 Uncomplicated with high-risk features (refractory pain, refractory hypertension, bloody pleural effusion, aortic diameter of more than 40 mm, imaging evidence of malperfusion, entry tear on lesser curvature, or false lumen of more than 22 mm). 3 Patients with traumatic aortic injury who do not have contraindications to endovascular repair.
Vascular | Endovascular aortic repair | Aortic stent graft package | TEVAR package | Terumo Aortic | RelayPro Thoracic Stent-Graft System (Bare Stent Configuration) | 28-M4-38-130-46S | Standalone | DE0503702 | 1 Patients with thoracic aortic aneurysm (TAA; ruptured or unruptured) who are not suitable for OSR and are: 1.1 symptomatic; OR 1.2 asymptomatic and with an aneurysm of 5.5 cm or larger (measured outer-to-outer maximum anterior-posterior aortic diameter); OR 1.3 asymptomatic and with an aneurysm that has grown by more than 1 cm in one year (measured outer-to-outer maximum anterior-posterior aortic diameter). 2 Patients with type B aortic dissection (TBAD) with suitable anatomy for TEVAR and the TBAD is: 2.1 Complicated (presence of malperfusion syndrome or rupture) hyperacute (less than 24 hours), acute (1 to 14 days), or subacute (15 to 90 days); OR 2.2 Uncomplicated with high-risk features (refractory pain, refractory hypertension, bloody pleural effusion, aortic diameter of more than 40 mm, imaging evidence of malperfusion, entry tear on lesser curvature, or false lumen of more than 22 mm). 3 Patients with traumatic aortic injury who do not have contraindications to endovascular repair.
Vascular | Endovascular aortic repair | Aortic stent graft package | TEVAR package | Terumo Aortic | RelayPro Thoracic Stent-Graft System (Bare Stent Configuration) | 28-M4-38-150-46S | Standalone | DE0503702 | 1 Patients with thoracic aortic aneurysm (TAA; ruptured or unruptured) who are not suitable for OSR and are: 1.1 symptomatic; OR 1.2 asymptomatic and with an aneurysm of 5.5 cm or larger (measured outer-to-outer maximum anterior-posterior aortic diameter); OR 1.3 asymptomatic and with an aneurysm that has grown by more than 1 cm in one year (measured outer-to-outer maximum anterior-posterior aortic diameter). 2 Patients with type B aortic dissection (TBAD) with suitable anatomy for TEVAR and the TBAD is: 2.1 Complicated (presence of malperfusion syndrome or rupture) hyperacute (less than 24 hours), acute (1 to 14 days), or subacute (15 to 90 days); OR 2.2 Uncomplicated with high-risk features (refractory pain, refractory hypertension, bloody pleural effusion, aortic diameter of more than 40 mm, imaging evidence of malperfusion, entry tear on lesser curvature, or false lumen of more than 22 mm). 3 Patients with traumatic aortic injury who do not have contraindications to endovascular repair.
Vascular | Endovascular aortic repair | Aortic stent graft package | TEVAR package | Terumo Aortic | RelayPro Thoracic Stent-Graft System (Bare Stent Configuration) | 28-M4-38-170-46S | Standalone | DE0503702 | 1 Patients with thoracic aortic aneurysm (TAA; ruptured or unruptured) who are not suitable for OSR and are: 1.1 symptomatic; OR 1.2 asymptomatic and with an aneurysm of 5.5 cm or larger (measured outer-to-outer maximum anterior-posterior aortic diameter); OR 1.3 asymptomatic and with an aneurysm that has grown by more than 1 cm in one year (measured outer-to-outer maximum anterior-posterior aortic diameter). 2 Patients with type B aortic dissection (TBAD) with suitable anatomy for TEVAR and the TBAD is: 2.1 Complicated (presence of malperfusion syndrome or rupture) hyperacute (less than 24 hours), acute (1 to 14 days), or subacute (15 to 90 days); OR 2.2 Uncomplicated with high-risk features (refractory pain, refractory hypertension, bloody pleural effusion, aortic diameter of more than 40 mm, imaging evidence of malperfusion, entry tear on lesser curvature, or false lumen of more than 22 mm). 3 Patients with traumatic aortic injury who do not have contraindications to endovascular repair.
Vascular | Endovascular aortic repair | Aortic stent graft package | TEVAR package | Terumo Aortic | RelayPro Thoracic Stent-Graft System (Bare Stent Configuration) | 28-M4-38-190-46S | Standalone | DE0503702 | 1 Patients with thoracic aortic aneurysm (TAA; ruptured or unruptured) who are not suitable for OSR and are: 1.1 symptomatic; OR 1.2 asymptomatic and with an aneurysm of 5.5 cm or larger (measured outer-to-outer maximum anterior-posterior aortic diameter); OR 1.3 asymptomatic and with an aneurysm that has grown by more than 1 cm in one year (measured outer-to-outer maximum anterior-posterior aortic diameter). 2 Patients with type B aortic dissection (TBAD) with suitable anatomy for TEVAR and the TBAD is: 2.1 Complicated (presence of malperfusion syndrome or rupture) hyperacute (less than 24 hours), acute (1 to 14 days), or subacute (15 to 90 days); OR 2.2 Uncomplicated with high-risk features (refractory pain, refractory hypertension, bloody pleural effusion, aortic diameter of more than 40 mm, imaging evidence of malperfusion, entry tear on lesser curvature, or false lumen of more than 22 mm). 3 Patients with traumatic aortic injury who do not have contraindications to endovascular repair.
Vascular | Endovascular aortic repair | Aortic stent graft package | TEVAR package | Terumo Aortic | RelayPro Thoracic Stent-Graft System (Bare Stent Configuration) | 28-M4-38-210-46S | Standalone | DE0503702 | 1 Patients with thoracic aortic aneurysm (TAA; ruptured or unruptured) who are not suitable for OSR and are: 1.1 symptomatic; OR 1.2 asymptomatic and with an aneurysm of 5.5 cm or larger (measured outer-to-outer maximum anterior-posterior aortic diameter); OR 1.3 asymptomatic and with an aneurysm that has grown by more than 1 cm in one year (measured outer-to-outer maximum anterior-posterior aortic diameter). 2 Patients with type B aortic dissection (TBAD) with suitable anatomy for TEVAR and the TBAD is: 2.1 Complicated (presence of malperfusion syndrome or rupture) hyperacute (less than 24 hours), acute (1 to 14 days), or subacute (15 to 90 days); OR 2.2 Uncomplicated with high-risk features (refractory pain, refractory hypertension, bloody pleural effusion, aortic diameter of more than 40 mm, imaging evidence of malperfusion, entry tear on lesser curvature, or false lumen of more than 22 mm). 3 Patients with traumatic aortic injury who do not have contraindications to endovascular repair.
Vascular | Endovascular aortic repair | Aortic stent graft package | TEVAR package | Terumo Aortic | RelayPro Thoracic Stent-Graft System (Bare Stent Configuration) | 28-M4-38-230-46S | Standalone | DE0503702 | 1 Patients with thoracic aortic aneurysm (TAA; ruptured or unruptured) who are not suitable for OSR and are: 1.1 symptomatic; OR 1.2 asymptomatic and with an aneurysm of 5.5 cm or larger (measured outer-to-outer maximum anterior-posterior aortic diameter); OR 1.3 asymptomatic and with an aneurysm that has grown by more than 1 cm in one year (measured outer-to-outer maximum anterior-posterior aortic diameter). 2 Patients with type B aortic dissection (TBAD) with suitable anatomy for TEVAR and the TBAD is: 2.1 Complicated (presence of malperfusion syndrome or rupture) hyperacute (less than 24 hours), acute (1 to 14 days), or subacute (15 to 90 days); OR 2.2 Uncomplicated with high-risk features (refractory pain, refractory hypertension, bloody pleural effusion, aortic diameter of more than 40 mm, imaging evidence of malperfusion, entry tear on lesser curvature, or false lumen of more than 22 mm). 3 Patients with traumatic aortic injury who do not have contraindications to endovascular repair.
Vascular | Endovascular aortic repair | Aortic stent graft package | TEVAR package | Terumo Aortic | RelayPro Thoracic Stent-Graft System (Bare Stent Configuration) | 28-M4-38-250-46S | Standalone | DE0503702 | 1 Patients with thoracic aortic aneurysm (TAA; ruptured or unruptured) who are not suitable for OSR and are: 1.1 symptomatic; OR 1.2 asymptomatic and with an aneurysm of 5.5 cm or larger (measured outer-to-outer maximum anterior-posterior aortic diameter); OR 1.3 asymptomatic and with an aneurysm that has grown by more than 1 cm in one year (measured outer-to-outer maximum anterior-posterior aortic diameter). 2 Patients with type B aortic dissection (TBAD) with suitable anatomy for TEVAR and the TBAD is: 2.1 Complicated (presence of malperfusion syndrome or rupture) hyperacute (less than 24 hours), acute (1 to 14 days), or subacute (15 to 90 days); OR 2.2 Uncomplicated with high-risk features (refractory pain, refractory hypertension, bloody pleural effusion, aortic diameter of more than 40 mm, imaging evidence of malperfusion, entry tear on lesser curvature, or false lumen of more than 22 mm). 3 Patients with traumatic aortic injury who do not have contraindications to endovascular repair.
Vascular | Endovascular aortic repair | Aortic stent graft package | TEVAR package | Terumo Aortic | RelayPro Thoracic Stent-Graft System (Bare Stent Configuration) | 28-M4-40-110-46S | Standalone | DE0503702 | 1 Patients with thoracic aortic aneurysm (TAA; ruptured or unruptured) who are not suitable for OSR and are: 1.1 symptomatic; OR 1.2 asymptomatic and with an aneurysm of 5.5 cm or larger (measured outer-to-outer maximum anterior-posterior aortic diameter); OR 1.3 asymptomatic and with an aneurysm that has grown by more than 1 cm in one year (measured outer-to-outer maximum anterior-posterior aortic diameter). 2 Patients with type B aortic dissection (TBAD) with suitable anatomy for TEVAR and the TBAD is: 2.1 Complicated (presence of malperfusion syndrome or rupture) hyperacute (less than 24 hours), acute (1 to 14 days), or subacute (15 to 90 days); OR 2.2 Uncomplicated with high-risk features (refractory pain, refractory hypertension, bloody pleural effusion, aortic diameter of more than 40 mm, imaging evidence of malperfusion, entry tear on lesser curvature, or false lumen of more than 22 mm). 3 Patients with traumatic aortic injury who do not have contraindications to endovascular repair.
Vascular | Endovascular aortic repair | Aortic stent graft package | TEVAR package | Terumo Aortic | RelayPro Thoracic Stent-Graft System (Bare Stent Configuration) | 28-M4-40-130-46S | Standalone | DE0503702 | 1 Patients with thoracic aortic aneurysm (TAA; ruptured or unruptured) who are not suitable for OSR and are: 1.1 symptomatic; OR 1.2 asymptomatic and with an aneurysm of 5.5 cm or larger (measured outer-to-outer maximum anterior-posterior aortic diameter); OR 1.3 asymptomatic and with an aneurysm that has grown by more than 1 cm in one year (measured outer-to-outer maximum anterior-posterior aortic diameter). 2 Patients with type B aortic dissection (TBAD) with suitable anatomy for TEVAR and the TBAD is: 2.1 Complicated (presence of malperfusion syndrome or rupture) hyperacute (less than 24 hours), acute (1 to 14 days), or subacute (15 to 90 days); OR 2.2 Uncomplicated with high-risk features (refractory pain, refractory hypertension, bloody pleural effusion, aortic diameter of more than 40 mm, imaging evidence of malperfusion, entry tear on lesser curvature, or false lumen of more than 22 mm). 3 Patients with traumatic aortic injury who do not have contraindications to endovascular repair.
Vascular | Endovascular aortic repair | Aortic stent graft package | TEVAR package | Terumo Aortic | RelayPro Thoracic Stent-Graft System (Bare Stent Configuration) | 28-M4-40-150-46S | Standalone | DE0503702 | 1 Patients with thoracic aortic aneurysm (TAA; ruptured or unruptured) who are not suitable for OSR and are: 1.1 symptomatic; OR 1.2 asymptomatic and with an aneurysm of 5.5 cm or larger (measured outer-to-outer maximum anterior-posterior aortic diameter); OR 1.3 asymptomatic and with an aneurysm that has grown by more than 1 cm in one year (measured outer-to-outer maximum anterior-posterior aortic diameter). 2 Patients with type B aortic dissection (TBAD) with suitable anatomy for TEVAR and the TBAD is: 2.1 Complicated (presence of malperfusion syndrome or rupture) hyperacute (less than 24 hours), acute (1 to 14 days), or subacute (15 to 90 days); OR 2.2 Uncomplicated with high-risk features (refractory pain, refractory hypertension, bloody pleural effusion, aortic diameter of more than 40 mm, imaging evidence of malperfusion, entry tear on lesser curvature, or false lumen of more than 22 mm). 3 Patients with traumatic aortic injury who do not have contraindications to endovascular repair.
Vascular | Endovascular aortic repair | Aortic stent graft package | TEVAR package | Terumo Aortic | RelayPro Thoracic Stent-Graft System (Bare Stent Configuration) | 28-M4-40-170-46S | Standalone | DE0503702 | 1 Patients with thoracic aortic aneurysm (TAA; ruptured or unruptured) who are not suitable for OSR and are: 1.1 symptomatic; OR 1.2 asymptomatic and with an aneurysm of 5.5 cm or larger (measured outer-to-outer maximum anterior-posterior aortic diameter); OR 1.3 asymptomatic and with an aneurysm that has grown by more than 1 cm in one year (measured outer-to-outer maximum anterior-posterior aortic diameter). 2 Patients with type B aortic dissection (TBAD) with suitable anatomy for TEVAR and the TBAD is: 2.1 Complicated (presence of malperfusion syndrome or rupture) hyperacute (less than 24 hours), acute (1 to 14 days), or subacute (15 to 90 days); OR 2.2 Uncomplicated with high-risk features (refractory pain, refractory hypertension, bloody pleural effusion, aortic diameter of more than 40 mm, imaging evidence of malperfusion, entry tear on lesser curvature, or false lumen of more than 22 mm). 3 Patients with traumatic aortic injury who do not have contraindications to endovascular repair.
Vascular | Endovascular aortic repair | Aortic stent graft package | TEVAR package | Terumo Aortic | RelayPro Thoracic Stent-Graft System (Bare Stent Configuration) | 28-M4-40-190-46S | Standalone | DE0503702 | 1 Patients with thoracic aortic aneurysm (TAA; ruptured or unruptured) who are not suitable for OSR and are: 1.1 symptomatic; OR 1.2 asymptomatic and with an aneurysm of 5.5 cm or larger (measured outer-to-outer maximum anterior-posterior aortic diameter); OR 1.3 asymptomatic and with an aneurysm that has grown by more than 1 cm in one year (measured outer-to-outer maximum anterior-posterior aortic diameter). 2 Patients with type B aortic dissection (TBAD) with suitable anatomy for TEVAR and the TBAD is: 2.1 Complicated (presence of malperfusion syndrome or rupture) hyperacute (less than 24 hours), acute (1 to 14 days), or subacute (15 to 90 days); OR 2.2 Uncomplicated with high-risk features (refractory pain, refractory hypertension, bloody pleural effusion, aortic diameter of more than 40 mm, imaging evidence of malperfusion, entry tear on lesser curvature, or false lumen of more than 22 mm). 3 Patients with traumatic aortic injury who do not have contraindications to endovascular repair.
Vascular | Endovascular aortic repair | Aortic stent graft package | TEVAR package | Terumo Aortic | RelayPro Thoracic Stent-Graft System (Bare Stent Configuration) | 28-M4-40-210-46S | Standalone | DE0503702 | 1 Patients with thoracic aortic aneurysm (TAA; ruptured or unruptured) who are not suitable for OSR and are: 1.1 symptomatic; OR 1.2 asymptomatic and with an aneurysm of 5.5 cm or larger (measured outer-to-outer maximum anterior-posterior aortic diameter); OR 1.3 asymptomatic and with an aneurysm that has grown by more than 1 cm in one year (measured outer-to-outer maximum anterior-posterior aortic diameter). 2 Patients with type B aortic dissection (TBAD) with suitable anatomy for TEVAR and the TBAD is: 2.1 Complicated (presence of malperfusion syndrome or rupture) hyperacute (less than 24 hours), acute (1 to 14 days), or subacute (15 to 90 days); OR 2.2 Uncomplicated with high-risk features (refractory pain, refractory hypertension, bloody pleural effusion, aortic diameter of more than 40 mm, imaging evidence of malperfusion, entry tear on lesser curvature, or false lumen of more than 22 mm). 3 Patients with traumatic aortic injury who do not have contraindications to endovascular repair.
Vascular | Endovascular aortic repair | Aortic stent graft package | TEVAR package | Terumo Aortic | RelayPro Thoracic Stent-Graft System (Bare Stent Configuration) | 28-M4-40-230-46S | Standalone | DE0503702 | 1 Patients with thoracic aortic aneurysm (TAA; ruptured or unruptured) who are not suitable for OSR and are: 1.1 symptomatic; OR 1.2 asymptomatic and with an aneurysm of 5.5 cm or larger (measured outer-to-outer maximum anterior-posterior aortic diameter); OR 1.3 asymptomatic and with an aneurysm that has grown by more than 1 cm in one year (measured outer-to-outer maximum anterior-posterior aortic diameter). 2 Patients with type B aortic dissection (TBAD) with suitable anatomy for TEVAR and the TBAD is: 2.1 Complicated (presence of malperfusion syndrome or rupture) hyperacute (less than 24 hours), acute (1 to 14 days), or subacute (15 to 90 days); OR 2.2 Uncomplicated with high-risk features (refractory pain, refractory hypertension, bloody pleural effusion, aortic diameter of more than 40 mm, imaging evidence of malperfusion, entry tear on lesser curvature, or false lumen of more than 22 mm). 3 Patients with traumatic aortic injury who do not have contraindications to endovascular repair.
Vascular | Endovascular aortic repair | Aortic stent graft package | TEVAR package | Terumo Aortic | RelayPro Thoracic Stent-Graft System (Bare Stent Configuration) | 28-M4-40-250-46S | Standalone | DE0503702 | 1 Patients with thoracic aortic aneurysm (TAA; ruptured or unruptured) who are not suitable for OSR and are: 1.1 symptomatic; OR 1.2 asymptomatic and with an aneurysm of 5.5 cm or larger (measured outer-to-outer maximum anterior-posterior aortic diameter); OR 1.3 asymptomatic and with an aneurysm that has grown by more than 1 cm in one year (measured outer-to-outer maximum anterior-posterior aortic diameter). 2 Patients with type B aortic dissection (TBAD) with suitable anatomy for TEVAR and the TBAD is: 2.1 Complicated (presence of malperfusion syndrome or rupture) hyperacute (less than 24 hours), acute (1 to 14 days), or subacute (15 to 90 days); OR 2.2 Uncomplicated with high-risk features (refractory pain, refractory hypertension, bloody pleural effusion, aortic diameter of more than 40 mm, imaging evidence of malperfusion, entry tear on lesser curvature, or false lumen of more than 22 mm). 3 Patients with traumatic aortic injury who do not have contraindications to endovascular repair.
Vascular | Endovascular aortic repair | Aortic stent graft package | TEVAR package | Terumo Aortic | RelayPro Thoracic Stent-Graft System (Bare Stent Configuration) | 28-M4-42-110-46S | Standalone | DE0503702 | 1 Patients with thoracic aortic aneurysm (TAA; ruptured or unruptured) who are not suitable for OSR and are: 1.1 symptomatic; OR 1.2 asymptomatic and with an aneurysm of 5.5 cm or larger (measured outer-to-outer maximum anterior-posterior aortic diameter); OR 1.3 asymptomatic and with an aneurysm that has grown by more than 1 cm in one year (measured outer-to-outer maximum anterior-posterior aortic diameter). 2 Patients with type B aortic dissection (TBAD) with suitable anatomy for TEVAR and the TBAD is: 2.1 Complicated (presence of malperfusion syndrome or rupture) hyperacute (less than 24 hours), acute (1 to 14 days), or subacute (15 to 90 days); OR 2.2 Uncomplicated with high-risk features (refractory pain, refractory hypertension, bloody pleural effusion, aortic diameter of more than 40 mm, imaging evidence of malperfusion, entry tear on lesser curvature, or false lumen of more than 22 mm). 3 Patients with traumatic aortic injury who do not have contraindications to endovascular repair.
Vascular | Endovascular aortic repair | Aortic stent graft package | TEVAR package | Terumo Aortic | RelayPro Thoracic Stent-Graft System (Bare Stent Configuration) | 28-M4-42-130-46S | Standalone | DE0503702 | 1 Patients with thoracic aortic aneurysm (TAA; ruptured or unruptured) who are not suitable for OSR and are: 1.1 symptomatic; OR 1.2 asymptomatic and with an aneurysm of 5.5 cm or larger (measured outer-to-outer maximum anterior-posterior aortic diameter); OR 1.3 asymptomatic and with an aneurysm that has grown by more than 1 cm in one year (measured outer-to-outer maximum anterior-posterior aortic diameter). 2 Patients with type B aortic dissection (TBAD) with suitable anatomy for TEVAR and the TBAD is: 2.1 Complicated (presence of malperfusion syndrome or rupture) hyperacute (less than 24 hours), acute (1 to 14 days), or subacute (15 to 90 days); OR 2.2 Uncomplicated with high-risk features (refractory pain, refractory hypertension, bloody pleural effusion, aortic diameter of more than 40 mm, imaging evidence of malperfusion, entry tear on lesser curvature, or false lumen of more than 22 mm). 3 Patients with traumatic aortic injury who do not have contraindications to endovascular repair.
Vascular | Endovascular aortic repair | Aortic stent graft package | TEVAR package | Terumo Aortic | RelayPro Thoracic Stent-Graft System (Bare Stent Configuration) | 28-M4-42-150-46S | Standalone | DE0503702 | 1 Patients with thoracic aortic aneurysm (TAA; ruptured or unruptured) who are not suitable for OSR and are: 1.1 symptomatic; OR 1.2 asymptomatic and with an aneurysm of 5.5 cm or larger (measured outer-to-outer maximum anterior-posterior aortic diameter); OR 1.3 asymptomatic and with an aneurysm that has grown by more than 1 cm in one year (measured outer-to-outer maximum anterior-posterior aortic diameter). 2 Patients with type B aortic dissection (TBAD) with suitable anatomy for TEVAR and the TBAD is: 2.1 Complicated (presence of malperfusion syndrome or rupture) hyperacute (less than 24 hours), acute (1 to 14 days), or subacute (15 to 90 days); OR 2.2 Uncomplicated with high-risk features (refractory pain, refractory hypertension, bloody pleural effusion, aortic diameter of more than 40 mm, imaging evidence of malperfusion, entry tear on lesser curvature, or false lumen of more than 22 mm). 3 Patients with traumatic aortic injury who do not have contraindications to endovascular repair.
Vascular | Endovascular aortic repair | Aortic stent graft package | TEVAR package | Terumo Aortic | RelayPro Thoracic Stent-Graft System (Bare Stent Configuration) | 28-M4-42-170-46S | Standalone | DE0503702 | 1 Patients with thoracic aortic aneurysm (TAA; ruptured or unruptured) who are not suitable for OSR and are: 1.1 symptomatic; OR 1.2 asymptomatic and with an aneurysm of 5.5 cm or larger (measured outer-to-outer maximum anterior-posterior aortic diameter); OR 1.3 asymptomatic and with an aneurysm that has grown by more than 1 cm in one year (measured outer-to-outer maximum anterior-posterior aortic diameter). 2 Patients with type B aortic dissection (TBAD) with suitable anatomy for TEVAR and the TBAD is: 2.1 Complicated (presence of malperfusion syndrome or rupture) hyperacute (less than 24 hours), acute (1 to 14 days), or subacute (15 to 90 days); OR 2.2 Uncomplicated with high-risk features (refractory pain, refractory hypertension, bloody pleural effusion, aortic diameter of more than 40 mm, imaging evidence of malperfusion, entry tear on lesser curvature, or false lumen of more than 22 mm). 3 Patients with traumatic aortic injury who do not have contraindications to endovascular repair.
Vascular | Endovascular aortic repair | Aortic stent graft package | TEVAR package | Terumo Aortic | RelayPro Thoracic Stent-Graft System (Bare Stent Configuration) | 28-M4-42-190-46S | Standalone | DE0503702 | 1 Patients with thoracic aortic aneurysm (TAA; ruptured or unruptured) who are not suitable for OSR and are: 1.1 symptomatic; OR 1.2 asymptomatic and with an aneurysm of 5.5 cm or larger (measured outer-to-outer maximum anterior-posterior aortic diameter); OR 1.3 asymptomatic and with an aneurysm that has grown by more than 1 cm in one year (measured outer-to-outer maximum anterior-posterior aortic diameter). 2 Patients with type B aortic dissection (TBAD) with suitable anatomy for TEVAR and the TBAD is: 2.1 Complicated (presence of malperfusion syndrome or rupture) hyperacute (less than 24 hours), acute (1 to 14 days), or subacute (15 to 90 days); OR 2.2 Uncomplicated with high-risk features (refractory pain, refractory hypertension, bloody pleural effusion, aortic diameter of more than 40 mm, imaging evidence of malperfusion, entry tear on lesser curvature, or false lumen of more than 22 mm). 3 Patients with traumatic aortic injury who do not have contraindications to endovascular repair.
Vascular | Endovascular aortic repair | Aortic stent graft package | TEVAR package | Terumo Aortic | RelayPro Thoracic Stent-Graft System (Bare Stent Configuration) | 28-M4-42-210-46S | Standalone | DE0503702 | 1 Patients with thoracic aortic aneurysm (TAA; ruptured or unruptured) who are not suitable for OSR and are: 1.1 symptomatic; OR 1.2 asymptomatic and with an aneurysm of 5.5 cm or larger (measured outer-to-outer maximum anterior-posterior aortic diameter); OR 1.3 asymptomatic and with an aneurysm that has grown by more than 1 cm in one year (measured outer-to-outer maximum anterior-posterior aortic diameter). 2 Patients with type B aortic dissection (TBAD) with suitable anatomy for TEVAR and the TBAD is: 2.1 Complicated (presence of malperfusion syndrome or rupture) hyperacute (less than 24 hours), acute (1 to 14 days), or subacute (15 to 90 days); OR 2.2 Uncomplicated with high-risk features (refractory pain, refractory hypertension, bloody pleural effusion, aortic diameter of more than 40 mm, imaging evidence of malperfusion, entry tear on lesser curvature, or false lumen of more than 22 mm). 3 Patients with traumatic aortic injury who do not have contraindications to endovascular repair.
Vascular | Endovascular aortic repair | Aortic stent graft package | TEVAR package | Terumo Aortic | RelayPro Thoracic Stent-Graft System (Bare Stent Configuration) | 28-M4-42-230-46S | Standalone | DE0503702 | 1 Patients with thoracic aortic aneurysm (TAA; ruptured or unruptured) who are not suitable for OSR and are: 1.1 symptomatic; OR 1.2 asymptomatic and with an aneurysm of 5.5 cm or larger (measured outer-to-outer maximum anterior-posterior aortic diameter); OR 1.3 asymptomatic and with an aneurysm that has grown by more than 1 cm in one year (measured outer-to-outer maximum anterior-posterior aortic diameter). 2 Patients with type B aortic dissection (TBAD) with suitable anatomy for TEVAR and the TBAD is: 2.1 Complicated (presence of malperfusion syndrome or rupture) hyperacute (less than 24 hours), acute (1 to 14 days), or subacute (15 to 90 days); OR 2.2 Uncomplicated with high-risk features (refractory pain, refractory hypertension, bloody pleural effusion, aortic diameter of more than 40 mm, imaging evidence of malperfusion, entry tear on lesser curvature, or false lumen of more than 22 mm). 3 Patients with traumatic aortic injury who do not have contraindications to endovascular repair.
Vascular | Endovascular aortic repair | Aortic stent graft package | TEVAR package | Terumo Aortic | RelayPro Thoracic Stent-Graft System (Bare Stent Configuration) | 28-M4-42-250-46S | Standalone | DE0503702 | 1 Patients with thoracic aortic aneurysm (TAA; ruptured or unruptured) who are not suitable for OSR and are: 1.1 symptomatic; OR 1.2 asymptomatic and with an aneurysm of 5.5 cm or larger (measured outer-to-outer maximum anterior-posterior aortic diameter); OR 1.3 asymptomatic and with an aneurysm that has grown by more than 1 cm in one year (measured outer-to-outer maximum anterior-posterior aortic diameter). 2 Patients with type B aortic dissection (TBAD) with suitable anatomy for TEVAR and the TBAD is: 2.1 Complicated (presence of malperfusion syndrome or rupture) hyperacute (less than 24 hours), acute (1 to 14 days), or subacute (15 to 90 days); OR 2.2 Uncomplicated with high-risk features (refractory pain, refractory hypertension, bloody pleural effusion, aortic diameter of more than 40 mm, imaging evidence of malperfusion, entry tear on lesser curvature, or false lumen of more than 22 mm). 3 Patients with traumatic aortic injury who do not have contraindications to endovascular repair.
Vascular | Endovascular aortic repair | Aortic stent graft package | TEVAR package | Terumo Aortic | RelayPro Thoracic Stent-Graft System (Bare Stent Configuration) | 28-M4-44-110-46S | Standalone | DE0503702 | 1 Patients with thoracic aortic aneurysm (TAA; ruptured or unruptured) who are not suitable for OSR and are: 1.1 symptomatic; OR 1.2 asymptomatic and with an aneurysm of 5.5 cm or larger (measured outer-to-outer maximum anterior-posterior aortic diameter); OR 1.3 asymptomatic and with an aneurysm that has grown by more than 1 cm in one year (measured outer-to-outer maximum anterior-posterior aortic diameter). 2 Patients with type B aortic dissection (TBAD) with suitable anatomy for TEVAR and the TBAD is: 2.1 Complicated (presence of malperfusion syndrome or rupture) hyperacute (less than 24 hours), acute (1 to 14 days), or subacute (15 to 90 days); OR 2.2 Uncomplicated with high-risk features (refractory pain, refractory hypertension, bloody pleural effusion, aortic diameter of more than 40 mm, imaging evidence of malperfusion, entry tear on lesser curvature, or false lumen of more than 22 mm). 3 Patients with traumatic aortic injury who do not have contraindications to endovascular repair.
Vascular | Endovascular aortic repair | Aortic stent graft package | TEVAR package | Terumo Aortic | RelayPro Thoracic Stent-Graft System (Bare Stent Configuration) | 28-M4-44-130-46S | Standalone | DE0503702 | 1 Patients with thoracic aortic aneurysm (TAA; ruptured or unruptured) who are not suitable for OSR and are: 1.1 symptomatic; OR 1.2 asymptomatic and with an aneurysm of 5.5 cm or larger (measured outer-to-outer maximum anterior-posterior aortic diameter); OR 1.3 asymptomatic and with an aneurysm that has grown by more than 1 cm in one year (measured outer-to-outer maximum anterior-posterior aortic diameter). 2 Patients with type B aortic dissection (TBAD) with suitable anatomy for TEVAR and the TBAD is: 2.1 Complicated (presence of malperfusion syndrome or rupture) hyperacute (less than 24 hours), acute (1 to 14 days), or subacute (15 to 90 days); OR 2.2 Uncomplicated with high-risk features (refractory pain, refractory hypertension, bloody pleural effusion, aortic diameter of more than 40 mm, imaging evidence of malperfusion, entry tear on lesser curvature, or false lumen of more than 22 mm). 3 Patients with traumatic aortic injury who do not have contraindications to endovascular repair.
Vascular | Endovascular aortic repair | Aortic stent graft package | TEVAR package | Terumo Aortic | RelayPro Thoracic Stent-Graft System (Bare Stent Configuration) | 28-M4-44-150-46S | Standalone | DE0503702 | 1 Patients with thoracic aortic aneurysm (TAA; ruptured or unruptured) who are not suitable for OSR and are: 1.1 symptomatic; OR 1.2 asymptomatic and with an aneurysm of 5.5 cm or larger (measured outer-to-outer maximum anterior-posterior aortic diameter); OR 1.3 asymptomatic and with an aneurysm that has grown by more than 1 cm in one year (measured outer-to-outer maximum anterior-posterior aortic diameter). 2 Patients with type B aortic dissection (TBAD) with suitable anatomy for TEVAR and the TBAD is: 2.1 Complicated (presence of malperfusion syndrome or rupture) hyperacute (less than 24 hours), acute (1 to 14 days), or subacute (15 to 90 days); OR 2.2 Uncomplicated with high-risk features (refractory pain, refractory hypertension, bloody pleural effusion, aortic diameter of more than 40 mm, imaging evidence of malperfusion, entry tear on lesser curvature, or false lumen of more than 22 mm). 3 Patients with traumatic aortic injury who do not have contraindications to endovascular repair.
Vascular | Endovascular aortic repair | Aortic stent graft package | TEVAR package | Terumo Aortic | RelayPro Thoracic Stent-Graft System (Bare Stent Configuration) | 28-M4-44-170-46S | Standalone | DE0503702 | 1 Patients with thoracic aortic aneurysm (TAA; ruptured or unruptured) who are not suitable for OSR and are: 1.1 symptomatic; OR 1.2 asymptomatic and with an aneurysm of 5.5 cm or larger (measured outer-to-outer maximum anterior-posterior aortic diameter); OR 1.3 asymptomatic and with an aneurysm that has grown by more than 1 cm in one year (measured outer-to-outer maximum anterior-posterior aortic diameter). 2 Patients with type B aortic dissection (TBAD) with suitable anatomy for TEVAR and the TBAD is: 2.1 Complicated (presence of malperfusion syndrome or rupture) hyperacute (less than 24 hours), acute (1 to 14 days), or subacute (15 to 90 days); OR 2.2 Uncomplicated with high-risk features (refractory pain, refractory hypertension, bloody pleural effusion, aortic diameter of more than 40 mm, imaging evidence of malperfusion, entry tear on lesser curvature, or false lumen of more than 22 mm). 3 Patients with traumatic aortic injury who do not have contraindications to endovascular repair.
Vascular | Endovascular aortic repair | Aortic stent graft package | TEVAR package | Terumo Aortic | RelayPro Thoracic Stent-Graft System (Bare Stent Configuration) | 28-M4-44-190-46S | Standalone | DE0503702 | 1 Patients with thoracic aortic aneurysm (TAA; ruptured or unruptured) who are not suitable for OSR and are: 1.1 symptomatic; OR 1.2 asymptomatic and with an aneurysm of 5.5 cm or larger (measured outer-to-outer maximum anterior-posterior aortic diameter); OR 1.3 asymptomatic and with an aneurysm that has grown by more than 1 cm in one year (measured outer-to-outer maximum anterior-posterior aortic diameter). 2 Patients with type B aortic dissection (TBAD) with suitable anatomy for TEVAR and the TBAD is: 2.1 Complicated (presence of malperfusion syndrome or rupture) hyperacute (less than 24 hours), acute (1 to 14 days), or subacute (15 to 90 days); OR 2.2 Uncomplicated with high-risk features (refractory pain, refractory hypertension, bloody pleural effusion, aortic diameter of more than 40 mm, imaging evidence of malperfusion, entry tear on lesser curvature, or false lumen of more than 22 mm). 3 Patients with traumatic aortic injury who do not have contraindications to endovascular repair.
Vascular | Endovascular aortic repair | Aortic stent graft package | TEVAR package | Terumo Aortic | RelayPro Thoracic Stent-Graft System (Bare Stent Configuration) | 28-M4-44-210-46S | Standalone | DE0503702 | 1 Patients with thoracic aortic aneurysm (TAA; ruptured or unruptured) who are not suitable for OSR and are: 1.1 symptomatic; OR 1.2 asymptomatic and with an aneurysm of 5.5 cm or larger (measured outer-to-outer maximum anterior-posterior aortic diameter); OR 1.3 asymptomatic and with an aneurysm that has grown by more than 1 cm in one year (measured outer-to-outer maximum anterior-posterior aortic diameter). 2 Patients with type B aortic dissection (TBAD) with suitable anatomy for TEVAR and the TBAD is: 2.1 Complicated (presence of malperfusion syndrome or rupture) hyperacute (less than 24 hours), acute (1 to 14 days), or subacute (15 to 90 days); OR 2.2 Uncomplicated with high-risk features (refractory pain, refractory hypertension, bloody pleural effusion, aortic diameter of more than 40 mm, imaging evidence of malperfusion, entry tear on lesser curvature, or false lumen of more than 22 mm). 3 Patients with traumatic aortic injury who do not have contraindications to endovascular repair.
Vascular | Endovascular aortic repair | Aortic stent graft package | TEVAR package | Terumo Aortic | RelayPro Thoracic Stent-Graft System (Bare Stent Configuration) | 28-M4-44-230-46S | Standalone | DE0503702 | 1 Patients with thoracic aortic aneurysm (TAA; ruptured or unruptured) who are not suitable for OSR and are: 1.1 symptomatic; OR 1.2 asymptomatic and with an aneurysm of 5.5 cm or larger (measured outer-to-outer maximum anterior-posterior aortic diameter); OR 1.3 asymptomatic and with an aneurysm that has grown by more than 1 cm in one year (measured outer-to-outer maximum anterior-posterior aortic diameter). 2 Patients with type B aortic dissection (TBAD) with suitable anatomy for TEVAR and the TBAD is: 2.1 Complicated (presence of malperfusion syndrome or rupture) hyperacute (less than 24 hours), acute (1 to 14 days), or subacute (15 to 90 days); OR 2.2 Uncomplicated with high-risk features (refractory pain, refractory hypertension, bloody pleural effusion, aortic diameter of more than 40 mm, imaging evidence of malperfusion, entry tear on lesser curvature, or false lumen of more than 22 mm). 3 Patients with traumatic aortic injury who do not have contraindications to endovascular repair.
Vascular | Endovascular aortic repair | Aortic stent graft package | TEVAR package | Terumo Aortic | RelayPro Thoracic Stent-Graft System (Bare Stent Configuration) | 28-M4-44-250-46S | Standalone | DE0503702 | 1 Patients with thoracic aortic aneurysm (TAA; ruptured or unruptured) who are not suitable for OSR and are: 1.1 symptomatic; OR 1.2 asymptomatic and with an aneurysm of 5.5 cm or larger (measured outer-to-outer maximum anterior-posterior aortic diameter); OR 1.3 asymptomatic and with an aneurysm that has grown by more than 1 cm in one year (measured outer-to-outer maximum anterior-posterior aortic diameter). 2 Patients with type B aortic dissection (TBAD) with suitable anatomy for TEVAR and the TBAD is: 2.1 Complicated (presence of malperfusion syndrome or rupture) hyperacute (less than 24 hours), acute (1 to 14 days), or subacute (15 to 90 days); OR 2.2 Uncomplicated with high-risk features (refractory pain, refractory hypertension, bloody pleural effusion, aortic diameter of more than 40 mm, imaging evidence of malperfusion, entry tear on lesser curvature, or false lumen of more than 22 mm). 3 Patients with traumatic aortic injury who do not have contraindications to endovascular repair.
Vascular | Endovascular aortic repair | Aortic stent graft package | TEVAR package | Terumo Aortic | RelayPro Thoracic Stent-Graft System (Bare Stent Configuration) | 28-M4-46-105-46S | Standalone | DE0503702 | 1 Patients with thoracic aortic aneurysm (TAA; ruptured or unruptured) who are not suitable for OSR and are: 1.1 symptomatic; OR 1.2 asymptomatic and with an aneurysm of 5.5 cm or larger (measured outer-to-outer maximum anterior-posterior aortic diameter); OR 1.3 asymptomatic and with an aneurysm that has grown by more than 1 cm in one year (measured outer-to-outer maximum anterior-posterior aortic diameter). 2 Patients with type B aortic dissection (TBAD) with suitable anatomy for TEVAR and the TBAD is: 2.1 Complicated (presence of malperfusion syndrome or rupture) hyperacute (less than 24 hours), acute (1 to 14 days), or subacute (15 to 90 days); OR 2.2 Uncomplicated with high-risk features (refractory pain, refractory hypertension, bloody pleural effusion, aortic diameter of more than 40 mm, imaging evidence of malperfusion, entry tear on lesser curvature, or false lumen of more than 22 mm). 3 Patients with traumatic aortic injury who do not have contraindications to endovascular repair.
Vascular | Endovascular aortic repair | Aortic stent graft package | TEVAR package | Terumo Aortic | RelayPro Thoracic Stent-Graft System (Bare Stent Configuration) | 28-M4-46-130-46S | Standalone | DE0503702 | 1 Patients with thoracic aortic aneurysm (TAA; ruptured or unruptured) who are not suitable for OSR and are: 1.1 symptomatic; OR 1.2 asymptomatic and with an aneurysm of 5.5 cm or larger (measured outer-to-outer maximum anterior-posterior aortic diameter); OR 1.3 asymptomatic and with an aneurysm that has grown by more than 1 cm in one year (measured outer-to-outer maximum anterior-posterior aortic diameter). 2 Patients with type B aortic dissection (TBAD) with suitable anatomy for TEVAR and the TBAD is: 2.1 Complicated (presence of malperfusion syndrome or rupture) hyperacute (less than 24 hours), acute (1 to 14 days), or subacute (15 to 90 days); OR 2.2 Uncomplicated with high-risk features (refractory pain, refractory hypertension, bloody pleural effusion, aortic diameter of more than 40 mm, imaging evidence of malperfusion, entry tear on lesser curvature, or false lumen of more than 22 mm). 3 Patients with traumatic aortic injury who do not have contraindications to endovascular repair.
Vascular | Endovascular aortic repair | Aortic stent graft package | TEVAR package | Terumo Aortic | RelayPro Thoracic Stent-Graft System (Bare Stent Configuration) | 28-M4-46-155-46S | Standalone | DE0503702 | 1 Patients with thoracic aortic aneurysm (TAA; ruptured or unruptured) who are not suitable for OSR and are: 1.1 symptomatic; OR 1.2 asymptomatic and with an aneurysm of 5.5 cm or larger (measured outer-to-outer maximum anterior-posterior aortic diameter); OR 1.3 asymptomatic and with an aneurysm that has grown by more than 1 cm in one year (measured outer-to-outer maximum anterior-posterior aortic diameter). 2 Patients with type B aortic dissection (TBAD) with suitable anatomy for TEVAR and the TBAD is: 2.1 Complicated (presence of malperfusion syndrome or rupture) hyperacute (less than 24 hours), acute (1 to 14 days), or subacute (15 to 90 days); OR 2.2 Uncomplicated with high-risk features (refractory pain, refractory hypertension, bloody pleural effusion, aortic diameter of more than 40 mm, imaging evidence of malperfusion, entry tear on lesser curvature, or false lumen of more than 22 mm). 3 Patients with traumatic aortic injury who do not have contraindications to endovascular repair.
Vascular | Endovascular aortic repair | Aortic stent graft package | TEVAR package | Terumo Aortic | RelayPro Thoracic Stent-Graft System (Bare Stent Configuration) | 28-M4-46-170-46S | Standalone | DE0503702 | 1 Patients with thoracic aortic aneurysm (TAA; ruptured or unruptured) who are not suitable for OSR and are: 1.1 symptomatic; OR 1.2 asymptomatic and with an aneurysm of 5.5 cm or larger (measured outer-to-outer maximum anterior-posterior aortic diameter); OR 1.3 asymptomatic and with an aneurysm that has grown by more than 1 cm in one year (measured outer-to-outer maximum anterior-posterior aortic diameter). 2 Patients with type B aortic dissection (TBAD) with suitable anatomy for TEVAR and the TBAD is: 2.1 Complicated (presence of malperfusion syndrome or rupture) hyperacute (less than 24 hours), acute (1 to 14 days), or subacute (15 to 90 days); OR 2.2 Uncomplicated with high-risk features (refractory pain, refractory hypertension, bloody pleural effusion, aortic diameter of more than 40 mm, imaging evidence of malperfusion, entry tear on lesser curvature, or false lumen of more than 22 mm). 3 Patients with traumatic aortic injury who do not have contraindications to endovascular repair.
Vascular | Endovascular aortic repair | Aortic stent graft package | TEVAR package | Terumo Aortic | RelayPro Thoracic Stent-Graft System (Bare Stent Configuration) | 28-M4-46-200-46S | Standalone | DE0503702 | 1 Patients with thoracic aortic aneurysm (TAA; ruptured or unruptured) who are not suitable for OSR and are: 1.1 symptomatic; OR 1.2 asymptomatic and with an aneurysm of 5.5 cm or larger (measured outer-to-outer maximum anterior-posterior aortic diameter); OR 1.3 asymptomatic and with an aneurysm that has grown by more than 1 cm in one year (measured outer-to-outer maximum anterior-posterior aortic diameter). 2 Patients with type B aortic dissection (TBAD) with suitable anatomy for TEVAR and the TBAD is: 2.1 Complicated (presence of malperfusion syndrome or rupture) hyperacute (less than 24 hours), acute (1 to 14 days), or subacute (15 to 90 days); OR 2.2 Uncomplicated with high-risk features (refractory pain, refractory hypertension, bloody pleural effusion, aortic diameter of more than 40 mm, imaging evidence of malperfusion, entry tear on lesser curvature, or false lumen of more than 22 mm). 3 Patients with traumatic aortic injury who do not have contraindications to endovascular repair.
Vascular | Endovascular aortic repair | Aortic stent graft package | TEVAR package | Terumo Aortic | RelayPro Thoracic Stent-Graft System (Bare Stent Configuration) | 28-M4-46-210-46S | Standalone | DE0503702 | 1 Patients with thoracic aortic aneurysm (TAA; ruptured or unruptured) who are not suitable for OSR and are: 1.1 symptomatic; OR 1.2 asymptomatic and with an aneurysm of 5.5 cm or larger (measured outer-to-outer maximum anterior-posterior aortic diameter); OR 1.3 asymptomatic and with an aneurysm that has grown by more than 1 cm in one year (measured outer-to-outer maximum anterior-posterior aortic diameter). 2 Patients with type B aortic dissection (TBAD) with suitable anatomy for TEVAR and the TBAD is: 2.1 Complicated (presence of malperfusion syndrome or rupture) hyperacute (less than 24 hours), acute (1 to 14 days), or subacute (15 to 90 days); OR 2.2 Uncomplicated with high-risk features (refractory pain, refractory hypertension, bloody pleural effusion, aortic diameter of more than 40 mm, imaging evidence of malperfusion, entry tear on lesser curvature, or false lumen of more than 22 mm). 3 Patients with traumatic aortic injury who do not have contraindications to endovascular repair.
Vascular | Endovascular aortic repair | Aortic stent graft package | TEVAR package | Terumo Aortic | RelayPro Thoracic Stent-Graft System (Bare Stent Configuration) | 28-M4-46-230-46S | Standalone | DE0503702 | 1 Patients with thoracic aortic aneurysm (TAA; ruptured or unruptured) who are not suitable for OSR and are: 1.1 symptomatic; OR 1.2 asymptomatic and with an aneurysm of 5.5 cm or larger (measured outer-to-outer maximum anterior-posterior aortic diameter); OR 1.3 asymptomatic and with an aneurysm that has grown by more than 1 cm in one year (measured outer-to-outer maximum anterior-posterior aortic diameter). 2 Patients with type B aortic dissection (TBAD) with suitable anatomy for TEVAR and the TBAD is: 2.1 Complicated (presence of malperfusion syndrome or rupture) hyperacute (less than 24 hours), acute (1 to 14 days), or subacute (15 to 90 days); OR 2.2 Uncomplicated with high-risk features (refractory pain, refractory hypertension, bloody pleural effusion, aortic diameter of more than 40 mm, imaging evidence of malperfusion, entry tear on lesser curvature, or false lumen of more than 22 mm). 3 Patients with traumatic aortic injury who do not have contraindications to endovascular repair.
Vascular | Endovascular aortic repair | Aortic stent graft package | TEVAR package | Terumo Aortic | RelayPro Thoracic Stent-Graft System (Bare Stent Configuration) | 28-M4-46-250-46S | Standalone | DE0503702 | 1 Patients with thoracic aortic aneurysm (TAA; ruptured or unruptured) who are not suitable for OSR and are: 1.1 symptomatic; OR 1.2 asymptomatic and with an aneurysm of 5.5 cm or larger (measured outer-to-outer maximum anterior-posterior aortic diameter); OR 1.3 asymptomatic and with an aneurysm that has grown by more than 1 cm in one year (measured outer-to-outer maximum anterior-posterior aortic diameter). 2 Patients with type B aortic dissection (TBAD) with suitable anatomy for TEVAR and the TBAD is: 2.1 Complicated (presence of malperfusion syndrome or rupture) hyperacute (less than 24 hours), acute (1 to 14 days), or subacute (15 to 90 days); OR 2.2 Uncomplicated with high-risk features (refractory pain, refractory hypertension, bloody pleural effusion, aortic diameter of more than 40 mm, imaging evidence of malperfusion, entry tear on lesser curvature, or false lumen of more than 22 mm). 3 Patients with traumatic aortic injury who do not have contraindications to endovascular repair.
Cardiac | Interventional cardiology | Coronary stent | Drug eluting coronary stent (DES) | Terumo | Ultimaster Nagomi Sirolimus Eluting Coronary Stent System | DE-RS2009ASM | Standalone | DE0509880 | As per HSA registered indication(s)
Cardiac | Interventional cardiology | Coronary stent | Drug eluting coronary stent (DES) | Terumo | Ultimaster Nagomi Sirolimus Eluting Coronary Stent System | DE-RS2012ASM | Standalone | DE0509880 | As per HSA registered indication(s)
Cardiac | Interventional cardiology | Coronary stent | Drug eluting coronary stent (DES) | Terumo | Ultimaster Nagomi Sirolimus Eluting Coronary Stent System | DE-RS2015ASM | Standalone | DE0509880 | As per HSA registered indication(s)
Cardiac | Interventional cardiology | Coronary stent | Drug eluting coronary stent (DES) | Terumo | Ultimaster Nagomi Sirolimus Eluting Coronary Stent System | DE-RS2018ASM | Standalone | DE0509880 | As per HSA registered indication(s)
Cardiac | Interventional cardiology | Coronary stent | Drug eluting coronary stent (DES) | Terumo | Ultimaster Nagomi Sirolimus Eluting Coronary Stent System | DE-RS2021ASM | Standalone | DE0509880 | As per HSA registered indication(s)
Cardiac | Interventional cardiology | Coronary stent | Drug eluting coronary stent (DES) | Terumo | Ultimaster Nagomi Sirolimus Eluting Coronary Stent System | DE-RS2024ASM | Standalone | DE0509880 | As per HSA registered indication(s)
Cardiac | Interventional cardiology | Coronary stent | Drug eluting coronary stent (DES) | Terumo | Ultimaster Nagomi Sirolimus Eluting Coronary Stent System | DE-RS2028ASM | Standalone | DE0509880 | As per HSA registered indication(s)
Cardiac | Interventional cardiology | Coronary stent | Drug eluting coronary stent (DES) | Terumo | Ultimaster Nagomi Sirolimus Eluting Coronary Stent System | DE-RS2033ASM | Standalone | DE0509880 | As per HSA registered indication(s)
Cardiac | Interventional cardiology | Coronary stent | Drug eluting coronary stent (DES) | Terumo | Ultimaster Nagomi Sirolimus Eluting Coronary Stent System | DE-RS2038ASM | Standalone | DE0509880 | As per HSA registered indication(s)
Cardiac | Interventional cardiology | Coronary stent | Drug eluting coronary stent (DES) | Terumo | Ultimaster Nagomi Sirolimus Eluting Coronary Stent System | DE-RS2044ASM | Standalone | DE0509880 | As per HSA registered indication(s)
Cardiac | Interventional cardiology | Coronary stent | Drug eluting coronary stent (DES) | Terumo | Ultimaster Nagomi Sirolimus Eluting Coronary Stent System | DE-RS2050ASM | Standalone | DE0509880 | As per HSA registered indication(s)
Cardiac | Interventional cardiology | Coronary stent | Drug eluting coronary stent (DES) | Terumo | Ultimaster Nagomi Sirolimus Eluting Coronary Stent System | DE-RS2209ASM | Standalone | DE0509880 | As per HSA registered indication(s)
Cardiac | Interventional cardiology | Coronary stent | Drug eluting coronary stent (DES) | Terumo | Ultimaster Nagomi Sirolimus Eluting Coronary Stent System | DE-RS2212ASM | Standalone | DE0509880 | As per HSA registered indication(s)
Cardiac | Interventional cardiology | Coronary stent | Drug eluting coronary stent (DES) | Terumo | Ultimaster Nagomi Sirolimus Eluting Coronary Stent System | DE-RS2215ASM | Standalone | DE0509880 | As per HSA registered indication(s)
Cardiac | Interventional cardiology | Coronary stent | Drug eluting coronary stent (DES) | Terumo | Ultimaster Nagomi Sirolimus Eluting Coronary Stent System | DE-RS2218ASM | Standalone | DE0509880 | As per HSA registered indication(s)
Cardiac | Interventional cardiology | Coronary stent | Drug eluting coronary stent (DES) | Terumo | Ultimaster Nagomi Sirolimus Eluting Coronary Stent System | DE-RS2221ASM | Standalone | DE0509880 | As per HSA registered indication(s)
Cardiac | Interventional cardiology | Coronary stent | Drug eluting coronary stent (DES) | Terumo | Ultimaster Nagomi Sirolimus Eluting Coronary Stent System | DE-RS2224ASM | Standalone | DE0509880 | As per HSA registered indication(s)
Cardiac | Interventional cardiology | Coronary stent | Drug eluting coronary stent (DES) | Terumo | Ultimaster Nagomi Sirolimus Eluting Coronary Stent System | DE-RS2228ASM | Standalone | DE0509880 | As per HSA registered indication(s)
Cardiac | Interventional cardiology | Coronary stent | Drug eluting coronary stent (DES) | Terumo | Ultimaster Nagomi Sirolimus Eluting Coronary Stent System | DE-RS2233ASM | Standalone | DE0509880 | As per HSA registered indication(s)
Cardiac | Interventional cardiology | Coronary stent | Drug eluting coronary stent (DES) | Terumo | Ultimaster Nagomi Sirolimus Eluting Coronary Stent System | DE-RS2238ASM | Standalone | DE0509880 | As per HSA registered indication(s)
Cardiac | Interventional cardiology | Coronary stent | Drug eluting coronary stent (DES) | Terumo | Ultimaster Nagomi Sirolimus Eluting Coronary Stent System | DE-RS2244ASM | Standalone | DE0509880 | As per HSA registered indication(s)
Cardiac | Interventional cardiology | Coronary stent | Drug eluting coronary stent (DES) | Terumo | Ultimaster Nagomi Sirolimus Eluting Coronary Stent System | DE-RS2250ASM | Standalone | DE0509880 | As per HSA registered indication(s)
Cardiac | Interventional cardiology | Coronary stent | Drug eluting coronary stent (DES) | Terumo | Ultimaster Nagomi Sirolimus Eluting Coronary Stent System | DE-RS2509ASM | Standalone | DE0509880 | As per HSA registered indication(s)
Cardiac | Interventional cardiology | Coronary stent | Drug eluting coronary stent (DES) | Terumo | Ultimaster Nagomi Sirolimus Eluting Coronary Stent System | DE-RS2512ASM | Standalone | DE0509880 | As per HSA registered indication(s)
Cardiac | Interventional cardiology | Coronary stent | Drug eluting coronary stent (DES) | Terumo | Ultimaster Nagomi Sirolimus Eluting Coronary Stent System | DE-RS2515ASM | Standalone | DE0509880 | As per HSA registered indication(s)
Cardiac | Interventional cardiology | Coronary stent | Drug eluting coronary stent (DES) | Terumo | Ultimaster Nagomi Sirolimus Eluting Coronary Stent System | DE-RS2518ASM | Standalone | DE0509880 | As per HSA registered indication(s)
Cardiac | Interventional cardiology | Coronary stent | Drug eluting coronary stent (DES) | Terumo | Ultimaster Nagomi Sirolimus Eluting Coronary Stent System | DE-RS2521ASM | Standalone | DE0509880 | As per HSA registered indication(s)
Cardiac | Interventional cardiology | Coronary stent | Drug eluting coronary stent (DES) | Terumo | Ultimaster Nagomi Sirolimus Eluting Coronary Stent System | DE-RS2524ASM | Standalone | DE0509880 | As per HSA registered indication(s)
Cardiac | Interventional cardiology | Coronary stent | Drug eluting coronary stent (DES) | Terumo | Ultimaster Nagomi Sirolimus Eluting Coronary Stent System | DE-RS2528ASM | Standalone | DE0509880 | As per HSA registered indication(s)
Cardiac | Interventional cardiology | Coronary stent | Drug eluting coronary stent (DES) | Terumo | Ultimaster Nagomi Sirolimus Eluting Coronary Stent System | DE-RS2533ASM | Standalone | DE0509880 | As per HSA registered indication(s)
Cardiac | Interventional cardiology | Coronary stent | Drug eluting coronary stent (DES) | Terumo | Ultimaster Nagomi Sirolimus Eluting Coronary Stent System | DE-RS2538ASM | Standalone | DE0509880 | As per HSA registered indication(s)
Cardiac | Interventional cardiology | Coronary stent | Drug eluting coronary stent (DES) | Terumo | Ultimaster Nagomi Sirolimus Eluting Coronary Stent System | DE-RS2544ASM | Standalone | DE0509880 | As per HSA registered indication(s)
Cardiac | Interventional cardiology | Coronary stent | Drug eluting coronary stent (DES) | Terumo | Ultimaster Nagomi Sirolimus Eluting Coronary Stent System | DE-RS2550ASM | Standalone | DE0509880 | As per HSA registered indication(s)
Cardiac | Interventional cardiology | Coronary stent | Drug eluting coronary stent (DES) | Terumo | Ultimaster Nagomi Sirolimus Eluting Coronary Stent System | DE-RS2709ASM | Standalone | DE0509880 | As per HSA registered indication(s)
Cardiac | Interventional cardiology | Coronary stent | Drug eluting coronary stent (DES) | Terumo | Ultimaster Nagomi Sirolimus Eluting Coronary Stent System | DE-RS2712ASM | Standalone | DE0509880 | As per HSA registered indication(s)
Cardiac | Interventional cardiology | Coronary stent | Drug eluting coronary stent (DES) | Terumo | Ultimaster Nagomi Sirolimus Eluting Coronary Stent System | DE-RS2715ASM | Standalone | DE0509880 | As per HSA registered indication(s)
Cardiac | Interventional cardiology | Coronary stent | Drug eluting coronary stent (DES) | Terumo | Ultimaster Nagomi Sirolimus Eluting Coronary Stent System | DE-RS2718ASM | Standalone | DE0509880 | As per HSA registered indication(s)
Cardiac | Interventional cardiology | Coronary stent | Drug eluting coronary stent (DES) | Terumo | Ultimaster Nagomi Sirolimus Eluting Coronary Stent System | DE-RS2721ASM | Standalone | DE0509880 | As per HSA registered indication(s)
Cardiac | Interventional cardiology | Coronary stent | Drug eluting coronary stent (DES) | Terumo | Ultimaster Nagomi Sirolimus Eluting Coronary Stent System | DE-RS2724ASM | Standalone | DE0509880 | As per HSA registered indication(s)
Cardiac | Interventional cardiology | Coronary stent | Drug eluting coronary stent (DES) | Terumo | Ultimaster Nagomi Sirolimus Eluting Coronary Stent System | DE-RS2728ASM | Standalone | DE0509880 | As per HSA registered indication(s)
Cardiac | Interventional cardiology | Coronary stent | Drug eluting coronary stent (DES) | Terumo | Ultimaster Nagomi Sirolimus Eluting Coronary Stent System | DE-RS2733ASM | Standalone | DE0509880 | As per HSA registered indication(s)
Cardiac | Interventional cardiology | Coronary stent | Drug eluting coronary stent (DES) | Terumo | Ultimaster Nagomi Sirolimus Eluting Coronary Stent System | DE-RS2738ASM | Standalone | DE0509880 | As per HSA registered indication(s)
Cardiac | Interventional cardiology | Coronary stent | Drug eluting coronary stent (DES) | Terumo | Ultimaster Nagomi Sirolimus Eluting Coronary Stent System | DE-RS2744ASM | Standalone | DE0509880 | As per HSA registered indication(s)
Cardiac | Interventional cardiology | Coronary stent | Drug eluting coronary stent (DES) | Terumo | Ultimaster Nagomi Sirolimus Eluting Coronary Stent System | DE-RS2750ASM | Standalone | DE0509880 | As per HSA registered indication(s)
Cardiac | Interventional cardiology | Coronary stent | Drug eluting coronary stent (DES) | Terumo | Ultimaster Nagomi Sirolimus Eluting Coronary Stent System | DE-RS3009ASM | Standalone | DE0509880 | As per HSA registered indication(s)
Cardiac | Interventional cardiology | Coronary stent | Drug eluting coronary stent (DES) | Terumo | Ultimaster Nagomi Sirolimus Eluting Coronary Stent System | DE-RS3012ASM | Standalone | DE0509880 | As per HSA registered indication(s)
Cardiac | Interventional cardiology | Coronary stent | Drug eluting coronary stent (DES) | Terumo | Ultimaster Nagomi Sirolimus Eluting Coronary Stent System | DE-RS3015ASM | Standalone | DE0509880 | As per HSA registered indication(s)
Cardiac | Interventional cardiology | Coronary stent | Drug eluting coronary stent (DES) | Terumo | Ultimaster Nagomi Sirolimus Eluting Coronary Stent System | DE-RS3018ASM | Standalone | DE0509880 | As per HSA registered indication(s)
Cardiac | Interventional cardiology | Coronary stent | Drug eluting coronary stent (DES) | Terumo | Ultimaster Nagomi Sirolimus Eluting Coronary Stent System | DE-RS3021ASM | Standalone | DE0509880 | As per HSA registered indication(s)
Cardiac | Interventional cardiology | Coronary stent | Drug eluting coronary stent (DES) | Terumo | Ultimaster Nagomi Sirolimus Eluting Coronary Stent System | DE-RS3024ASM | Standalone | DE0509880 | As per HSA registered indication(s)
Cardiac | Interventional cardiology | Coronary stent | Drug eluting coronary stent (DES) | Terumo | Ultimaster Nagomi Sirolimus Eluting Coronary Stent System | DE-RS3028ASM | Standalone | DE0509880 | As per HSA registered indication(s)
Cardiac | Interventional cardiology | Coronary stent | Drug eluting coronary stent (DES) | Terumo | Ultimaster Nagomi Sirolimus Eluting Coronary Stent System | DE-RS3033ASM | Standalone | DE0509880 | As per HSA registered indication(s)
Cardiac | Interventional cardiology | Coronary stent | Drug eluting coronary stent (DES) | Terumo | Ultimaster Nagomi Sirolimus Eluting Coronary Stent System | DE-RS3038ASM | Standalone | DE0509880 | As per HSA registered indication(s)
Cardiac | Interventional cardiology | Coronary stent | Drug eluting coronary stent (DES) | Terumo | Ultimaster Nagomi Sirolimus Eluting Coronary Stent System | DE-RS3044ASM | Standalone | DE0509880 | As per HSA registered indication(s)
Cardiac | Interventional cardiology | Coronary stent | Drug eluting coronary stent (DES) | Terumo | Ultimaster Nagomi Sirolimus Eluting Coronary Stent System | DE-RS3050ASM | Standalone | DE0509880 | As per HSA registered indication(s)
Cardiac | Interventional cardiology | Coronary stent | Drug eluting coronary stent (DES) | Terumo | Ultimaster Nagomi Sirolimus Eluting Coronary Stent System | DE-RS3509ASM | Standalone | DE0509880 | As per HSA registered indication(s)
Cardiac | Interventional cardiology | Coronary stent | Drug eluting coronary stent (DES) | Terumo | Ultimaster Nagomi Sirolimus Eluting Coronary Stent System | DE-RS3512ASM | Standalone | DE0509880 | As per HSA registered indication(s)
Cardiac | Interventional cardiology | Coronary stent | Drug eluting coronary stent (DES) | Terumo | Ultimaster Nagomi Sirolimus Eluting Coronary Stent System | DE-RS3515ASM | Standalone | DE0509880 | As per HSA registered indication(s)
Cardiac | Interventional cardiology | Coronary stent | Drug eluting coronary stent (DES) | Terumo | Ultimaster Nagomi Sirolimus Eluting Coronary Stent System | DE-RS3518ASM | Standalone | DE0509880 | As per HSA registered indication(s)
Cardiac | Interventional cardiology | Coronary stent | Drug eluting coronary stent (DES) | Terumo | Ultimaster Nagomi Sirolimus Eluting Coronary Stent System | DE-RS3521ASM | Standalone | DE0509880 | As per HSA registered indication(s)
Cardiac | Interventional cardiology | Coronary stent | Drug eluting coronary stent (DES) | Terumo | Ultimaster Nagomi Sirolimus Eluting Coronary Stent System | DE-RS3524ASM | Standalone | DE0509880 | As per HSA registered indication(s)
Cardiac | Interventional cardiology | Coronary stent | Drug eluting coronary stent (DES) | Terumo | Ultimaster Nagomi Sirolimus Eluting Coronary Stent System | DE-RS3528ASM | Standalone | DE0509880 | As per HSA registered indication(s)
Cardiac | Interventional cardiology | Coronary stent | Drug eluting coronary stent (DES) | Terumo | Ultimaster Nagomi Sirolimus Eluting Coronary Stent System | DE-RS3533ASM | Standalone | DE0509880 | As per HSA registered indication(s)
Cardiac | Interventional cardiology | Coronary stent | Drug eluting coronary stent (DES) | Terumo | Ultimaster Nagomi Sirolimus Eluting Coronary Stent System | DE-RS3538ASM | Standalone | DE0509880 | As per HSA registered indication(s)
Cardiac | Interventional cardiology | Coronary stent | Drug eluting coronary stent (DES) | Terumo | Ultimaster Nagomi Sirolimus Eluting Coronary Stent System | DE-RS3544ASM | Standalone | DE0509880 | As per HSA registered indication(s)
Cardiac | Interventional cardiology | Coronary stent | Drug eluting coronary stent (DES) | Terumo | Ultimaster Nagomi Sirolimus Eluting Coronary Stent System | DE-RS3550ASM | Standalone | DE0509880 | As per HSA registered indication(s)
Cardiac | Interventional cardiology | Coronary stent | Drug eluting coronary stent (DES) | Terumo | Ultimaster Nagomi Sirolimus Eluting Coronary Stent System | DE-RS4009ASM | Standalone | DE0509880 | As per HSA registered indication(s)
Cardiac | Interventional cardiology | Coronary stent | Drug eluting coronary stent (DES) | Terumo | Ultimaster Nagomi Sirolimus Eluting Coronary Stent System | DE-RS4012ASM | Standalone | DE0509880 | As per HSA registered indication(s)
Cardiac | Interventional cardiology | Coronary stent | Drug eluting coronary stent (DES) | Terumo | Ultimaster Nagomi Sirolimus Eluting Coronary Stent System | DE-RS4015ASM | Standalone | DE0509880 | As per HSA registered indication(s)
Cardiac | Interventional cardiology | Coronary stent | Drug eluting coronary stent (DES) | Terumo | Ultimaster Nagomi Sirolimus Eluting Coronary Stent System | DE-RS4018ASM | Standalone | DE0509880 | As per HSA registered indication(s)
Cardiac | Interventional cardiology | Coronary stent | Drug eluting coronary stent (DES) | Terumo | Ultimaster Nagomi Sirolimus Eluting Coronary Stent System | DE-RS4021ASM | Standalone | DE0509880 | As per HSA registered indication(s)
Cardiac | Interventional cardiology | Coronary stent | Drug eluting coronary stent (DES) | Terumo | Ultimaster Nagomi Sirolimus Eluting Coronary Stent System | DE-RS4024ASM | Standalone | DE0509880 | As per HSA registered indication(s)
Cardiac | Interventional cardiology | Coronary stent | Drug eluting coronary stent (DES) | Terumo | Ultimaster Nagomi Sirolimus Eluting Coronary Stent System | DE-RS4028ASM | Standalone | DE0509880 | As per HSA registered indication(s)
Cardiac | Interventional cardiology | Coronary stent | Drug eluting coronary stent (DES) | Terumo | Ultimaster Nagomi Sirolimus Eluting Coronary Stent System | DE-RS4033ASM | Standalone | DE0509880 | As per HSA registered indication(s)
Cardiac | Interventional cardiology | Coronary stent | Drug eluting coronary stent (DES) | Terumo | Ultimaster Nagomi Sirolimus Eluting Coronary Stent System | DE-RS4038ASM | Standalone | DE0509880 | As per HSA registered indication(s)
Cardiac | Interventional cardiology | Coronary stent | Drug eluting coronary stent (DES) | Terumo | Ultimaster Nagomi Sirolimus Eluting Coronary Stent System | DE-RS4044ASM | Standalone | DE0509880 | As per HSA registered indication(s)
Cardiac | Interventional cardiology | Coronary stent | Drug eluting coronary stent (DES) | Terumo | Ultimaster Nagomi Sirolimus Eluting Coronary Stent System | DE-RS4050ASM | Standalone | DE0509880 | As per HSA registered indication(s)
Cardiac | Interventional cardiology | Coronary stent | Drug eluting coronary stent (DES) | Terumo | Ultimaster Nagomi Sirolimus Eluting Coronary Stent System | DE-RS4509ASM | Standalone | DE0509880 | As per HSA registered indication(s)
Cardiac | Interventional cardiology | Coronary stent | Drug eluting coronary stent (DES) | Terumo | Ultimaster Nagomi Sirolimus Eluting Coronary Stent System | DE-RS4512ASM | Standalone | DE0509880 | As per HSA registered indication(s)
Cardiac | Interventional cardiology | Coronary stent | Drug eluting coronary stent (DES) | Terumo | Ultimaster Nagomi Sirolimus Eluting Coronary Stent System | DE-RS4515ASM | Standalone | DE0509880 | As per HSA registered indication(s)
Cardiac | Interventional cardiology | Coronary stent | Drug eluting coronary stent (DES) | Terumo | Ultimaster Nagomi Sirolimus Eluting Coronary Stent System | DE-RS4518ASM | Standalone | DE0509880 | As per HSA registered indication(s)
Cardiac | Interventional cardiology | Coronary stent | Drug eluting coronary stent (DES) | Terumo | Ultimaster Nagomi Sirolimus Eluting Coronary Stent System | DE-RS4521ASM | Standalone | DE0509880 | As per HSA registered indication(s)
Cardiac | Interventional cardiology | Coronary stent | Drug eluting coronary stent (DES) | Terumo | Ultimaster Nagomi Sirolimus Eluting Coronary Stent System | DE-RS4524ASM | Standalone | DE0509880 | As per HSA registered indication(s)
Cardiac | Interventional cardiology | Coronary stent | Drug eluting coronary stent (DES) | Terumo | Ultimaster Nagomi Sirolimus Eluting Coronary Stent System | DE-RS4528ASM | Standalone | DE0509880 | As per HSA registered indication(s)
Cardiac | Interventional cardiology | Coronary stent | Drug eluting coronary stent (DES) | Terumo | Ultimaster Nagomi Sirolimus Eluting Coronary Stent System | DE-RS4533ASM | Standalone | DE0509880 | As per HSA registered indication(s)
Cardiac | Interventional cardiology | Coronary stent | Drug eluting coronary stent (DES) | Terumo | Ultimaster Nagomi Sirolimus Eluting Coronary Stent System | DE-RS4538ASM | Standalone | DE0509880 | As per HSA registered indication(s)
Cardiac | Interventional cardiology | Coronary stent | Drug eluting coronary stent (DES) | Terumo | Ultimaster Nagomi Sirolimus Eluting Coronary Stent System | DE-RS4544ASM | Standalone | DE0509880 | As per HSA registered indication(s)
Cardiac | Interventional cardiology | Coronary stent | Drug eluting coronary stent (DES) | Terumo | Ultimaster Nagomi Sirolimus Eluting Coronary Stent System | DE-RS4550ASM | Standalone | DE0509880 | As per HSA registered indication(s)
Neurosurgery | Neurovascular flow diversion | Neurovascular occlusion or flow disruption device | Flow diverter stent | phenox | phenox p48 MW (HPC) Flow Modulation Device 2.0mm x 9mm | P48-MW-HPC-200-9 | Standalone | DE0508666 | As per HSA registered indication(s)
Neurosurgery | Neurovascular flow diversion | Neurovascular occlusion or flow disruption device | Flow diverter stent | phenox | phenox p48 MW (HPC) Flow Modulation Device 2.0mm x 12mm | P48-MW-HPC-200-12 | Standalone | DE0508666 | As per HSA registered indication(s)
Neurosurgery | Neurovascular flow diversion | Neurovascular occlusion or flow disruption device | Flow diverter stent | phenox | phenox p48 MW (HPC) Flow Modulation Device 2.0mm x 15mm | P48-MW-HPC-200-15 | Standalone | DE0508666 | As per HSA registered indication(s)
Neurosurgery | Neurovascular flow diversion | Neurovascular occlusion or flow disruption device | Flow diverter stent | phenox | phenox p48 MW (HPC) Flow Modulation Device 3.0mm x 9mm | P48-MW-HPC-300-9 | Standalone | DE0508666 | As per HSA registered indication(s)
Neurosurgery | Neurovascular flow diversion | Neurovascular occlusion or flow disruption device | Flow diverter stent | phenox | phenox p48 MW (HPC) Flow Modulation Device 3.0mm x 12mm | P48-MW-HPC-300-12 | Standalone | DE0508666 | As per HSA registered indication(s)
Neurosurgery | Neurovascular flow diversion | Neurovascular occlusion or flow disruption device | Flow diverter stent | phenox | phenox p48 MW (HPC) Flow Modulation Device 3.0mm x 15mm | P48-MW-HPC-300-15 | Standalone | DE0508666 | As per HSA registered indication(s)
Neurosurgery | Neurovascular flow diversion | Neurovascular occlusion or flow disruption device | Flow diverter stent | phenox | phenox p48 MW (HPC) Flow Modulation Device 3.0mm x 18mm | P48-MW-HPC-300-18 | Standalone | DE0508666 | As per HSA registered indication(s)
Neurosurgery | Neurovascular flow diversion | Neurovascular occlusion or flow disruption device | Stent-assisted coiling stent | femtos GmbH | pEGASUS (HPC) Stent System 3.5mm x 15mm | pEGASUS-350-15-HPC | Standalone | DE0510055 | As per HSA registered indication(s)
Neurosurgery | Neurovascular flow diversion | Neurovascular occlusion or flow disruption device | Stent-assisted coiling stent | femtos GmbH | pEGASUS (HPC) Stent System 3.5mm x 20mm | pEGASUS-350-20-HPC | Standalone | DE0510055 | As per HSA registered indication(s)
Neurosurgery | Neurovascular flow diversion | Neurovascular occlusion or flow disruption device | Stent-assisted coiling stent | femtos GmbH | pEGASUS (HPC) Stent System 3.5mm x 25mm | pEGASUS-350-25-HPC | Standalone | DE0510055 | As per HSA registered indication(s)
Neurosurgery | Neurovascular flow diversion | Neurovascular occlusion or flow disruption device | Stent-assisted coiling stent | femtos GmbH | pEGASUS (HPC) Stent System 3.5mm x 30mm | pEGASUS-350-30-HPC | Standalone | DE0510055 | As per HSA registered indication(s)
Neurosurgery | Neurovascular flow diversion | Neurovascular occlusion or flow disruption device | Stent-assisted coiling stent | femtos GmbH | pEGASUS (HPC) Stent System 4.5mm x 15mm | pEGASUS-450-15-HPC | Standalone | DE0510055 | As per HSA registered indication(s)
Neurosurgery | Neurovascular flow diversion | Neurovascular occlusion or flow disruption device | Stent-assisted coiling stent | femtos GmbH | pEGASUS (HPC) Stent System 4.5mm x 20mm | pEGASUS-450-20-HPC | Standalone | DE0510055 | As per HSA registered indication(s)
Neurosurgery | Neurovascular flow diversion | Neurovascular occlusion or flow disruption device | Stent-assisted coiling stent | femtos GmbH | pEGASUS (HPC) Stent System 4.5mm x 25mm | pEGASUS-450-25-HPC | Standalone | DE0510055 | As per HSA registered indication(s)
Neurosurgery | Neurovascular flow diversion | Neurovascular occlusion or flow disruption device | Stent-assisted coiling stent | femtos GmbH | pEGASUS (HPC) Stent System 4.5mm x 30mm | pEGASUS-450-30-HPC | Standalone | DE0510055 | As per HSA registered indication(s)
Cardiac | Heart rhythm device | Pacemaker | Single chamber leadless pacemaker | Medtronic | Micra VR2 TPS | MC2VR01 | Package | DE0510092 | - Leadless pacing should be considered in patients with a clear indication for bradycardia pacing or cardiac resynchronisation, and could be a reasonable option for patients with intermittent symptomatic bradycardia due to sick sinus syndrome since it can remove the need for atrial pacing lead; - Patient should have a clear and explicit reason such as prior CIED-related infections or poor vascular access documented for choice of single chamber leadless pacemaker over conventional transvenous pacemakers; and - Single chamber leadless pacemaker should not be used in patients who are contraindicated for leadless pacing, such as patient habitus and venous abnormalities likely to result in difficulties or complications from large sheaths required for device delivery.
Cardiac | Heart rhythm electrode | Heart rhythm electrode | Defibrillation lead | Medtronic | ICD Lead package (insertion + testing) | 6935M55PAK | Package | DE0016389 | As per HSA registered indication(s)
Cardiac | Heart rhythm electrode | Heart rhythm electrode | Epicardial patch | Medtronic | Epicardial Patch | 6721S-50 | Standalone | DE0012816 | As per HSA registered indication(s)
Cardiac | Heart rhythm electrode | Heart rhythm electrode | Left-heart lead and His-bundle pacing lead | Medtronic | His Bundle Lead package (insertion + testing) | HBPSYS | Package | DE0013354 | As per HSA registered indication(s)
Cardiac | Heart rhythm electrode | Heart rhythm electrode | Left-heart lead and His-bundle pacing lead | Medtronic | His Bundle | HBP | Standalone | DE0013354 | As per HSA registered indication(s)
Cardiac | Structural heart | Transcatheter heart valve implantation system | Transcatheter aortic valve implantation (TAVI) | NVT GmbH | PACKAGE-ALLEGRA VALVE + DS | P-NVT2 | Package | DE0508172 | 1. Patient selection should be carried out by a multidisciplinary heart team, which must at minimum include an interventional cardiologist and a cardiac surgeon. The team should determine the surgical mortality risk for each patient based on: a. An estimated mortality risk of 8% or greater within 30 days of surgery according to the Society of Thoracic Surgeons Predicted Risk of Mortality (STS-PROM) risk assessment; OR b. Other patient characteristics where these conditions are clinically equivalent to inoperable risk (STS-PROM score of 8% or greater). These examples could include but are not limited to: i. Frailty ii. Cognitive function iii. Porcelain aorta iv. Advanced cancer diagnosis but not debilitating v. Prior radiation therapy vi. Prior open-heart surgery (e.g. coronary artery bypass graft [CABG]) Where appropriate, objective tools should be used to assess these characteristics. 2. TAVI should be conducted by a multidisciplinary heart team that has met the applicable TAVI training and accreditation standards set by the institution. 3. The TAVI procedure should be performed via transfemoral delivery, unless it is contraindicated or not feasible, in catheterisation labs or hybrid operating theatres equipped with early in-hospital access to cardiac and vascular surgical support for the emergency treatment of complications and subsequent patient care. 4. Properly record details of final surgical risk assessments of all patients who receive TAVI including STS-PROM score, type of TAVI device and clinical outcomes. This is consistent with the standard arrangements in place for clinical governance and audit. 5. TAVI should not be subsidised if the patient has received a prior SAVR or TAVI implant.
Cardiac | Structural heart | Transcatheter heart valve implantation system | Transcatheter aortic valve implantation (TAVI) | Medtronic | EVOLUT FX TAVI System | BNSGEVOLUTFX | Package | DE0509711 | 1. Patient selection should be carried out by a multidisciplinary heart team, which must at minimum include an interventional cardiologist and a cardiac surgeon. The team should determine the surgical mortality risk for each patient based on: a. An estimated mortality risk of 8% or greater within 30 days of surgery according to the Society of Thoracic Surgeons Predicted Risk of Mortality (STS-PROM) risk assessment; OR b. Other patient characteristics where these conditions are clinically equivalent to inoperable risk (STS-PROM score of 8% or greater). These examples could include but are not limited to: i. Frailty ii. Cognitive function iii. Porcelain aorta iv. Advanced cancer diagnosis but not debilitating v. Prior radiation therapy vi. Prior open-heart surgery (e.g. coronary artery bypass graft [CABG]) Where appropriate, objective tools should be used to assess these characteristics. 2. TAVI should be conducted by a multidisciplinary heart team that has met the applicable TAVI training and accreditation standards set by the institution. 3. The TAVI procedure should be performed via transfemoral delivery, unless it is contraindicated or not feasible, in catheterisation labs or hybrid operating theatres equipped with early in-hospital access to cardiac and vascular surgical support for the emergency treatment of complications and subsequent patient care. 4. Properly record details of final surgical risk assessments of all patients who receive TAVI including STS-PROM score, type of TAVI device and clinical outcomes. This is consistent with the standard arrangements in place for clinical governance and audit. 5. TAVI should not be subsidised if the patient has received a prior SAVR or TAVI implant.
Cardiac | Structural heart | Transcatheter heart valve implantation system | Transcatheter aortic valve implantation (TAVI) | Meril Life Sciences Pvt. Ltd. | MyvalTM OctacorTranscatheter Heart Valve (THV) Size 20mm | M0041-MOCTA2200 | Package | DE0506074 | 1. Patient selection should be carried out by a multidisciplinary heart team, which must at minimum include an interventional cardiologist and a cardiac surgeon. The team should determine the surgical mortality risk for each patient based on: a. An estimated mortality risk of 8% or greater within 30 days of surgery according to the Society of Thoracic Surgeons Predicted Risk of Mortality (STS-PROM) risk assessment; OR b. Other patient characteristics where these conditions are clinically equivalent to inoperable risk (STS-PROM score of 8% or greater). These examples could include but are not limited to: i. Frailty ii. Cognitive function iii. Porcelain aorta iv. Advanced cancer diagnosis but not debilitating v. Prior radiation therapy vi. Prior open-heart surgery (e.g. coronary artery bypass graft [CABG]) Where appropriate, objective tools should be used to assess these characteristics. 2. TAVI should be conducted by a multidisciplinary heart team that has met the applicable TAVI training and accreditation standards set by the institution. 3. The TAVI procedure should be performed via transfemoral delivery, unless it is contraindicated or not feasible, in catheterisation labs or hybrid operating theatres equipped with early in-hospital access to cardiac and vascular surgical support for the emergency treatment of complications and subsequent patient care. 4. Properly record details of final surgical risk assessments of all patients who receive TAVI including STS-PROM score, type of TAVI device and clinical outcomes. This is consistent with the standard arrangements in place for clinical governance and audit. 5. TAVI should not be subsidised if the patient has received a prior SAVR or TAVI implant.
Cardiac | Structural heart | Transcatheter heart valve implantation system | Transcatheter aortic valve implantation (TAVI) | Meril Life Sciences Pvt. Ltd. | MyvalTM OctacorTranscatheter Heart Valve (THV) Size 21.5mm | M0041-MOCTA2215 | Package | DE0506074 | 1. Patient selection should be carried out by a multidisciplinary heart team, which must at minimum include an interventional cardiologist and a cardiac surgeon. The team should determine the surgical mortality risk for each patient based on: a. An estimated mortality risk of 8% or greater within 30 days of surgery according to the Society of Thoracic Surgeons Predicted Risk of Mortality (STS-PROM) risk assessment; OR b. Other patient characteristics where these conditions are clinically equivalent to inoperable risk (STS-PROM score of 8% or greater). These examples could include but are not limited to: i. Frailty ii. Cognitive function iii. Porcelain aorta iv. Advanced cancer diagnosis but not debilitating v. Prior radiation therapy vi. Prior open-heart surgery (e.g. coronary artery bypass graft [CABG]) Where appropriate, objective tools should be used to assess these characteristics. 2. TAVI should be conducted by a multidisciplinary heart team that has met the applicable TAVI training and accreditation standards set by the institution. 3. The TAVI procedure should be performed via transfemoral delivery, unless it is contraindicated or not feasible, in catheterisation labs or hybrid operating theatres equipped with early in-hospital access to cardiac and vascular surgical support for the emergency treatment of complications and subsequent patient care. 4. Properly record details of final surgical risk assessments of all patients who receive TAVI including STS-PROM score, type of TAVI device and clinical outcomes. This is consistent with the standard arrangements in place for clinical governance and audit. 5. TAVI should not be subsidised if the patient has received a prior SAVR or TAVI implant.
Cardiac | Structural heart | Transcatheter heart valve implantation system | Transcatheter aortic valve implantation (TAVI) | Meril Life Sciences Pvt. Ltd. | MyvalTM OctacorTranscatheter Heart Valve (THV) Size 23mm | M0041-MOCTA2230 | Package | DE0506074 | 1. Patient selection should be carried out by a multidisciplinary heart team, which must at minimum include an interventional cardiologist and a cardiac surgeon. The team should determine the surgical mortality risk for each patient based on: a. An estimated mortality risk of 8% or greater within 30 days of surgery according to the Society of Thoracic Surgeons Predicted Risk of Mortality (STS-PROM) risk assessment; OR b. Other patient characteristics where these conditions are clinically equivalent to inoperable risk (STS-PROM score of 8% or greater). These examples could include but are not limited to: i. Frailty ii. Cognitive function iii. Porcelain aorta iv. Advanced cancer diagnosis but not debilitating v. Prior radiation therapy vi. Prior open-heart surgery (e.g. coronary artery bypass graft [CABG]) Where appropriate, objective tools should be used to assess these characteristics. 2. TAVI should be conducted by a multidisciplinary heart team that has met the applicable TAVI training and accreditation standards set by the institution. 3. The TAVI procedure should be performed via transfemoral delivery, unless it is contraindicated or not feasible, in catheterisation labs or hybrid operating theatres equipped with early in-hospital access to cardiac and vascular surgical support for the emergency treatment of complications and subsequent patient care. 4. Properly record details of final surgical risk assessments of all patients who receive TAVI including STS-PROM score, type of TAVI device and clinical outcomes. This is consistent with the standard arrangements in place for clinical governance and audit. 5. TAVI should not be subsidised if the patient has received a prior SAVR or TAVI implant.
Cardiac | Structural heart | Transcatheter heart valve implantation system | Transcatheter aortic valve implantation (TAVI) | Meril Life Sciences Pvt. Ltd. | MyvalTM OctacorTranscatheter Heart Valve (THV) Size 24.5mm | M0041-MOCTA2245 | Package | DE0506074 | 1. Patient selection should be carried out by a multidisciplinary heart team, which must at minimum include an interventional cardiologist and a cardiac surgeon. The team should determine the surgical mortality risk for each patient based on: a. An estimated mortality risk of 8% or greater within 30 days of surgery according to the Society of Thoracic Surgeons Predicted Risk of Mortality (STS-PROM) risk assessment; OR b. Other patient characteristics where these conditions are clinically equivalent to inoperable risk (STS-PROM score of 8% or greater). These examples could include but are not limited to: i. Frailty ii. Cognitive function iii. Porcelain aorta iv. Advanced cancer diagnosis but not debilitating v. Prior radiation therapy vi. Prior open-heart surgery (e.g. coronary artery bypass graft [CABG]) Where appropriate, objective tools should be used to assess these characteristics. 2. TAVI should be conducted by a multidisciplinary heart team that has met the applicable TAVI training and accreditation standards set by the institution. 3. The TAVI procedure should be performed via transfemoral delivery, unless it is contraindicated or not feasible, in catheterisation labs or hybrid operating theatres equipped with early in-hospital access to cardiac and vascular surgical support for the emergency treatment of complications and subsequent patient care. 4. Properly record details of final surgical risk assessments of all patients who receive TAVI including STS-PROM score, type of TAVI device and clinical outcomes. This is consistent with the standard arrangements in place for clinical governance and audit. 5. TAVI should not be subsidised if the patient has received a prior SAVR or TAVI implant.
Cardiac | Structural heart | Transcatheter heart valve implantation system | Transcatheter aortic valve implantation (TAVI) | Meril Life Sciences Pvt. Ltd. | MyvalTM OctacorTranscatheter Heart Valve (THV) Size 26mm | M0041-MOCTA2260 | Package | DE0506074 | 1. Patient selection should be carried out by a multidisciplinary heart team, which must at minimum include an interventional cardiologist and a cardiac surgeon. The team should determine the surgical mortality risk for each patient based on: a. An estimated mortality risk of 8% or greater within 30 days of surgery according to the Society of Thoracic Surgeons Predicted Risk of Mortality (STS-PROM) risk assessment; OR b. Other patient characteristics where these conditions are clinically equivalent to inoperable risk (STS-PROM score of 8% or greater). These examples could include but are not limited to: i. Frailty ii. Cognitive function iii. Porcelain aorta iv. Advanced cancer diagnosis but not debilitating v. Prior radiation therapy vi. Prior open-heart surgery (e.g. coronary artery bypass graft [CABG]) Where appropriate, objective tools should be used to assess these characteristics. 2. TAVI should be conducted by a multidisciplinary heart team that has met the applicable TAVI training and accreditation standards set by the institution. 3. The TAVI procedure should be performed via transfemoral delivery, unless it is contraindicated or not feasible, in catheterisation labs or hybrid operating theatres equipped with early in-hospital access to cardiac and vascular surgical support for the emergency treatment of complications and subsequent patient care. 4. Properly record details of final surgical risk assessments of all patients who receive TAVI including STS-PROM score, type of TAVI device and clinical outcomes. This is consistent with the standard arrangements in place for clinical governance and audit. 5. TAVI should not be subsidised if the patient has received a prior SAVR or TAVI implant.
Cardiac | Structural heart | Transcatheter heart valve implantation system | Transcatheter aortic valve implantation (TAVI) | Meril Life Sciences Pvt. Ltd. | MyvalTM OctacorTranscatheter Heart Valve (THV) Size 27.5mm | M0041-MOCTA2275 | Package | DE0506074 | 1. Patient selection should be carried out by a multidisciplinary heart team, which must at minimum include an interventional cardiologist and a cardiac surgeon. The team should determine the surgical mortality risk for each patient based on: a. An estimated mortality risk of 8% or greater within 30 days of surgery according to the Society of Thoracic Surgeons Predicted Risk of Mortality (STS-PROM) risk assessment; OR b. Other patient characteristics where these conditions are clinically equivalent to inoperable risk (STS-PROM score of 8% or greater). These examples could include but are not limited to: i. Frailty ii. Cognitive function iii. Porcelain aorta iv. Advanced cancer diagnosis but not debilitating v. Prior radiation therapy vi. Prior open-heart surgery (e.g. coronary artery bypass graft [CABG]) Where appropriate, objective tools should be used to assess these characteristics. 2. TAVI should be conducted by a multidisciplinary heart team that has met the applicable TAVI training and accreditation standards set by the institution. 3. The TAVI procedure should be performed via transfemoral delivery, unless it is contraindicated or not feasible, in catheterisation labs or hybrid operating theatres equipped with early in-hospital access to cardiac and vascular surgical support for the emergency treatment of complications and subsequent patient care. 4. Properly record details of final surgical risk assessments of all patients who receive TAVI including STS-PROM score, type of TAVI device and clinical outcomes. This is consistent with the standard arrangements in place for clinical governance and audit. 5. TAVI should not be subsidised if the patient has received a prior SAVR or TAVI implant.
Cardiac | Structural heart | Transcatheter heart valve implantation system | Transcatheter aortic valve implantation (TAVI) | Meril Life Sciences Pvt. Ltd. | MyvalTM OctacorTranscatheter Heart Valve (THV) Size 29mm | M0041-MOCTA2290 | Package | DE0506074 | 1. Patient selection should be carried out by a multidisciplinary heart team, which must at minimum include an interventional cardiologist and a cardiac surgeon. The team should determine the surgical mortality risk for each patient based on: a. An estimated mortality risk of 8% or greater within 30 days of surgery according to the Society of Thoracic Surgeons Predicted Risk of Mortality (STS-PROM) risk assessment; OR b. Other patient characteristics where these conditions are clinically equivalent to inoperable risk (STS-PROM score of 8% or greater). These examples could include but are not limited to: i. Frailty ii. Cognitive function iii. Porcelain aorta iv. Advanced cancer diagnosis but not debilitating v. Prior radiation therapy vi. Prior open-heart surgery (e.g. coronary artery bypass graft [CABG]) Where appropriate, objective tools should be used to assess these characteristics. 2. TAVI should be conducted by a multidisciplinary heart team that has met the applicable TAVI training and accreditation standards set by the institution. 3. The TAVI procedure should be performed via transfemoral delivery, unless it is contraindicated or not feasible, in catheterisation labs or hybrid operating theatres equipped with early in-hospital access to cardiac and vascular surgical support for the emergency treatment of complications and subsequent patient care. 4. Properly record details of final surgical risk assessments of all patients who receive TAVI including STS-PROM score, type of TAVI device and clinical outcomes. This is consistent with the standard arrangements in place for clinical governance and audit. 5. TAVI should not be subsidised if the patient has received a prior SAVR or TAVI implant.
Cardiac | Structural heart | Transcatheter heart valve implantation system | Transcatheter aortic valve implantation (TAVI) | Meril Life Sciences Pvt. Ltd. | MyvalTM OctacorTranscatheter Heart Valve (THV) Size 30.5mm | M0041-MOCTA2305 | Package | DE0506074 | 1. Patient selection should be carried out by a multidisciplinary heart team, which must at minimum include an interventional cardiologist and a cardiac surgeon. The team should determine the surgical mortality risk for each patient based on: a. An estimated mortality risk of 8% or greater within 30 days of surgery according to the Society of Thoracic Surgeons Predicted Risk of Mortality (STS-PROM) risk assessment; OR b. Other patient characteristics where these conditions are clinically equivalent to inoperable risk (STS-PROM score of 8% or greater). These examples could include but are not limited to: i. Frailty ii. Cognitive function iii. Porcelain aorta iv. Advanced cancer diagnosis but not debilitating v. Prior radiation therapy vi. Prior open-heart surgery (e.g. coronary artery bypass graft [CABG]) Where appropriate, objective tools should be used to assess these characteristics. 2. TAVI should be conducted by a multidisciplinary heart team that has met the applicable TAVI training and accreditation standards set by the institution. 3. The TAVI procedure should be performed via transfemoral delivery, unless it is contraindicated or not feasible, in catheterisation labs or hybrid operating theatres equipped with early in-hospital access to cardiac and vascular surgical support for the emergency treatment of complications and subsequent patient care. 4. Properly record details of final surgical risk assessments of all patients who receive TAVI including STS-PROM score, type of TAVI device and clinical outcomes. This is consistent with the standard arrangements in place for clinical governance and audit. 5. TAVI should not be subsidised if the patient has received a prior SAVR or TAVI implant.
Cardiac | Structural heart | Transcatheter heart valve implantation system | Transcatheter aortic valve implantation (TAVI) | Meril Life Sciences Pvt. Ltd. | MyvalTM OctacorTranscatheter Heart Valve (THV) Size 32mm | M0041-MOCTA2320 | Package | DE0506074 | 1. Patient selection should be carried out by a multidisciplinary heart team, which must at minimum include an interventional cardiologist and a cardiac surgeon. The team should determine the surgical mortality risk for each patient based on: a. An estimated mortality risk of 8% or greater within 30 days of surgery according to the Society of Thoracic Surgeons Predicted Risk of Mortality (STS-PROM) risk assessment; OR b. Other patient characteristics where these conditions are clinically equivalent to inoperable risk (STS-PROM score of 8% or greater). These examples could include but are not limited to: i. Frailty ii. Cognitive function iii. Porcelain aorta iv. Advanced cancer diagnosis but not debilitating v. Prior radiation therapy vi. Prior open-heart surgery (e.g. coronary artery bypass graft [CABG]) Where appropriate, objective tools should be used to assess these characteristics. 2. TAVI should be conducted by a multidisciplinary heart team that has met the applicable TAVI training and accreditation standards set by the institution. 3. The TAVI procedure should be performed via transfemoral delivery, unless it is contraindicated or not feasible, in catheterisation labs or hybrid operating theatres equipped with early in-hospital access to cardiac and vascular surgical support for the emergency treatment of complications and subsequent patient care. 4. Properly record details of final surgical risk assessments of all patients who receive TAVI including STS-PROM score, type of TAVI device and clinical outcomes. This is consistent with the standard arrangements in place for clinical governance and audit. 5. TAVI should not be subsidised if the patient has received a prior SAVR or TAVI implant.
Cardiac | Structural heart | Transcatheter heart valve implantation system | Transcatheter aortic valve implantation (TAVI) | Vascular Innovations | Hydra Transcatheter Aortic Valve | HYDRA22 (SUB) | Package | DE0509755 | 1. Patient selection should be carried out by a multidisciplinary heart team, which must at minimum include an interventional cardiologist and a cardiac surgeon. The team should determine the surgical mortality risk for each patient based on: a. An estimated mortality risk of 8% or greater within 30 days of surgery according to the Society of Thoracic Surgeons Predicted Risk of Mortality (STS-PROM) risk assessment; OR b. Other patient characteristics where these conditions are clinically equivalent to inoperable risk (STS-PROM score of 8% or greater). These examples could include but are not limited to: i. Frailty ii. Cognitive function iii. Porcelain aorta iv. Advanced cancer diagnosis but not debilitating v. Prior radiation therapy vi. Prior open-heart surgery (e.g. coronary artery bypass graft [CABG]) Where appropriate, objective tools should be used to assess these characteristics. 2. TAVI should be conducted by a multidisciplinary heart team that has met the applicable TAVI training and accreditation standards set by the institution. 3. The TAVI procedure should be performed via transfemoral delivery, unless it is contraindicated or not feasible, in catheterisation labs or hybrid operating theatres equipped with early in-hospital access to cardiac and vascular surgical support for the emergency treatment of complications and subsequent patient care. 4. Properly record details of final surgical risk assessments of all patients who receive TAVI including STS-PROM score, type of TAVI device and clinical outcomes. This is consistent with the standard arrangements in place for clinical governance and audit. 5. TAVI should not be subsidised if the patient has received a prior SAVR or TAVI implant.
Cardiac | Structural heart | Transcatheter heart valve implantation system | Transcatheter aortic valve implantation (TAVI) | Vascular Innovations | Hydra Transcatheter Aortic Valve | HYDRA26 (SUB) | Package | DE0509755 | 1. Patient selection should be carried out by a multidisciplinary heart team, which must at minimum include an interventional cardiologist and a cardiac surgeon. The team should determine the surgical mortality risk for each patient based on: a. An estimated mortality risk of 8% or greater within 30 days of surgery according to the Society of Thoracic Surgeons Predicted Risk of Mortality (STS-PROM) risk assessment; OR b. Other patient characteristics where these conditions are clinically equivalent to inoperable risk (STS-PROM score of 8% or greater). These examples could include but are not limited to: i. Frailty ii. Cognitive function iii. Porcelain aorta iv. Advanced cancer diagnosis but not debilitating v. Prior radiation therapy vi. Prior open-heart surgery (e.g. coronary artery bypass graft [CABG]) Where appropriate, objective tools should be used to assess these characteristics. 2. TAVI should be conducted by a multidisciplinary heart team that has met the applicable TAVI training and accreditation standards set by the institution. 3. The TAVI procedure should be performed via transfemoral delivery, unless it is contraindicated or not feasible, in catheterisation labs or hybrid operating theatres equipped with early in-hospital access to cardiac and vascular surgical support for the emergency treatment of complications and subsequent patient care. 4. Properly record details of final surgical risk assessments of all patients who receive TAVI including STS-PROM score, type of TAVI device and clinical outcomes. This is consistent with the standard arrangements in place for clinical governance and audit. 5. TAVI should not be subsidised if the patient has received a prior SAVR or TAVI implant.
Cardiac | Structural heart | Transcatheter heart valve implantation system | Transcatheter aortic valve implantation (TAVI) | Vascular Innovations | Hydra Transcatheter Aortic Valve | HYDRA30 (SUB) | Package | DE0509755 | 1. Patient selection should be carried out by a multidisciplinary heart team, which must at minimum include an interventional cardiologist and a cardiac surgeon. The team should determine the surgical mortality risk for each patient based on: a. An estimated mortality risk of 8% or greater within 30 days of surgery according to the Society of Thoracic Surgeons Predicted Risk of Mortality (STS-PROM) risk assessment; OR b. Other patient characteristics where these conditions are clinically equivalent to inoperable risk (STS-PROM score of 8% or greater). These examples could include but are not limited to: i. Frailty ii. Cognitive function iii. Porcelain aorta iv. Advanced cancer diagnosis but not debilitating v. Prior radiation therapy vi. Prior open-heart surgery (e.g. coronary artery bypass graft [CABG]) Where appropriate, objective tools should be used to assess these characteristics. 2. TAVI should be conducted by a multidisciplinary heart team that has met the applicable TAVI training and accreditation standards set by the institution. 3. The TAVI procedure should be performed via transfemoral delivery, unless it is contraindicated or not feasible, in catheterisation labs or hybrid operating theatres equipped with early in-hospital access to cardiac and vascular surgical support for the emergency treatment of complications and subsequent patient care. 4. Properly record details of final surgical risk assessments of all patients who receive TAVI including STS-PROM score, type of TAVI device and clinical outcomes. This is consistent with the standard arrangements in place for clinical governance and audit. 5. TAVI should not be subsidised if the patient has received a prior SAVR or TAVI implant.
Cardiac | Structural heart | Transcatheter heart valve implantation system | Transcatheter pulmonary valve replacement | Medtronic | Melody TPV System | BNSGMELODY | Package | DE0502242 | As per HSA registered indication(s)
Cardiac | Structural heart | Transcatheter heart valve implantation system | Transcatheter pulmonary valve replacement | Venus Medtech (Hangzhou) Inc. | VenusP-Valve Pulmonary Valve P28-25 | V0013-P28-25 | Package | DE0509290 | As per HSA registered indication(s)
Cardiac | Structural heart | Transcatheter heart valve implantation system | Transcatheter pulmonary valve replacement | Venus Medtech (Hangzhou) Inc. | VenusP-Valve Pulmonary Valve P28-30 | V0013-P28-30 | Package | DE0509290 | As per HSA registered indication(s)
Cardiac | Structural heart | Transcatheter heart valve implantation system | Transcatheter pulmonary valve replacement | Venus Medtech (Hangzhou) Inc. | VenusP-Valve Pulmonary Valve P30-25 | V0013-P30-25 | Package | DE0509290 | As per HSA registered indication(s)
Cardiac | Structural heart | Transcatheter heart valve implantation system | Transcatheter pulmonary valve replacement | Venus Medtech (Hangzhou) Inc. | VenusP-Valve Pulmonary Valve P30-30 | V0013-P30-30 | Package | DE0509290 | As per HSA registered indication(s)
Cardiac | Structural heart | Transcatheter heart valve implantation system | Transcatheter pulmonary valve replacement | Venus Medtech (Hangzhou) Inc. | VenusP-Valve Pulmonary Valve P32-25 | V0013-P32-25 | Package | DE0509290 | As per HSA registered indication(s)
Cardiac | Structural heart | Transcatheter heart valve implantation system | Transcatheter pulmonary valve replacement | Venus Medtech (Hangzhou) Inc. | VenusP-Valve Pulmonary Valve P32-30 | V0013-P32-30 | Package | DE0509290 | As per HSA registered indication(s)
Cardiac | Structural heart | Transcatheter heart valve implantation system | Transcatheter pulmonary valve replacement | Venus Medtech (Hangzhou) Inc. | VenusP-Valve Pulmonary Valve P34-25 | V0013-P34-25 | Package | DE0509290 | As per HSA registered indication(s)
Cardiac | Structural heart | Transcatheter heart valve implantation system | Transcatheter pulmonary valve replacement | Venus Medtech (Hangzhou) Inc. | VenusP-Valve Pulmonary Valve P34-30 | V0013-P34-30 | Package | DE0509290 | As per HSA registered indication(s)
Cardiac | Structural heart | Transcatheter heart valve implantation system | Transcatheter pulmonary valve replacement | Venus Medtech (Hangzhou) Inc. | VenusP-Valve Pulmonary Valve P36-25 | V0013-P36-25 | Package | DE0509290 | As per HSA registered indication(s)
Cardiac | Structural heart | Transcatheter heart valve implantation system | Transcatheter pulmonary valve replacement | Venus Medtech (Hangzhou) Inc. | VenusP-Valve Pulmonary Valve P36-30 | V0013-P36-30 | Package | DE0509290 | As per HSA registered indication(s)
Cardiothoracic | Structural heart (Cardiothoracic) | Surgical heart valve | Aortic mechanical valve | On-X Life Technologies Inc | On-X Prosthetic Heart Valve with Anatomic Sewing Ring, 19MM | ONXANE-19 | Standalone | DE0504893 | As per HSA registered indication(s)
Cardiothoracic | Structural heart (Cardiothoracic) | Surgical heart valve | Aortic mechanical valve | On-X Life Technologies Inc | On-X Prosthetic Heart Valve with Anatomic Sewing Ring, 21MM | ONXANE-21 | Standalone | DE0504893 | As per HSA registered indication(s)
Cardiothoracic | Structural heart (Cardiothoracic) | Surgical heart valve | Aortic mechanical valve | On-X Life Technologies Inc | On-X Prosthetic Heart Valve with Anatomic Sewing Ring, 23MM | ONXANE-23 | Standalone | DE0504893 | As per HSA registered indication(s)
Cardiothoracic | Structural heart (Cardiothoracic) | Surgical heart valve | Aortic mechanical valve | On-X Life Technologies Inc | On-X Prosthetic Heart Valve with Anatomic Sewing Ring, 25MM | ONXANE-25 | Standalone | DE0504893 | As per HSA registered indication(s)
Cardiothoracic | Structural heart (Cardiothoracic) | Surgical heart valve | Aortic mechanical valve | On-X Life Technologies Inc | On-X Prosthetic Heart Valve with Anatomic Sewing Ring, 27/29MM | ONXANE-27/29 | Standalone | DE0504893 | As per HSA registered indication(s)
Cardiothoracic | Structural heart (Cardiothoracic) | Surgical heart valve | Aortic mechanical valve | On-X Life Technologies Inc | On-X Prosthetic Heart Valve with Conform-X Sewing Ring, 19MM | ONXACE-19 | Standalone | DE0504893 | As per HSA registered indication(s)
Cardiothoracic | Structural heart (Cardiothoracic) | Surgical heart valve | Aortic mechanical valve | On-X Life Technologies Inc | On-X Prosthetic Heart Valve with Conform-X Sewing Ring, 21MM | ONXACE-21 | Standalone | DE0504893 | As per HSA registered indication(s)
Cardiothoracic | Structural heart (Cardiothoracic) | Surgical heart valve | Aortic mechanical valve | On-X Life Technologies Inc | On-X Prosthetic Heart Valve with Conform-X Sewing Ring, 23MM | ONXACE-23 | Standalone | DE0504893 | As per HSA registered indication(s)
Cardiothoracic | Structural heart (Cardiothoracic) | Surgical heart valve | Aortic mechanical valve | On-X Life Technologies Inc | On-X Prosthetic Heart Valve with Conform-X Sewing Ring, 25MM | ONXACE-25 | Standalone | DE0504893 | As per HSA registered indication(s)
Cardiothoracic | Structural heart (Cardiothoracic) | Surgical heart valve | Aortic mechanical valve | On-X Life Technologies Inc | On-X Prosthetic Heart Valve with Conform-X Sewing Ring, 27/29MM | ONXACE-27/29 | Standalone | DE0504893 | As per HSA registered indication(s)
Cardiothoracic | Structural heart (Cardiothoracic) | Surgical heart valve | Aortic mechanical valve | On-X Life Technologies Inc | On-X Prosthetic Heart Valve with Standard Sewing Ring, 19MM | ONXAE-19 | Standalone | DE0504893 | As per HSA registered indication(s)
Cardiothoracic | Structural heart (Cardiothoracic) | Surgical heart valve | Aortic mechanical valve | On-X Life Technologies Inc | On-X Prosthetic Heart Valve with Standard Sewing Ring, 21MM | ONXAE-21 | Standalone | DE0504893 | As per HSA registered indication(s)
Cardiothoracic | Structural heart (Cardiothoracic) | Surgical heart valve | Aortic mechanical valve | On-X Life Technologies Inc | On-X Prosthetic Heart Valve with Standard Sewing Ring, 23MM | ONXAE-23 | Standalone | DE0504893 | As per HSA registered indication(s)
Cardiothoracic | Structural heart (Cardiothoracic) | Surgical heart valve | Aortic mechanical valve | On-X Life Technologies Inc | On-X Prosthetic Heart Valve with Standard Sewing Ring, 25MM | ONXAE-25 | Standalone | DE0504893 | As per HSA registered indication(s)
Cardiothoracic | Structural heart (Cardiothoracic) | Surgical heart valve | Aortic mechanical valve | On-X Life Technologies Inc | On-X Prosthetic Heart Valve with Standard Sewing Ring, 27/29MM | ONXAE-27/29 | Standalone | DE0504893 | As per HSA registered indication(s)
Cardiothoracic | Structural heart (Cardiothoracic) | Surgical heart valve | Aortic mechanical valve | Medtronic | Medtronic ATS Aortic AP360 Valve 16mm | 505DA16 | Standalone | DE0007687 | As per HSA registered indication(s)
Cardiothoracic | Structural heart (Cardiothoracic) | Surgical heart valve | Aortic mechanical valve | Medtronic | Medtronic ATS Aortic AP360 Valve 18mm | 505DA18 | Standalone | DE0007687 | As per HSA registered indication(s)
Cardiothoracic | Structural heart (Cardiothoracic) | Surgical heart valve | Aortic mechanical valve | Medtronic | Medtronic ATS Aortic AP360 Valve 20mm | 505DA20 | Standalone | DE0007687 | As per HSA registered indication(s)
Cardiothoracic | Structural heart (Cardiothoracic) | Surgical heart valve | Aortic mechanical valve | Medtronic | Medtronic ATS Aortic AP360 Valve 22mm | 505DA22 | Standalone | DE0007687 | As per HSA registered indication(s)
Cardiothoracic | Structural heart (Cardiothoracic) | Surgical heart valve | Aortic mechanical valve | Medtronic | Medtronic ATS Aortic AP360 Valve 24mm | 505DA24 | Standalone | DE0007687 | As per HSA registered indication(s)
Cardiothoracic | Structural heart (Cardiothoracic) | Surgical heart valve | Aortic mechanical valve | Medtronic | Medtronic ATS Aortic AP360 Valve 26mm | 505DA26 | Standalone | DE0007687 | As per HSA registered indication(s)
Cardiothoracic | Structural heart (Cardiothoracic) | Surgical heart valve | Aortic mechanical valve | Medtronic | Medtronic ATS Aortic AP360 Valve 28mm | 505DA28 | Standalone | DE0007687 | As per HSA registered indication(s)
Cardiothoracic | Structural heart (Cardiothoracic) | Surgical heart valve | Aortic tissue valve | Edwards Lifesciences | Carpentier-Edwards PERIMOUNT Magna Ease Pericardial Bioprostheses, Aortic size 19mm | 3300TFX19 | Standalone | DE0007892 | As per HSA registered indication(s)
Cardiothoracic | Structural heart (Cardiothoracic) | Surgical heart valve | Aortic tissue valve | Edwards Lifesciences | Carpentier-Edwards PERIMOUNT Magna Ease Pericardial Bioprostheses, Aortic size 21mm | 3300TFX21 | Standalone | DE0007892 | As per HSA registered indication(s)
Cardiothoracic | Structural heart (Cardiothoracic) | Surgical heart valve | Aortic tissue valve | Edwards Lifesciences | Carpentier-Edwards PERIMOUNT Magna Ease Pericardial Bioprostheses, Aortic size 23mm | 3300TFX23 | Standalone | DE0007892 | As per HSA registered indication(s)
Cardiothoracic | Structural heart (Cardiothoracic) | Surgical heart valve | Aortic tissue valve | Edwards Lifesciences | Carpentier-Edwards PERIMOUNT Magna Ease Pericardial Bioprostheses, Aortic size 25mm | 3300TFX25 | Standalone | DE0007892 | As per HSA registered indication(s)
Cardiothoracic | Structural heart (Cardiothoracic) | Surgical heart valve | Aortic tissue valve | Edwards Lifesciences | Carpentier-Edwards PERIMOUNT Magna Ease Pericardial Bioprostheses, Aortic size 27mm | 3300TFX27 | Standalone | DE0007892 | As per HSA registered indication(s)
Cardiothoracic | Structural heart (Cardiothoracic) | Surgical heart valve | Aortic tissue valve | Edwards Lifesciences | Carpentier-Edwards PERIMOUNT Magna Ease Pericardial Bioprostheses, Aortic size 29mm | 3300TFX29 | Standalone | DE0007892 | As per HSA registered indication(s)
Cardiothoracic | Structural heart (Cardiothoracic) | Surgical heart valve | Aortic tissue valve | Medtronic | Avalus Aortic Valve 19mm | 40019 | Standalone | DE0501250 | As per HSA registered indication(s)
Cardiothoracic | Structural heart (Cardiothoracic) | Surgical heart valve | Aortic tissue valve | Medtronic | Avalus Aortic Valve 21mm | 40021 | Standalone | DE0501250 | As per HSA registered indication(s)
Cardiothoracic | Structural heart (Cardiothoracic) | Surgical heart valve | Aortic tissue valve | Medtronic | Avalus Aortic Valve 23mm | 40023 | Standalone | DE0501250 | As per HSA registered indication(s)
Cardiothoracic | Structural heart (Cardiothoracic) | Surgical heart valve | Aortic tissue valve | Medtronic | Avalus Aortic Valve 25mm | 40025 | Standalone | DE0501250 | As per HSA registered indication(s)
Cardiothoracic | Structural heart (Cardiothoracic) | Surgical heart valve | Aortic tissue valve | Medtronic | Avalus Aortic Valve 27mm | 40027 | Standalone | DE0501250 | As per HSA registered indication(s)
Cardiothoracic | Structural heart (Cardiothoracic) | Surgical heart valve | Mitral mechanical valve | Abbott Medical | Masters Series Mechanical Heart Valve - 19mm | 19MJ-501 | Standalone | DE0001721 | As per HSA registered indication(s)
Cardiothoracic | Structural heart (Cardiothoracic) | Surgical heart valve | Mitral mechanical valve | Abbott Medical | Masters Series Mechanical Heart Valve - 21mm | 21MJ-501 | Standalone | DE0001721 | As per HSA registered indication(s)
Cardiothoracic | Structural heart (Cardiothoracic) | Surgical heart valve | Mitral mechanical valve | Abbott Medical | Masters Series Mechanical Heart Valve - 23mm | 23MJ-501 | Standalone | DE0001721 | As per HSA registered indication(s)
Cardiothoracic | Structural heart (Cardiothoracic) | Surgical heart valve | Mitral mechanical valve | Abbott Medical | Masters Series Mechanical Heart Valve - 25mm | 25MJ-501 | Standalone | DE0001721 | As per HSA registered indication(s)
Cardiothoracic | Structural heart (Cardiothoracic) | Surgical heart valve | Mitral mechanical valve | Abbott Medical | Masters Series Mechanical Heart Valve - 27mm | 27MJ-501 | Standalone | DE0001721 | As per HSA registered indication(s)
Cardiothoracic | Structural heart (Cardiothoracic) | Surgical heart valve | Mitral mechanical valve | Abbott Medical | Masters Series Mechanical Heart Valve - 29mm | 29MJ-501 | Standalone | DE0001721 | As per HSA registered indication(s)
Cardiothoracic | Structural heart (Cardiothoracic) | Surgical heart valve | Mitral mechanical valve | Abbott Medical | Masters Series Mechanical Heart Valve - 31mm | 31MJ-501 | Standalone | DE0001721 | As per HSA registered indication(s)
Cardiothoracic | Structural heart (Cardiothoracic) | Surgical heart valve | Mitral mechanical valve | Abbott Medical | Masters Series Mechanical Heart Valve - 33mm | 33MJ-501 | Standalone | DE0001721 | As per HSA registered indication(s)
Cardiothoracic | Structural heart (Cardiothoracic) | Surgical heart valve | Mitral mechanical valve | Abbott Medical | Masters Series Mechanical Heart Valve - 35mm | 35MJ-501 | Standalone | DE0001721 | As per HSA registered indication(s)
Cardiothoracic | Structural heart (Cardiothoracic) | Surgical heart valve | Mitral mechanical valve | Abbott Medical | Masters Series Mechanical Heart Valve - 37mm | 37MJ-501 | Standalone | DE0001721 | As per HSA registered indication(s)
Cardiothoracic | Structural heart (Cardiothoracic) | Surgical heart valve | Mitral mechanical valve | On-X Life Technologies Inc | On-X Prosthetic Heart Valve with Conform-X Sewing Ring, 25/33MM | ONXMC-25/33 | Standalone | DE0504893 | As per HSA registered indication(s)
Cardiothoracic | Structural heart (Cardiothoracic) | Surgical heart valve | Mitral mechanical valve | On-X Life Technologies Inc | On-X Prosthetic Heart Valve with Standard Sewing Ring, 23MM | ONXM-23 | Standalone | DE0504893 | As per HSA registered indication(s)
Cardiothoracic | Structural heart (Cardiothoracic) | Surgical heart valve | Mitral mechanical valve | On-X Life Technologies Inc | On-X Prosthetic Heart Valve with Standard Sewing Ring, 25MM | ONXM-25 | Standalone | DE0504893 | As per HSA registered indication(s)
Cardiothoracic | Structural heart (Cardiothoracic) | Surgical heart valve | Mitral mechanical valve | On-X Life Technologies Inc | On-X Prosthetic Heart Valve with Standard Sewing Ring, 27/29MM | ONXM-27/29 | Standalone | DE0504893 | As per HSA registered indication(s)
Cardiothoracic | Structural heart (Cardiothoracic) | Surgical heart valve | Mitral mechanical valve | On-X Life Technologies Inc | On-X Prosthetic Heart Valve with Standard Sewing Ring, 31/33MM | ONXM-31/33 | Standalone | DE0504893 | As per HSA registered indication(s)
Cardiothoracic | Structural heart (Cardiothoracic) | Surgical heart valve | Mitral mechanical valve | Medtronic | Medtronic ATS Mitral Standard Valve 19mm | 500DM19 | Standalone | DE0007685 | As per HSA registered indication(s)
Cardiothoracic | Structural heart (Cardiothoracic) | Surgical heart valve | Mitral mechanical valve | Medtronic | Medtronic ATS Mitral Standard Valve 21mm | 500DM21 | Standalone | DE0007685 | As per HSA registered indication(s)
Cardiothoracic | Structural heart (Cardiothoracic) | Surgical heart valve | Mitral mechanical valve | Medtronic | Medtronic ATS Mitral Standard Valve 23mm | 500DM23 | Standalone | DE0007685 | As per HSA registered indication(s)
Cardiothoracic | Structural heart (Cardiothoracic) | Surgical heart valve | Mitral mechanical valve | Medtronic | Medtronic ATS Mitral Standard Valve 25mm | 500DM25 | Standalone | DE0007685 | As per HSA registered indication(s)
Cardiothoracic | Structural heart (Cardiothoracic) | Surgical heart valve | Mitral mechanical valve | Medtronic | Medtronic ATS Mitral Standard Valve 27mm | 500DM27 | Standalone | DE0007685 | As per HSA registered indication(s)
Cardiothoracic | Structural heart (Cardiothoracic) | Surgical heart valve | Mitral mechanical valve | Medtronic | Medtronic ATS Mitral Standard Valve 29mm | 500DM29 | Standalone | DE0007685 | As per HSA registered indication(s)
Cardiothoracic | Structural heart (Cardiothoracic) | Surgical heart valve | Mitral mechanical valve | Medtronic | Medtronic ATS Mitral Standard Valve 31mm | 500DM31 | Standalone | DE0007685 | As per HSA registered indication(s)
Cardiothoracic | Structural heart (Cardiothoracic) | Surgical heart valve | Mitral mechanical valve | Medtronic | Medtronic ATS Mitral Standard Valve 33mm | 500DM33 | Standalone | DE0007685 | As per HSA registered indication(s)
Cardiothoracic | Structural heart (Cardiothoracic) | Surgical heart valve | Mitral tissue valve | Edwards Lifesciences | Carpentier-Edwards PERIMOUNT Magna Mitral Ease Pericardial Bioprostheses size 25 mm | 7300TFX25 | Standalone | DE0007892 | As per HSA registered indication(s)
Cardiothoracic | Structural heart (Cardiothoracic) | Surgical heart valve | Mitral tissue valve | Edwards Lifesciences | Carpentier-Edwards PERIMOUNT Magna Mitral Ease Pericardial Bioprostheses size 27 mm | 7300TFX27 | Standalone | DE0007892 | As per HSA registered indication(s)
Cardiothoracic | Structural heart (Cardiothoracic) | Surgical heart valve | Mitral tissue valve | Edwards Lifesciences | Carpentier-Edwards PERIMOUNT Magna Mitral Ease Pericardial Bioprostheses size 29 mm | 7300TFX29 | Standalone | DE0007892 | As per HSA registered indication(s)
Cardiothoracic | Structural heart (Cardiothoracic) | Surgical heart valve | Mitral tissue valve | Edwards Lifesciences | Carpentier-Edwards PERIMOUNT Magna Mitral Ease Pericardial Bioprostheses size 31 mm | 7300TFX31 | Standalone | DE0007892 | As per HSA registered indication(s)
Cardiothoracic | Structural heart (Cardiothoracic) | Surgical heart valve | Mitral tissue valve | Edwards Lifesciences | Carpentier-Edwards PERIMOUNT Magna Mitral Ease Pericardial Bioprostheses size 33 mm | 7300TFX33 | Standalone | DE0007892 | As per HSA registered indication(s)
Cardiothoracic | Structural heart (Cardiothoracic) | Surgical heart valve | Mitral tissue valve | Medtronic | Mosaic Mitral Valve 25mm | 310C25 | Standalone | DE0001633 | As per HSA registered indication(s)
Cardiothoracic | Structural heart (Cardiothoracic) | Surgical heart valve | Mitral tissue valve | Medtronic | Mosaic Mitral Valve 27mm | 310C27 | Standalone | DE0001633 | As per HSA registered indication(s)
Cardiothoracic | Structural heart (Cardiothoracic) | Surgical heart valve | Mitral tissue valve | Medtronic | Mosaic Mitral Valve 29mm | 310C29 | Standalone | DE0001633 | As per HSA registered indication(s)
Cardiothoracic | Structural heart (Cardiothoracic) | Surgical heart valve | Mitral tissue valve | Medtronic | Mosaic Mitral Valve 31mm | 310C31 | Standalone | DE0001633 | As per HSA registered indication(s)
Cardiothoracic | Structural heart (Cardiothoracic) | Surgical heart valve | Mitral tissue valve | Medtronic | Mosaic Mitral Valve 33mm | 310C33 | Standalone | DE0001633 | As per HSA registered indication(s)
Cardiothoracic | Structural heart (Cardiothoracic) | Cardiac reconstructive patch | Cardiac reconstructive patch - Tissue patch | Synovis life Technologies Inc. | Peri-Guard Pericardium 4X4cm | PC-0404SN | Standalone | DE0003906 | As per HSA registered indication(s)
Cardiothoracic | Structural heart (Cardiothoracic) | Cardiac reconstructive patch | Cardiac reconstructive patch - Tissue patch | Synovis life Technologies Inc. | Peri-Guard Pericardium 6X8cm | PC-0608SN | Standalone | DE0003906 | As per HSA registered indication(s)
Cardiothoracic | Structural heart (Cardiothoracic) | Cardiac reconstructive patch | Cardiac reconstructive patch - Tissue patch | Synovis life Technologies Inc. | Peri-Guard Pericardium 8X14cm | PC-0814SN | Standalone | DE0003906 | As per HSA registered indication(s)
Cardiothoracic | Structural heart (Cardiothoracic) | Cardiac reconstructive patch | Cardiac reconstructive patch - Tissue patch | Synovis life Technologies Inc. | Peri-Guard Pericardium 10X16cm | PC-1016SN | Standalone | DE0003906 | As per HSA registered indication(s)
Cardiothoracic | Structural heart (Cardiothoracic) | Cardiac reconstructive patch | Cardiac reconstructive patch - Tissue patch | Edwards Lifesciences | Edwards Lifesciences Bovine Pericardial Patch | 4700 | Standalone | DE0008045 | As per HSA registered indication(s)
Cardiothoracic | Structural heart (Cardiothoracic) | Cardiac reconstructive patch | Cardiac reconstructive patch - Tissue patch | TisgenX Inc. | TisGenX Bovine Pericardial Tissue Patch 0.6cm x 8cm | XM-04 | Standalone | DE0509494 | As per HSA registered indication(s)
Cardiothoracic | Structural heart (Cardiothoracic) | Cardiac reconstructive patch | Cardiac reconstructive patch - Tissue patch | TisgenX Inc. | TisGenX Bovine Pericardial Tissue Patch 0.8cm x 8cm | XM-05 | Standalone | DE0509494 | As per HSA registered indication(s)
Cardiothoracic | Structural heart (Cardiothoracic) | Cardiac reconstructive patch | Cardiac reconstructive patch - Tissue patch | TisgenX Inc. | TisGenX Bovine Pericardial Tissue Patch 0.8cm x 8cm Tapered | XM-05T | Standalone | DE0509494 | As per HSA registered indication(s)
Cardiothoracic | Structural heart (Cardiothoracic) | Cardiac reconstructive patch | Cardiac reconstructive patch - Tissue patch | TisgenX Inc. | TisGenX Bovine Pericardial Tissue Patch 1cm x 6cm | XM-06 | Standalone | DE0509494 | As per HSA registered indication(s)
Cardiothoracic | Structural heart (Cardiothoracic) | Cardiac reconstructive patch | Cardiac reconstructive patch - Tissue patch | TisgenX Inc. | TisGenX Bovine Pericardial Tissue Patch 1cm x 10cm | XM-07 | Standalone | DE0509494 | As per HSA registered indication(s)
Cardiothoracic | Structural heart (Cardiothoracic) | Cardiac reconstructive patch | Cardiac reconstructive patch - Tissue patch | TisgenX Inc. | TisGenX Bovine Pericardial Tissue Patch 1cm x 10cm Tapered | XM-07T | Standalone | DE0509494 | As per HSA registered indication(s)
Cardiothoracic | Structural heart (Cardiothoracic) | Cardiac reconstructive patch | Cardiac reconstructive patch - Tissue patch | TisgenX Inc. | TisGenX Bovine Pericardial Tissue Patch 1cm x 14cm | XM-08 | Standalone | DE0509494 | As per HSA registered indication(s)
Cardiothoracic | Structural heart (Cardiothoracic) | Cardiac reconstructive patch | Cardiac reconstructive patch - Tissue patch | TisgenX Inc. | TisGenX Bovine Pericardial Tissue Patch 1cm x 14cm Tapered | XM-08T | Standalone | DE0509494 | As per HSA registered indication(s)
Cardiothoracic | Structural heart (Cardiothoracic) | Cardiac reconstructive patch | Cardiac reconstructive patch - Tissue patch | TisgenX Inc. | TisGenX Bovine Pericardial Tissue Patch 1.5cm x 8cm | XM-09 | Standalone | DE0509494 | As per HSA registered indication(s)
Cardiothoracic | Structural heart (Cardiothoracic) | Cardiac reconstructive patch | Cardiac reconstructive patch - Tissue patch | TisgenX Inc. | TisGenX Bovine Pericardial Tissue Patch 1.5cm x 10cm | XM-10 | Standalone | DE0509494 | As per HSA registered indication(s)
Cardiothoracic | Structural heart (Cardiothoracic) | Cardiac reconstructive patch | Cardiac reconstructive patch - Tissue patch | TisgenX Inc. | TisGenX Bovine Pericardial Tissue Patch 1.5cm x 10cm Tapered | XM-10T | Standalone | DE0509494 | As per HSA registered indication(s)
Cardiothoracic | Structural heart (Cardiothoracic) | Cardiac reconstructive patch | Cardiac reconstructive patch - Tissue patch | TisgenX Inc. | TisGenX Bovine Pericardial Tissue Patch 1.5cm x 16cm | XM-11 | Standalone | DE0509494 | As per HSA registered indication(s)
Cardiothoracic | Structural heart (Cardiothoracic) | Cardiac reconstructive patch | Cardiac reconstructive patch - Tissue patch | TisgenX Inc. | TisGenX Bovine Pericardial Tissue Patch 2cm x 9cm | XM-12 | Standalone | DE0509494 | As per HSA registered indication(s)
Cardiothoracic | Structural heart (Cardiothoracic) | Cardiac reconstructive patch | Cardiac reconstructive patch - Tissue patch | TisgenX Inc. | TisGenX Bovine Pericardial Tissue Patch 2.5cm x 15cm | XM-13 | Standalone | DE0509494 | As per HSA registered indication(s)
Cardiothoracic | Structural heart (Cardiothoracic) | Cardiac reconstructive patch | Cardiac reconstructive patch - Tissue patch | TisgenX Inc. | TisGenX Bovine Pericardial Tissue Patch 4cm x 4cm | XM-14 | Standalone | DE0509494 | As per HSA registered indication(s)
Cardiothoracic | Structural heart (Cardiothoracic) | Cardiac reconstructive patch | Cardiac reconstructive patch - Tissue patch | TisgenX Inc. | TisGenX Bovine Pericardial Tissue Patch 4cm x 6cm | XM-15 | Standalone | DE0509494 | As per HSA registered indication(s)
Cardiothoracic | Structural heart (Cardiothoracic) | Cardiac reconstructive patch | Cardiac reconstructive patch - Tissue patch | TisgenX Inc. | TisGenX Bovine Pericardial Tissue Patch 4cm x 16cm | XM-16 | Standalone | DE0509494 | As per HSA registered indication(s)
Cardiothoracic | Structural heart (Cardiothoracic) | Cardiac reconstructive patch | Cardiac reconstructive patch - Tissue patch | TisgenX Inc. | TisGenX Bovine Pericardial Tissue Patch 5cm x 6cm | XM-17 | Standalone | DE0509494 | As per HSA registered indication(s)
Cardiothoracic | Structural heart (Cardiothoracic) | Cardiac reconstructive patch | Cardiac reconstructive patch - Tissue patch | TisgenX Inc. | TisGenX Bovine Pericardial Tissue Patch 5cm x 10cm | XM-18 | Standalone | DE0509494 | As per HSA registered indication(s)
Cardiothoracic | Structural heart (Cardiothoracic) | Cardiac reconstructive patch | Cardiac reconstructive patch - Tissue patch | TisgenX Inc. | TisGenX Bovine Pericardial Tissue Patch 6cm x 8cm | XM-19 | Standalone | DE0509494 | As per HSA registered indication(s)
Cardiothoracic | Structural heart (Cardiothoracic) | Cardiac reconstructive patch | Cardiac reconstructive patch - Tissue patch | TisgenX Inc. | TisGenX Bovine Pericardial Tissue Patch 6cm x 10cm | XM-20 | Standalone | DE0509494 | As per HSA registered indication(s)
Cardiothoracic | Structural heart (Cardiothoracic) | Cardiac reconstructive patch | Cardiac reconstructive patch - Tissue patch | TisgenX Inc. | TisGenX Bovine Pericardial Tissue Patch 7cm x 10cm | XM-21 | Standalone | DE0509494 | As per HSA registered indication(s)
Cardiothoracic | Structural heart (Cardiothoracic) | Cardiac reconstructive patch | Cardiac reconstructive patch - Tissue patch | TisgenX Inc. | TisGenX Bovine Pericardial Tissue Patch 8cm x 14cm | XM-22 | Standalone | DE0509494 | As per HSA registered indication(s)
Cardiothoracic | Structural heart (Cardiothoracic) | Cardiac reconstructive patch | Cardiac reconstructive patch - Tissue patch | TisgenX Inc. | TisGenX Bovine Pericardial Tissue Patch 10cm x 16cm | XM-23 | Standalone | DE0509494 | As per HSA registered indication(s)
Cardiothoracic | Structural heart (Cardiothoracic) | Cardiac closure device | Left atrial appendage clip | AtriCure | AtriClip Flex Gillinov-Cosgrove LAA Exclusion System 35mm | ACH235 | Standalone | DE0504757 | As per HSA registered indication(s)
Cardiothoracic | Structural heart (Cardiothoracic) | Cardiac closure device | Left atrial appendage clip | AtriCure | AtriClip Flex Gillinov-Cosgrove LAA Exclusion System 40mm | ACH240 | Standalone | DE0504757 | As per HSA registered indication(s)
Cardiothoracic | Structural heart (Cardiothoracic) | Cardiac closure device | Left atrial appendage clip | AtriCure | AtriClip Flex Gillinov-Cosgrove LAA Exclusion System 45mm | ACH245 | Standalone | DE0504757 | As per HSA registered indication(s)
Cardiothoracic | Structural heart (Cardiothoracic) | Cardiac closure device | Left atrial appendage clip | AtriCure | AtriClip Flex Gillinov-Cosgrove LAA Exclusion System 50mm | ACH250 | Standalone | DE0504757 | As per HSA registered indication(s)
Cardiothoracic | Structural heart (Cardiothoracic) | Annuloplasty system | Mitral annuloplasty ring and band | Edwards Lifesciences | Edwards Lifesciences Carpentier-Edwards Physio II Annuloplasty Ring size 24 mm | 5200M24 | Standalone | DE0013020 | As per HSA registered indication(s)
Cardiothoracic | Structural heart (Cardiothoracic) | Annuloplasty system | Mitral annuloplasty ring and band | Edwards Lifesciences | Edwards Lifesciences Carpentier-Edwards Physio II Annuloplasty Ring size 26 mm | 5200M26 | Standalone | DE0013020 | As per HSA registered indication(s)
Cardiothoracic | Structural heart (Cardiothoracic) | Annuloplasty system | Mitral annuloplasty ring and band | Edwards Lifesciences | Edwards Lifesciences Carpentier-Edwards Physio II Annuloplasty Ring size 28 mm | 5200M28 | Standalone | DE0013020 | As per HSA registered indication(s)
Cardiothoracic | Structural heart (Cardiothoracic) | Annuloplasty system | Mitral annuloplasty ring and band | Edwards Lifesciences | Edwards Lifesciences Carpentier-Edwards Physio II Annuloplasty Ring size 30 mm | 5200M30 | Standalone | DE0013020 | As per HSA registered indication(s)
Cardiothoracic | Structural heart (Cardiothoracic) | Annuloplasty system | Mitral annuloplasty ring and band | Edwards Lifesciences | Edwards Lifesciences Carpentier-Edwards Physio II Annuloplasty Ring size 32 mm | 5200M32 | Standalone | DE0013020 | As per HSA registered indication(s)
Cardiothoracic | Structural heart (Cardiothoracic) | Annuloplasty system | Mitral annuloplasty ring and band | Edwards Lifesciences | Edwards Lifesciences Carpentier-Edwards Physio II Annuloplasty Ring size 34 mm | 5200M34 | Standalone | DE0013020 | As per HSA registered indication(s)
Cardiothoracic | Structural heart (Cardiothoracic) | Annuloplasty system | Mitral annuloplasty ring and band | Edwards Lifesciences | Edwards Lifesciences Carpentier-Edwards Physio II Annuloplasty Ring size 36 mm | 5200M36 | Standalone | DE0013020 | As per HSA registered indication(s)
Cardiothoracic | Structural heart (Cardiothoracic) | Annuloplasty system | Mitral annuloplasty ring and band | Edwards Lifesciences | Edwards Lifesciences Carpentier-Edwards Physio II Annuloplasty Ring size 38 mm | 5200M38 | Standalone | DE0013020 | As per HSA registered indication(s)
Cardiothoracic | Structural heart (Cardiothoracic) | Annuloplasty system | Mitral annuloplasty ring and band | Edwards Lifesciences | Edwards Lifesciences Carpentier-Edwards Physio II Annuloplasty Ring size 40 mm | 5200M40 | Standalone | DE0013020 | As per HSA registered indication(s)
Cardiothoracic | Structural heart (Cardiothoracic) | Annuloplasty system | Mitral annuloplasty ring and band | Edwards Lifesciences | Edwards Lifesciences Physio Flex Annuloplasty Ring Size 26 mm | 5300M26 | Standalone | DE0505808 | As per HSA registered indication(s)
Cardiothoracic | Structural heart (Cardiothoracic) | Annuloplasty system | Mitral annuloplasty ring and band | Edwards Lifesciences | Edwards Lifesciences Physio Flex Annuloplasty Ring Size 28 mm | 5300M28 | Standalone | DE0505808 | As per HSA registered indication(s)
Cardiothoracic | Structural heart (Cardiothoracic) | Annuloplasty system | Mitral annuloplasty ring and band | Edwards Lifesciences | Edwards Lifesciences Physio Flex Annuloplasty Ring Size 30 mm | 5300M30 | Standalone | DE0505808 | As per HSA registered indication(s)
Cardiothoracic | Structural heart (Cardiothoracic) | Annuloplasty system | Mitral annuloplasty ring and band | Edwards Lifesciences | Edwards Lifesciences Physio Flex Annuloplasty Ring Size 32 mm | 5300M32 | Standalone | DE0505808 | As per HSA registered indication(s)
Cardiothoracic | Structural heart (Cardiothoracic) | Annuloplasty system | Mitral annuloplasty ring and band | Edwards Lifesciences | Edwards Lifesciences Physio Flex Annuloplasty Ring Size 34 mm | 5300M34 | Standalone | DE0505808 | As per HSA registered indication(s)
Cardiothoracic | Structural heart (Cardiothoracic) | Annuloplasty system | Mitral annuloplasty ring and band | Edwards Lifesciences | Edwards Lifesciences Physio Flex Annuloplasty Ring Size 36 mm | 5300M36 | Standalone | DE0505808 | As per HSA registered indication(s)
Cardiothoracic | Structural heart (Cardiothoracic) | Annuloplasty system | Mitral annuloplasty ring and band | Medtronic | Colvin Galloway Future Band (CG Band) 26mm | 638BL26 | Standalone | DE0004233 | As per HSA registered indication(s)
Cardiothoracic | Structural heart (Cardiothoracic) | Annuloplasty system | Mitral annuloplasty ring and band | Medtronic | Colvin Galloway Future Band (CG Band) 28mm | 638BL28 | Standalone | DE0004233 | As per HSA registered indication(s)
Cardiothoracic | Structural heart (Cardiothoracic) | Annuloplasty system | Mitral annuloplasty ring and band | Medtronic | Colvin Galloway Future Band (CG Band) 30mm | 638BL30 | Standalone | DE0004233 | As per HSA registered indication(s)
Cardiothoracic | Structural heart (Cardiothoracic) | Annuloplasty system | Mitral annuloplasty ring and band | Medtronic | Colvin Galloway Future Band (CG Band) 32mm | 638BL32 | Standalone | DE0004233 | As per HSA registered indication(s)
Cardiothoracic | Structural heart (Cardiothoracic) | Annuloplasty system | Mitral annuloplasty ring and band | Medtronic | Colvin Galloway Future Band (CG Band) 34mm | 638BL34 | Standalone | DE0004233 | As per HSA registered indication(s)
Cardiothoracic | Structural heart (Cardiothoracic) | Annuloplasty system | Mitral annuloplasty ring and band | Medtronic | Colvin Galloway Future Band (CG Band) 36mm | 638BL36 | Standalone | DE0004233 | As per HSA registered indication(s)
Cardiothoracic | Structural heart (Cardiothoracic) | Annuloplasty system | Mitral annuloplasty ring and band | Medtronic | Colvin Galloway Future Band (CG Band) 38mm | 638BL38 | Standalone | DE0004233 | As per HSA registered indication(s)
Cardiothoracic | Structural heart (Cardiothoracic) | Annuloplasty system | Mitral annuloplasty ring and band | Medtronic | Colvin Galloway Future Composite Ring (CG Ring) 24mm | 638RL24 | Standalone | DE0004233 | As per HSA registered indication(s)
Cardiothoracic | Structural heart (Cardiothoracic) | Annuloplasty system | Mitral annuloplasty ring and band | Medtronic | Colvin Galloway Future Composite Ring (CG Ring) 26mm | 638RL26 | Standalone | DE0004233 | As per HSA registered indication(s)
Cardiothoracic | Structural heart (Cardiothoracic) | Annuloplasty system | Mitral annuloplasty ring and band | Medtronic | Colvin Galloway Future Composite Ring (CG Ring) 28mm | 638RL28 | Standalone | DE0004233 | As per HSA registered indication(s)
Cardiothoracic | Structural heart (Cardiothoracic) | Annuloplasty system | Mitral annuloplasty ring and band | Medtronic | Colvin Galloway Future Composite Ring (CG Ring) 30mm | 638RL30 | Standalone | DE0004233 | As per HSA registered indication(s)
Cardiothoracic | Structural heart (Cardiothoracic) | Annuloplasty system | Mitral annuloplasty ring and band | Medtronic | Colvin Galloway Future Composite Ring (CG Ring) 32mm | 638RL32 | Standalone | DE0004233 | As per HSA registered indication(s)
Cardiothoracic | Structural heart (Cardiothoracic) | Annuloplasty system | Mitral annuloplasty ring and band | Medtronic | Colvin Galloway Future Composite Ring (CG Ring) 34mm | 638RL34 | Standalone | DE0004233 | As per HSA registered indication(s)
Cardiothoracic | Structural heart (Cardiothoracic) | Annuloplasty system | Mitral annuloplasty ring and band | Medtronic | Colvin Galloway Future Composite Ring (CG Ring) 36mm | 638RL36 | Standalone | DE0004233 | As per HSA registered indication(s)
Cardiothoracic | Structural heart (Cardiothoracic) | Annuloplasty system | Mitral annuloplasty ring and band | Medtronic | Colvin Galloway Future Composite Ring (CG Ring) 38mm | 638RL38 | Standalone | DE0004233 | As per HSA registered indication(s)
Cardiothoracic | Structural heart (Cardiothoracic) | Annuloplasty system | Mitral annuloplasty ring and band | Medtronic | SimuForm Semi-Rigid Ring 24mm | 7800RR24 | Standalone | DE0507368 | As per HSA registered indication(s)
Cardiothoracic | Structural heart (Cardiothoracic) | Annuloplasty system | Mitral annuloplasty ring and band | Medtronic | SimuForm Semi-Rigid Ring 26mm | 7800RR26 | Standalone | DE0507368 | As per HSA registered indication(s)
Cardiothoracic | Structural heart (Cardiothoracic) | Annuloplasty system | Mitral annuloplasty ring and band | Medtronic | SimuForm Semi-Rigid Ring 28mm | 7800RR28 | Standalone | DE0507368 | As per HSA registered indication(s)
Cardiothoracic | Structural heart (Cardiothoracic) | Annuloplasty system | Mitral annuloplasty ring and band | Medtronic | SimuForm Semi-Rigid Ring 30mm | 7800RR30 | Standalone | DE0507368 | As per HSA registered indication(s)
Cardiothoracic | Structural heart (Cardiothoracic) | Annuloplasty system | Mitral annuloplasty ring and band | Medtronic | SimuForm Semi-Rigid Ring 32mm | 7800RR32 | Standalone | DE0507368 | As per HSA registered indication(s)
Cardiothoracic | Structural heart (Cardiothoracic) | Annuloplasty system | Mitral annuloplasty ring and band | Medtronic | SimuForm Semi-Rigid Ring 34mm | 7800RR34 | Standalone | DE0507368 | As per HSA registered indication(s)
Cardiothoracic | Structural heart (Cardiothoracic) | Annuloplasty system | Mitral annuloplasty ring and band | Medtronic | SimuForm Semi-Rigid Ring 36mm | 7800RR36 | Standalone | DE0507368 | As per HSA registered indication(s)
Cardiothoracic | Structural heart (Cardiothoracic) | Annuloplasty system | Mitral annuloplasty ring and band | Medtronic | SimuForm Semi-Rigid Ring 38mm | 7800RR38 | Standalone | DE0507368 | As per HSA registered indication(s)
Cardiothoracic | Structural heart (Cardiothoracic) | Annuloplasty system | Mitral annuloplasty ring and band | Medtronic | SimuForm Semi-Rigid Ring 40mm | 7800RR40 | Standalone | DE0507368 | As per HSA registered indication(s)
Cardiothoracic | Structural heart (Cardiothoracic) | Annuloplasty system | Mitral annuloplasty ring and band | Medtronic | SimuPlus Flexible Band 26mm | 7700FB26 | Standalone | DE0507367 | As per HSA registered indication(s)
Cardiothoracic | Structural heart (Cardiothoracic) | Annuloplasty system | Mitral annuloplasty ring and band | Medtronic | SimuPlus Flexible Band 28mm | 7700FB28 | Standalone | DE0507367 | As per HSA registered indication(s)
Cardiothoracic | Structural heart (Cardiothoracic) | Annuloplasty system | Mitral annuloplasty ring and band | Medtronic | SimuPlus Flexible Band 30mm | 7700FB30 | Standalone | DE0507367 | As per HSA registered indication(s)
Cardiothoracic | Structural heart (Cardiothoracic) | Annuloplasty system | Mitral annuloplasty ring and band | Medtronic | SimuPlus Flexible Band 32mm | 7700FB32 | Standalone | DE0507367 | As per HSA registered indication(s)
Cardiothoracic | Structural heart (Cardiothoracic) | Annuloplasty system | Mitral annuloplasty ring and band | Medtronic | SimuPlus Flexible Band 34mm | 7700FB34 | Standalone | DE0507367 | As per HSA registered indication(s)
Cardiothoracic | Structural heart (Cardiothoracic) | Annuloplasty system | Mitral annuloplasty ring and band | Medtronic | SimuPlus Flexible Band 36mm | 7700FB36 | Standalone | DE0507367 | As per HSA registered indication(s)
Cardiothoracic | Structural heart (Cardiothoracic) | Annuloplasty system | Mitral annuloplasty ring and band | Medtronic | SimuPlus Flexible Band 38mm | 7700FB38 | Standalone | DE0507367 | As per HSA registered indication(s)
Cardiothoracic | Structural heart (Cardiothoracic) | Annuloplasty system | Mitral annuloplasty ring and band | Medtronic | SimuPlus Flexible Band 40mm | 7700FB40 | Standalone | DE0507367 | As per HSA registered indication(s)
Cardiothoracic | Structural heart (Cardiothoracic) | Annuloplasty system | Mitral annuloplasty ring and band | Medtronic | SimuPlus Flexible Band 42mm | 7700FB42 | Standalone | DE0507367 | As per HSA registered indication(s)
Cardiothoracic | Structural heart (Cardiothoracic) | Annuloplasty system | Mitral annuloplasty ring and band | Medtronic | SimuPlus Flexible Ring 26mm | 7700FR26 | Standalone | DE0507367 | As per HSA registered indication(s)
Cardiothoracic | Structural heart (Cardiothoracic) | Annuloplasty system | Mitral annuloplasty ring and band | Medtronic | SimuPlus Flexible Ring 28mm | 7700FR28 | Standalone | DE0507367 | As per HSA registered indication(s)
Cardiothoracic | Structural heart (Cardiothoracic) | Annuloplasty system | Mitral annuloplasty ring and band | Medtronic | SimuPlus Flexible Ring 30mm | 7700FR30 | Standalone | DE0507367 | As per HSA registered indication(s)
Cardiothoracic | Structural heart (Cardiothoracic) | Annuloplasty system | Mitral annuloplasty ring and band | Medtronic | SimuPlus Flexible Ring 32mm | 7700FR32 | Standalone | DE0507367 | As per HSA registered indication(s)
Cardiothoracic | Structural heart (Cardiothoracic) | Annuloplasty system | Mitral annuloplasty ring and band | Medtronic | SimuPlus Flexible Ring 34mm | 7700FR34 | Standalone | DE0507367 | As per HSA registered indication(s)
Cardiothoracic | Structural heart (Cardiothoracic) | Annuloplasty system | Mitral annuloplasty ring and band | Medtronic | SimuPlus Flexible Ring 36mm | 7700FR36 | Standalone | DE0507367 | As per HSA registered indication(s)
Cardiothoracic | Structural heart (Cardiothoracic) | Annuloplasty system | Mitral annuloplasty ring and band | Medtronic | SimuPlus Flexible Ring 38mm | 7700FR38 | Standalone | DE0507367 | As per HSA registered indication(s)
Cardiothoracic | Structural heart (Cardiothoracic) | Annuloplasty system | Mitral annuloplasty ring and band | Medtronic | SimuPlus Flexible Ring 40mm | 7700FR40 | Standalone | DE0507367 | As per HSA registered indication(s)
Cardiothoracic | Structural heart (Cardiothoracic) | Annuloplasty system | Mitral annuloplasty ring and band | Medtronic | SimuPlus Flexible Ring 42mm | 7700FR42 | Standalone | DE0507367 | As per HSA registered indication(s)
Cardiothoracic | Structural heart (Cardiothoracic) | Annuloplasty system | Tricuspid annuloplasty ring and band | Edwards Lifesciences | Edwards Lifesciences Carpentier-Edwards Physio Tricuspid Annuloplasty Ring size 24 mm | 6200T24 | Standalone | DE0018305 | As per HSA registered indication(s)
Cardiothoracic | Structural heart (Cardiothoracic) | Annuloplasty system | Tricuspid annuloplasty ring and band | Edwards Lifesciences | Edwards Lifesciences Carpentier-Edwards Physio Tricuspid Annuloplasty Ring size 26 mm | 6200T26 | Standalone | DE0018305 | As per HSA registered indication(s)
Cardiothoracic | Structural heart (Cardiothoracic) | Annuloplasty system | Tricuspid annuloplasty ring and band | Edwards Lifesciences | Edwards Lifesciences Carpentier-Edwards Physio Tricuspid Annuloplasty Ring size 28 mm | 6200T28 | Standalone | DE0018305 | As per HSA registered indication(s)
Cardiothoracic | Structural heart (Cardiothoracic) | Annuloplasty system | Tricuspid annuloplasty ring and band | Edwards Lifesciences | Edwards Lifesciences Carpentier-Edwards Physio Tricuspid Annuloplasty Ring size 30 mm | 6200T30 | Standalone | DE0018305 | As per HSA registered indication(s)
Cardiothoracic | Structural heart (Cardiothoracic) | Annuloplasty system | Tricuspid annuloplasty ring and band | Edwards Lifesciences | Edwards Lifesciences Carpentier-Edwards Physio Tricuspid Annuloplasty Ring size 32 mm | 6200T32 | Standalone | DE0018305 | As per HSA registered indication(s)
Cardiothoracic | Structural heart (Cardiothoracic) | Annuloplasty system | Tricuspid annuloplasty ring and band | Edwards Lifesciences | Edwards Lifesciences Carpentier-Edwards Physio Tricuspid Annuloplasty Ring size 34 mm | 6200T34 | Standalone | DE0018305 | As per HSA registered indication(s)
Cardiothoracic | Structural heart (Cardiothoracic) | Annuloplasty system | Tricuspid annuloplasty ring and band | Edwards Lifesciences | Edwards Lifesciences Carpentier-Edwards Physio Tricuspid Annuloplasty Ring size 36 mm | 6200T36 | Standalone | DE0018305 | As per HSA registered indication(s)
Cardiothoracic | Structural heart (Cardiothoracic) | Annuloplasty system | Tricuspid annuloplasty ring and band | Edwards Lifesciences | Edwards Lifesciences MC3 Tricupsid Annuloplasty System size 26 mm | 4900T26 | Standalone | DE0012749 | As per HSA registered indication(s)
Cardiothoracic | Structural heart (Cardiothoracic) | Annuloplasty system | Tricuspid annuloplasty ring and band | Edwards Lifesciences | Edwards Lifesciences MC3 Tricupsid Annuloplasty System size 28 mm | 4900T28 | Standalone | DE0012749 | As per HSA registered indication(s)
Cardiothoracic | Structural heart (Cardiothoracic) | Annuloplasty system | Tricuspid annuloplasty ring and band | Edwards Lifesciences | Edwards Lifesciences MC3 Tricupsid Annuloplasty System size 30 mm | 4900T30 | Standalone | DE0012749 | As per HSA registered indication(s)
Cardiothoracic | Structural heart (Cardiothoracic) | Annuloplasty system | Tricuspid annuloplasty ring and band | Edwards Lifesciences | Edwards Lifesciences MC3 Tricupsid Annuloplasty System size 32 mm | 4900T32 | Standalone | DE0012749 | As per HSA registered indication(s)
Cardiothoracic | Structural heart (Cardiothoracic) | Annuloplasty system | Tricuspid annuloplasty ring and band | Edwards Lifesciences | Edwards Lifesciences MC3 Tricupsid Annuloplasty System size 34 mm | 4900T34 | Standalone | DE0012749 | As per HSA registered indication(s)
Cardiothoracic | Structural heart (Cardiothoracic) | Annuloplasty system | Tricuspid annuloplasty ring and band | Edwards Lifesciences | Edwards Lifesciences MC3 Tricupsid Annuloplasty System size 36 mm | 4900T36 | Standalone | DE0012749 | As per HSA registered indication(s)
Cardiothoracic | Structural heart (Cardiothoracic) | Annuloplasty system | Tricuspid annuloplasty ring and band | Medtronic | Contour 3D Ring 26mm | 690R26 | Standalone | DE0011968 | As per HSA registered indication(s)
Cardiothoracic | Structural heart (Cardiothoracic) | Annuloplasty system | Tricuspid annuloplasty ring and band | Medtronic | Contour 3D Ring 28mm | 690R28 | Standalone | DE0011968 | As per HSA registered indication(s)
Cardiothoracic | Structural heart (Cardiothoracic) | Annuloplasty system | Tricuspid annuloplasty ring and band | Medtronic | Contour 3D Ring 30mm | 690R30 | Standalone | DE0011968 | As per HSA registered indication(s)
Cardiothoracic | Structural heart (Cardiothoracic) | Annuloplasty system | Tricuspid annuloplasty ring and band | Medtronic | Contour 3D Ring 32mm | 690R32 | Standalone | DE0011968 | As per HSA registered indication(s)
Cardiothoracic | Structural heart (Cardiothoracic) | Annuloplasty system | Tricuspid annuloplasty ring and band | Medtronic | Contour 3D Ring 34mm | 690R34 | Standalone | DE0011968 | As per HSA registered indication(s)
Cardiothoracic | Structural heart (Cardiothoracic) | Annuloplasty system | Tricuspid annuloplasty ring and band | Medtronic | Contour 3D Ring 36mm | 690R36 | Standalone | DE0011968 | As per HSA registered indication(s)
Cardiothoracic | Structural heart (Cardiothoracic) | Annuloplasty system | Tricuspid annuloplasty ring and band | Medtronic | Tri-Ad 2.0 Adams Tricuspid Annuloplasty Band 26mm | 900SFC226 | Standalone | DE0504012 | As per HSA registered indication(s)
Cardiothoracic | Structural heart (Cardiothoracic) | Annuloplasty system | Tricuspid annuloplasty ring and band | Medtronic | Tri-Ad 2.0 Adams Tricuspid Annuloplasty Band 28mm | 900SFC228 | Standalone | DE0504012 | As per HSA registered indication(s)
Cardiothoracic | Structural heart (Cardiothoracic) | Annuloplasty system | Tricuspid annuloplasty ring and band | Medtronic | Tri-Ad 2.0 Adams Tricuspid Annuloplasty Band 30mm | 900SFC230 | Standalone | DE0504012 | As per HSA registered indication(s)
Cardiothoracic | Structural heart (Cardiothoracic) | Annuloplasty system | Tricuspid annuloplasty ring and band | Medtronic | Tri-Ad 2.0 Adams Tricuspid Annuloplasty Band 32mm | 900SFC232 | Standalone | DE0504012 | As per HSA registered indication(s)
Cardiothoracic | Structural heart (Cardiothoracic) | Annuloplasty system | Tricuspid annuloplasty ring and band | Medtronic | Tri-Ad 2.0 Adams Tricuspid Annuloplasty Band 34mm | 900SFC234 | Standalone | DE0504012 | As per HSA registered indication(s)
Cardiothoracic | Structural heart (Cardiothoracic) | Annuloplasty system | Tricuspid annuloplasty ring and band | Medtronic | Tri-Ad 2.0 Adams Tricuspid Annuloplasty Band 36mm | 900SFC236 | Standalone | DE0504012 | As per HSA registered indication(s)
Cardiothoracic | Structural heart (Cardiothoracic) | Pulmonary valve graft | Pulmonary valve graft - Tissue valve | Medtronic | Medtronic Contegra Pulmonary Valved Conduit 12mm | PVC212 | Standalone | DE0013227 | As per HSA registered indication(s)
Cardiothoracic | Structural heart (Cardiothoracic) | Pulmonary valve graft | Pulmonary valve graft - Tissue valve | Medtronic | Medtronic Contegra Pulmonary Valved Conduit 14mm | PVC214 | Standalone | DE0013227 | As per HSA registered indication(s)
Cardiothoracic | Structural heart (Cardiothoracic) | Pulmonary valve graft | Pulmonary valve graft - Tissue valve | Medtronic | Medtronic Contegra Pulmonary Valved Conduit 16mm | PVC216 | Standalone | DE0013227 | As per HSA registered indication(s)
Cardiothoracic | Structural heart (Cardiothoracic) | Pulmonary valve graft | Pulmonary valve graft - Tissue valve | Medtronic | Medtronic Contegra Pulmonary Valved Conduit 18mm | PVC218 | Standalone | DE0013227 | As per HSA registered indication(s)
Cardiothoracic | Structural heart (Cardiothoracic) | Pulmonary valve graft | Pulmonary valve graft - Tissue valve | Medtronic | Medtronic Contegra Pulmonary Valved Conduit 20mm | PVC220 | Standalone | DE0013227 | As per HSA registered indication(s)
Cardiac | Structural heart | Cardiac closure device | Left atrial appendage occluder | Boston Scientific Corporation | WATCHMAN FLX LAA CLOSURE 20MM CE | M635WS50200 | Standalone | DE0503845 | Patients with non-valvular atrial fibrillation requiring prevention of potential thrombus formation, CHA2DS2-VASc score ≥2, and have an appropriate rationale to seek a non-pharmacologic alternative to anticoagulation therapy.
Cardiac | Structural heart | Cardiac closure device | Left atrial appendage occluder | Boston Scientific Corporation | WATCHMAN FLX LAA CLOSURE 24MM CE | M635WS50240 | Standalone | DE0503845 | Patients with non-valvular atrial fibrillation requiring prevention of potential thrombus formation, CHA2DS2-VASc score ≥2, and have an appropriate rationale to seek a non-pharmacologic alternative to anticoagulation therapy.
Cardiac | Structural heart | Cardiac closure device | Left atrial appendage occluder | Boston Scientific Corporation | WATCHMAN FLX LAA CLOSURE 27MM CE | M635WS50270 | Standalone | DE0503845 | Patients with non-valvular atrial fibrillation requiring prevention of potential thrombus formation, CHA2DS2-VASc score ≥2, and have an appropriate rationale to seek a non-pharmacologic alternative to anticoagulation therapy.
Cardiac | Structural heart | Cardiac closure device | Left atrial appendage occluder | Boston Scientific Corporation | WATCHMAN FLX LAA CLOSURE 31MM CE | M635WS50310 | Standalone | DE0503845 | Patients with non-valvular atrial fibrillation requiring prevention of potential thrombus formation, CHA2DS2-VASc score ≥2, and have an appropriate rationale to seek a non-pharmacologic alternative to anticoagulation therapy.
Cardiac | Structural heart | Cardiac closure device | Left atrial appendage occluder | Boston Scientific Corporation | WATCHMAN FLX LAA CLOSURE 35MM CE | M635WS50350 | Standalone | DE0503845 | Patients with non-valvular atrial fibrillation requiring prevention of potential thrombus formation, CHA2DS2-VASc score ≥2, and have an appropriate rationale to seek a non-pharmacologic alternative to anticoagulation therapy.
Cardiac | Structural heart | Cardiac closure device | Patent ductus arteriosus occluder | Abbott Medical | Amplatzer Duct Occluder 10/8mm | 9-PDA-006 | Standalone | DE0004386 | As per HSA registered indication(s)
Cardiac | Structural heart | Cardiac closure device | Patent ductus arteriosus occluder | Abbott Medical | Amplatzer Duct Occluder 12/10mm | 9-PDA-007 | Standalone | DE0004386 | As per HSA registered indication(s)
Cardiac | Structural heart | Cardiac closure device | Patent ductus arteriosus occluder | Abbott Medical | Amplatzer Duct Occluder 14/12mm | 9-PDA-008 | Standalone | DE0004386 | As per HSA registered indication(s)
Cardiac | Structural heart | Cardiac closure device | Patent ductus arteriosus occluder | Abbott Medical | Amplatzer Duct Occluder 16/14mm | 9-PDA-009 | Standalone | DE0004386 | As per HSA registered indication(s)
Cardiac | Structural heart | Cardiac closure device | Patent ductus arteriosus occluder | Abbott Medical | Amplatzer Duct Occluder 5/4mm | 9-PDA-003 | Standalone | DE0004386 | As per HSA registered indication(s)
Cardiac | Structural heart | Cardiac closure device | Patent ductus arteriosus occluder | Abbott Medical | Amplatzer Duct Occluder 6/4mm | 9-PDA-004 | Standalone | DE0004386 | As per HSA registered indication(s)
Cardiac | Structural heart | Cardiac closure device | Patent ductus arteriosus occluder | Abbott Medical | Amplatzer Duct Occluder 8/6mm | 9-PDA-005 | Standalone | DE0004386 | As per HSA registered indication(s)
Cardiac | Structural heart | Cardiac closure device | Patent ductus arteriosus occluder | Abbott Medical | Amplatzer Duct Occluder II 3/4mm | 9-PDA2-03-04 | Standalone | DE0005923 | As per HSA registered indication(s)
Cardiac | Structural heart | Cardiac closure device | Patent ductus arteriosus occluder | Abbott Medical | Amplatzer Duct Occluder II 3/6mm | 9-PDA2-03-06 | Standalone | DE0005923 | As per HSA registered indication(s)
Cardiac | Structural heart | Cardiac closure device | Patent ductus arteriosus occluder | Abbott Medical | Amplatzer Duct Occluder II 4/4mm | 9-PDA2-04-04 | Standalone | DE0005923 | As per HSA registered indication(s)
Cardiac | Structural heart | Cardiac closure device | Patent ductus arteriosus occluder | Abbott Medical | Amplatzer Duct Occluder II 4/6mm | 9-PDA2-04-06 | Standalone | DE0005923 | As per HSA registered indication(s)
Cardiac | Structural heart | Cardiac closure device | Patent ductus arteriosus occluder | Abbott Medical | Amplatzer Duct Occluder II 5/4mm | 9-PDA2-05-04 | Standalone | DE0005923 | As per HSA registered indication(s)
Cardiac | Structural heart | Cardiac closure device | Patent ductus arteriosus occluder | Abbott Medical | Amplatzer Duct Occluder II 5/6mm | 9-PDA2-05-06 | Standalone | DE0005923 | As per HSA registered indication(s)
Cardiac | Structural heart | Cardiac closure device | Patent ductus arteriosus occluder | Abbott Medical | Amplatzer Duct Occluder II 6/4mm | 9-PDA2-06-04 | Standalone | DE0005923 | As per HSA registered indication(s)
Cardiac | Structural heart | Cardiac closure device | Patent ductus arteriosus occluder | Abbott Medical | Amplatzer Duct Occluder II 6/6mm | 9-PDA2-06-06 | Standalone | DE0005923 | As per HSA registered indication(s)
Cardiac | Structural heart | Cardiac closure device | Patent ductus arteriosus occluder | Occlutech Ltd. | Occlutech PDA occluder | 42PDA05 | Standalone | DE0019191 | As per HSA registered indication(s)
Cardiac | Structural heart | Cardiac closure device | Patent ductus arteriosus occluder | Occlutech Ltd. | Occlutech PDA occluder | 42PDA06 | Standalone | DE0019191 | As per HSA registered indication(s)
Cardiac | Structural heart | Cardiac closure device | Patent ductus arteriosus occluder | Occlutech Ltd. | Occlutech PDA occluder | 42PDA07 | Standalone | DE0019191 | As per HSA registered indication(s)
Cardiac | Structural heart | Cardiac closure device | Patent ductus arteriosus occluder | Occlutech Ltd. | Occlutech PDA occluder | 42PDA08 | Standalone | DE0019191 | As per HSA registered indication(s)
Cardiac | Structural heart | Cardiac closure device | Patent ductus arteriosus occluder | Occlutech Ltd. | Occlutech PDA occluder | 42PDA10 | Standalone | DE0019191 | As per HSA registered indication(s)
Cardiac | Structural heart | Cardiac closure device | Patent ductus arteriosus occluder | Occlutech Ltd. | Occlutech PDA occluder | 42PDA12 | Standalone | DE0019191 | As per HSA registered indication(s)
Cardiac | Structural heart | Cardiac closure device | Patent ductus arteriosus occluder | Occlutech Ltd. | Occlutech PDA occluder | 42PDA15 | Standalone | DE0019191 | As per HSA registered indication(s)
Cardiac | Structural heart | Cardiac closure device | Patent ductus arteriosus occluder | Occlutech Ltd. | Occlutech PDA occluder | 42PDA18 | Standalone | DE0019191 | As per HSA registered indication(s)
Cardiac | Structural heart | Cardiac closure device | Patent ductus arteriosus occluder | Occlutech Ltd. | Occlutech PDA occluder | 43PDA05L | Standalone | DE0019191 | As per HSA registered indication(s)
Cardiac | Structural heart | Cardiac closure device | Patent ductus arteriosus occluder | Occlutech Ltd. | Occlutech PDA occluder | 43PDA06L | Standalone | DE0019191 | As per HSA registered indication(s)
Cardiac | Structural heart | Cardiac closure device | Patent ductus arteriosus occluder | Occlutech Ltd. | Occlutech PDA occluder | 43PDA07L | Standalone | DE0019191 | As per HSA registered indication(s)
Cardiac | Structural heart | Cardiac closure device | Patent ductus arteriosus occluder | Occlutech Ltd. | Occlutech PDA occluder | 43PDA08L | Standalone | DE0019191 | As per HSA registered indication(s)
Cardiac | Structural heart | Cardiac closure device | Patent ductus arteriosus occluder | Occlutech Ltd. | Occlutech PDA occluder | 43PDA10L | Standalone | DE0019191 | As per HSA registered indication(s)
Cardiac | Structural heart | Cardiac closure device | Patent ductus arteriosus occluder | SMT-Vascular Innovation | Cocoon Duct Occluder | NCOP0406 | Package | DE0509846 | As per HSA registered indication(s)
Cardiac | Structural heart | Cardiac closure device | Patent ductus arteriosus occluder | SMT-Vascular Innovation | Cocoon Duct Occluder | NCOP0609 | Package | DE0509846 | As per HSA registered indication(s)
Cardiac | Structural heart | Cardiac closure device | Patent ductus arteriosus occluder | SMT-Vascular Innovation | Cocoon Duct Occluder | NCOP0810 | Package | DE0509846 | As per HSA registered indication(s)
Cardiac | Structural heart | Cardiac closure device | Patent ductus arteriosus occluder | SMT-Vascular Innovation | Cocoon Duct Occluder | NCOP1012 | Package | DE0509846 | As per HSA registered indication(s)
Cardiac | Structural heart | Cardiac closure device | Patent ductus arteriosus occluder | SMT-Vascular Innovation | Cocoon Duct Occluder | NCOP1214 | Package | DE0509846 | As per HSA registered indication(s)
Cardiac | Structural heart | Cardiac closure device | Patent ductus arteriosus occluder | SMT-Vascular Innovation | Cocoon Duct Occluder | NCOP1416 | Package | DE0509846 | As per HSA registered indication(s)
Cardiac | Structural heart | Cardiac closure device | Patent ductus arteriosus occluder | SMT-Vascular Innovation | Cocoon Duct Occluder | NCOP1618 | Package | DE0509846 | As per HSA registered indication(s)
Cardiac | Structural heart | Cardiac closure device | Patent ductus arteriosus occluder | SMT-Vascular Innovation | Cocoon Duct Occluder | NCOP1820 | Package | DE0509846 | As per HSA registered indication(s)
Cardiac | Structural heart | Cardiac closure device | Septal occluder | Abbott Medical | Amplatzer Multifenestrated Septal Occluder - Cribriform 18 mm | 9-ASD-MF-018 | Standalone | DE0004668 | As per HSA registered indication(s)
Cardiac | Structural heart | Cardiac closure device | Septal occluder | Abbott Medical | Amplatzer Multifenestrated Septal Occluder - Cribriform 25 mm | 9-ASD-MF-025 | Standalone | DE0004668 | As per HSA registered indication(s)
Cardiac | Structural heart | Cardiac closure device | Septal occluder | Abbott Medical | Amplatzer Multifenestrated Septal Occluder - Cribriform 35 mm | 9-ASD-MF-035 | Standalone | DE0004668 | As per HSA registered indication(s)
Cardiac | Structural heart | Cardiac closure device | Septal occluder | Abbott Medical | Amplatzer Muscular VSD Occluder 10mm | 9-VSD-MUSC- 010 | Standalone | DE0509900 | As per HSA registered indication(s)
Cardiac | Structural heart | Cardiac closure device | Septal occluder | Abbott Medical | Amplatzer Muscular VSD Occluder 12mm | 9-VSD-MUSC- 012 | Standalone | DE0509900 | As per HSA registered indication(s)
Cardiac | Structural heart | Cardiac closure device | Septal occluder | Abbott Medical | Amplatzer Muscular VSD Occluder 14mm | 9-VSD-MUSC- 014 | Standalone | DE0509900 | As per HSA registered indication(s)
Cardiac | Structural heart | Cardiac closure device | Septal occluder | Abbott Medical | Amplatzer Muscular VSD Occluder 16mm | 9-VSD-MUSC- 016 | Standalone | DE0509900 | As per HSA registered indication(s)
Cardiac | Structural heart | Cardiac closure device | Septal occluder | Abbott Medical | Amplatzer Muscular VSD Occluder 18mm | 9-VSD-MUSC- 018 | Standalone | DE0509900 | As per HSA registered indication(s)
Cardiac | Structural heart | Cardiac closure device | Septal occluder | Abbott Medical | Amplatzer Muscular VSD Occluder 4mm | 9-VSD-MUSC- 004 | Standalone | DE0509900 | As per HSA registered indication(s)
Cardiac | Structural heart | Cardiac closure device | Septal occluder | Abbott Medical | Amplatzer Muscular VSD Occluder 6mm | 9-VSD-MUSC- 006 | Standalone | DE0509900 | As per HSA registered indication(s)
Cardiac | Structural heart | Cardiac closure device | Septal occluder | Abbott Medical | Amplatzer Muscular VSD Occluder 8mm | 9-VSD-MUSC- 008 | Standalone | DE0509900 | As per HSA registered indication(s)
Cardiac | Structural heart | Cardiac closure device | Septal occluder | Abbott Medical | Amplatzer Septal Occluder 10 mm | 9-ASD-010 | Standalone | DE0004665 | As per HSA registered indication(s)
Cardiac | Structural heart | Cardiac closure device | Septal occluder | Abbott Medical | Amplatzer Septal Occluder 11 mm | 9-ASD-011 | Standalone | DE0004665 | As per HSA registered indication(s)
Cardiac | Structural heart | Cardiac closure device | Septal occluder | Abbott Medical | Amplatzer Septal Occluder 12 mm | 9-ASD-012 | Standalone | DE0004665 | As per HSA registered indication(s)
Cardiac | Structural heart | Cardiac closure device | Septal occluder | Abbott Medical | Amplatzer Septal Occluder 13 mm | 9-ASD-013 | Standalone | DE0004665 | As per HSA registered indication(s)
Cardiac | Structural heart | Cardiac closure device | Septal occluder | Abbott Medical | Amplatzer Septal Occluder 14 mm | 9-ASD-014 | Standalone | DE0004665 | As per HSA registered indication(s)
Cardiac | Structural heart | Cardiac closure device | Septal occluder | Abbott Medical | Amplatzer Septal Occluder 15 mm | 9-ASD-015 | Standalone | DE0004665 | As per HSA registered indication(s)
Cardiac | Structural heart | Cardiac closure device | Septal occluder | Abbott Medical | Amplatzer Septal Occluder 16 mm | 9-ASD-016 | Standalone | DE0004665 | As per HSA registered indication(s)
Cardiac | Structural heart | Cardiac closure device | Septal occluder | Abbott Medical | Amplatzer Septal Occluder 17 mm | 9-ASD-017 | Standalone | DE0004665 | As per HSA registered indication(s)
Cardiac | Structural heart | Cardiac closure device | Septal occluder | Abbott Medical | Amplatzer Septal Occluder 18 mm | 9-ASD-018 | Standalone | DE0004665 | As per HSA registered indication(s)
Cardiac | Structural heart | Cardiac closure device | Septal occluder | Abbott Medical | Amplatzer Septal Occluder 19 mm | 9-ASD-019 | Standalone | DE0004665 | As per HSA registered indication(s)
Cardiac | Structural heart | Cardiac closure device | Septal occluder | Abbott Medical | Amplatzer Septal Occluder 20 mm | 9-ASD-020 | Standalone | DE0004665 | As per HSA registered indication(s)
Cardiac | Structural heart | Cardiac closure device | Septal occluder | Abbott Medical | Amplatzer Septal Occluder 22 mm | 9-ASD-022 | Standalone | DE0004665 | As per HSA registered indication(s)
Cardiac | Structural heart | Cardiac closure device | Septal occluder | Abbott Medical | Amplatzer Septal Occluder 24 mm | 9-ASD-024 | Standalone | DE0004665 | As per HSA registered indication(s)
Cardiac | Structural heart | Cardiac closure device | Septal occluder | Abbott Medical | Amplatzer Septal Occluder 26 mm | 9-ASD-026 | Standalone | DE0004665 | As per HSA registered indication(s)
Cardiac | Structural heart | Cardiac closure device | Septal occluder | Abbott Medical | Amplatzer Septal Occluder 28 mm | 9-ASD-028 | Standalone | DE0004665 | As per HSA registered indication(s)
Cardiac | Structural heart | Cardiac closure device | Septal occluder | Abbott Medical | Amplatzer Septal Occluder 30 mm | 9-ASD-030 | Standalone | DE0004665 | As per HSA registered indication(s)
Cardiac | Structural heart | Cardiac closure device | Septal occluder | Abbott Medical | Amplatzer Septal Occluder 32 mm | 9-ASD-032 | Standalone | DE0004665 | As per HSA registered indication(s)
Cardiac | Structural heart | Cardiac closure device | Septal occluder | Abbott Medical | Amplatzer Septal Occluder 34 mm | 9-ASD-034 | Standalone | DE0004665 | As per HSA registered indication(s)
Cardiac | Structural heart | Cardiac closure device | Septal occluder | Abbott Medical | Amplatzer Septal Occluder 36 mm | 9-ASD-036 | Standalone | DE0004665 | As per HSA registered indication(s)
Cardiac | Structural heart | Cardiac closure device | Septal occluder | Abbott Medical | Amplatzer Septal Occluder 38 mm | 9-ASD-038 | Standalone | DE0004665 | As per HSA registered indication(s)
Cardiac | Structural heart | Cardiac closure device | Septal occluder | Abbott Medical | Amplatzer Septal Occluder 4 mm | 9-ASD-004 | Standalone | DE0004665 | As per HSA registered indication(s)
Cardiac | Structural heart | Cardiac closure device | Septal occluder | Abbott Medical | Amplatzer Septal Occluder 40 mm | 9-ASD-040 | Standalone | DE0004665 | As per HSA registered indication(s)
Cardiac | Structural heart | Cardiac closure device | Septal occluder | Abbott Medical | Amplatzer Septal Occluder 5 mm | 9-ASD-005 | Standalone | DE0004665 | As per HSA registered indication(s)
Cardiac | Structural heart | Cardiac closure device | Septal occluder | Abbott Medical | Amplatzer Septal Occluder 6 mm | 9-ASD-006 | Standalone | DE0004665 | As per HSA registered indication(s)
Cardiac | Structural heart | Cardiac closure device | Septal occluder | Abbott Medical | Amplatzer Septal Occluder 7 mm | 9-ASD-007 | Standalone | DE0004665 | As per HSA registered indication(s)
Cardiac | Structural heart | Cardiac closure device | Septal occluder | Abbott Medical | Amplatzer Septal Occluder 8 mm | 9-ASD-008 | Standalone | DE0004665 | As per HSA registered indication(s)
Cardiac | Structural heart | Cardiac closure device | Septal occluder | Abbott Medical | Amplatzer Septal Occluder 9 mm | 9-ASD-009 | Standalone | DE0004665 | As per HSA registered indication(s)
Cardiac | Structural heart | Cardiac closure device | Septal occluder | Abbott Medical | Amplatzer Talisman PFO Occluder 18mm | 9-PFO-1818 | Standalone | DE0507745 | As per HSA registered indication(s)
Cardiac | Structural heart | Cardiac closure device | Septal occluder | Abbott Medical | Amplatzer Talisman PFO Occluder 25mm | 9-PFO-2518 | Standalone | DE0507745 | As per HSA registered indication(s)
Cardiac | Structural heart | Cardiac closure device | Septal occluder | Abbott Medical | Amplatzer Talisman PFO Occluder 30mm | 9-PFO-3025 | Standalone | DE0507745 | As per HSA registered indication(s)
Cardiac | Structural heart | Cardiac closure device | Septal occluder | Abbott Medical | Amplatzer Talisman PFO Occluder 35mm | 9-PFO-3525 | Standalone | DE0507745 | As per HSA registered indication(s)
Cardiac | Structural heart | Cardiac closure device | Septal occluder | Occlutech GmbH | Figulla Flex II ASD occluder | 29ASD04 | Standalone | DE0019245 | As per HSA registered indication(s)
Cardiac | Structural heart | Cardiac closure device | Septal occluder | Occlutech GmbH | Figulla Flex II ASD occluder | 29ASD05 | Standalone | DE0019245 | As per HSA registered indication(s)
Cardiac | Structural heart | Cardiac closure device | Septal occluder | Occlutech GmbH | Figulla Flex II ASD occluder | 29ASD06 | Standalone | DE0019245 | As per HSA registered indication(s)
Cardiac | Structural heart | Cardiac closure device | Septal occluder | Occlutech GmbH | Figulla Flex II ASD occluder | 29ASD07 | Standalone | DE0019245 | As per HSA registered indication(s)
Cardiac | Structural heart | Cardiac closure device | Septal occluder | Occlutech GmbH | Figulla Flex II ASD occluder | 29ASD09 | Standalone | DE0019245 | As per HSA registered indication(s)
Cardiac | Structural heart | Cardiac closure device | Septal occluder | Occlutech GmbH | Figulla Flex II ASD occluder | 29ASD10 | Standalone | DE0019245 | As per HSA registered indication(s)
Cardiac | Structural heart | Cardiac closure device | Septal occluder | Occlutech GmbH | Figulla Flex II ASD occluder | 29ASD12 | Standalone | DE0019245 | As per HSA registered indication(s)
Cardiac | Structural heart | Cardiac closure device | Septal occluder | Occlutech GmbH | Figulla Flex II ASD occluder | 29ASD13 | Standalone | DE0019245 | As per HSA registered indication(s)
Cardiac | Structural heart | Cardiac closure device | Septal occluder | Occlutech GmbH | Figulla Flex II ASD occluder | 29ASD15 | Standalone | DE0019245 | As per HSA registered indication(s)
Cardiac | Structural heart | Cardiac closure device | Septal occluder | Occlutech GmbH | Figulla Flex II ASD occluder | 29ASD16 | Standalone | DE0019245 | As per HSA registered indication(s)
Cardiac | Structural heart | Cardiac closure device | Septal occluder | Occlutech GmbH | Figulla Flex II ASD occluder | 29ASD18 | Standalone | DE0019245 | As per HSA registered indication(s)
Cardiac | Structural heart | Cardiac closure device | Septal occluder | Occlutech GmbH | Figulla Flex II ASD occluder | 29ASD19 | Standalone | DE0019245 | As per HSA registered indication(s)
Cardiac | Structural heart | Cardiac closure device | Septal occluder | Occlutech GmbH | Figulla Flex II ASD occluder | 29ASD21 | Standalone | DE0019245 | As per HSA registered indication(s)
Cardiac | Structural heart | Cardiac closure device | Septal occluder | Occlutech GmbH | Figulla Flex II ASD occluder | 29ASD24 | Standalone | DE0019245 | As per HSA registered indication(s)
Cardiac | Structural heart | Cardiac closure device | Septal occluder | Occlutech GmbH | Figulla Flex II ASD occluder | 29ASD27 | Standalone | DE0019245 | As per HSA registered indication(s)
Cardiac | Structural heart | Cardiac closure device | Septal occluder | Occlutech GmbH | Figulla Flex II ASD occluder | 29ASD30 | Standalone | DE0019245 | As per HSA registered indication(s)
Cardiac | Structural heart | Cardiac closure device | Septal occluder | Occlutech GmbH | Figulla Flex II ASD occluder | 29ASD33 | Standalone | DE0019245 | As per HSA registered indication(s)
Cardiac | Structural heart | Cardiac closure device | Septal occluder | Occlutech GmbH | Figulla Flex II ASD occluder | 29ASD36 | Standalone | DE0019245 | As per HSA registered indication(s)
Cardiac | Structural heart | Cardiac closure device | Septal occluder | Occlutech GmbH | Figulla Flex II ASD occluder | 29ASD39 | Standalone | DE0019245 | As per HSA registered indication(s)
Cardiac | Structural heart | Cardiac closure device | Septal occluder | Occlutech GmbH | Figulla Flex II ASD occluder | 29ASD40 | Standalone | DE0019245 | As per HSA registered indication(s)
Cardiac | Structural heart | Cardiac closure device | Septal occluder | SMT-Vascular Innovation | Cocoon Septal Occluder | NCOA08 | Package | DE0510166 | As per HSA registered indication(s)
Cardiac | Structural heart | Cardiac closure device | Septal occluder | SMT-Vascular Innovation | Cocoon Septal Occluder | NCOA10 | Package | DE0510166 | As per HSA registered indication(s)
Cardiac | Structural heart | Cardiac closure device | Septal occluder | SMT-Vascular Innovation | Cocoon Septal Occluder | NCOA12 | Package | DE0510166 | As per HSA registered indication(s)
Cardiac | Structural heart | Cardiac closure device | Septal occluder | SMT-Vascular Innovation | Cocoon Septal Occluder | NCOA14 | Package | DE0510166 | As per HSA registered indication(s)
Cardiac | Structural heart | Cardiac closure device | Septal occluder | SMT-Vascular Innovation | Cocoon Septal Occluder | NCOA16 | Package | DE0510166 | As per HSA registered indication(s)
Cardiac | Structural heart | Cardiac closure device | Septal occluder | SMT-Vascular Innovation | Cocoon Septal Occluder | NCOA18 | Package | DE0510166 | As per HSA registered indication(s)
Cardiac | Structural heart | Cardiac closure device | Septal occluder | SMT-Vascular Innovation | Cocoon Septal Occluder | NCOA20 | Package | DE0510166 | As per HSA registered indication(s)
Cardiac | Structural heart | Cardiac closure device | Septal occluder | SMT-Vascular Innovation | Cocoon Septal Occluder | NCOA22 | Package | DE0510166 | As per HSA registered indication(s)
Cardiac | Structural heart | Cardiac closure device | Septal occluder | SMT-Vascular Innovation | Cocoon Septal Occluder | NCOA24 | Package | DE0510166 | As per HSA registered indication(s)
Cardiac | Structural heart | Cardiac closure device | Septal occluder | SMT-Vascular Innovation | Cocoon Septal Occluder | NCOA26 | Package | DE0510166 | As per HSA registered indication(s)
Cardiac | Structural heart | Cardiac closure device | Septal occluder | SMT-Vascular Innovation | Cocoon Septal Occluder | NCOA28 | Package | DE0510166 | As per HSA registered indication(s)
Cardiac | Structural heart | Cardiac closure device | Septal occluder | SMT-Vascular Innovation | Cocoon Septal Occluder | NCOA30 | Package | DE0510166 | As per HSA registered indication(s)
Cardiac | Structural heart | Cardiac closure device | Septal occluder | SMT-Vascular Innovation | Cocoon Septal Occluder | NCOA32 | Package | DE0510166 | As per HSA registered indication(s)
Cardiac | Structural heart | Cardiac closure device | Septal occluder | SMT-Vascular Innovation | Cocoon Septal Occluder | NCOA34 | Package | DE0510166 | As per HSA registered indication(s)
Cardiac | Structural heart | Cardiac closure device | Septal occluder | SMT-Vascular Innovation | Cocoon Septal Occluder | NCOA36 | Package | DE0510166 | As per HSA registered indication(s)
Cardiac | Structural heart | Cardiac closure device | Septal occluder | SMT-Vascular Innovation | Cocoon Septal Occluder | NCOA38 | Package | DE0510166 | As per HSA registered indication(s)
Cardiac | Structural heart | Cardiac closure device | Septal occluder | SMT-Vascular Innovation | Cocoon Septal Occluder | NCOA40 | Package | DE0510166 | As per HSA registered indication(s)
Cardiac | Structural heart | Cardiac closure device | Septal occluder | SMT-Vascular Innovation | Cocoon VSD Occluder | NCOV0404 | Package | DE0509069 | As per HSA registered indication(s)
Cardiac | Structural heart | Cardiac closure device | Septal occluder | SMT-Vascular Innovation | Cocoon VSD Occluder | NCOV0604 | Package | DE0509069 | As per HSA registered indication(s)
Cardiac | Structural heart | Cardiac closure device | Septal occluder | SMT-Vascular Innovation | Cocoon VSD Occluder | NCOV0804 | Package | DE0509069 | As per HSA registered indication(s)
Cardiac | Structural heart | Cardiac closure device | Septal occluder | SMT-Vascular Innovation | Cocoon VSD Occluder | NCOV1004 | Package | DE0509069 | As per HSA registered indication(s)
Cardiac | Structural heart | Cardiac closure device | Septal occluder | SMT-Vascular Innovation | Cocoon VSD Occluder | NCOV1204 | Package | DE0509069 | As per HSA registered indication(s)
Cardiac | Structural heart | Cardiac closure device | Septal occluder | SMT-Vascular Innovation | Cocoon VSD Occluder | NCOV0407 | Package | DE0509069 | As per HSA registered indication(s)
Cardiac | Structural heart | Cardiac closure device | Septal occluder | SMT-Vascular Innovation | Cocoon VSD Occluder | NCOV0607 | Package | DE0509069 | As per HSA registered indication(s)
Cardiac | Structural heart | Cardiac closure device | Septal occluder | SMT-Vascular Innovation | Cocoon VSD Occluder | NCOV0807 | Package | DE0509069 | As per HSA registered indication(s)
Cardiac | Structural heart | Cardiac closure device | Septal occluder | SMT-Vascular Innovation | Cocoon VSD Occluder | NCOV1007 | Package | DE0509069 | As per HSA registered indication(s)
Cardiac | Structural heart | Cardiac closure device | Septal occluder | SMT-Vascular Innovation | Cocoon VSD Occluder | NCOV1207 | Package | DE0509069 | As per HSA registered indication(s)
Cardiac | Structural heart | Cardiac closure device | Septal occluder | SMT-Vascular Innovation | Cocoon VSD Occluder | NCOV0410 | Package | DE0509069 | As per HSA registered indication(s)
Cardiac | Structural heart | Cardiac closure device | Septal occluder | SMT-Vascular Innovation | Cocoon VSD Occluder | NCOV0610 | Package | DE0509069 | As per HSA registered indication(s)
Cardiac | Structural heart | Cardiac closure device | Septal occluder | SMT-Vascular Innovation | Cocoon VSD Occluder | NCOV0810 | Package | DE0509069 | As per HSA registered indication(s)
Cardiac | Structural heart | Cardiac closure device | Septal occluder | SMT-Vascular Innovation | Cocoon VSD Occluder | NCOV1010 | Package | DE0509069 | As per HSA registered indication(s)
Cardiac | Structural heart | Cardiac closure device | Septal occluder | SMT-Vascular Innovation | Cocoon VSD Occluder | NCOV1210 | Package | DE0509069 | As per HSA registered indication(s)
Cardiac | Interventional cardiology | Coronary stent | Drug eluting coronary stent (DES) | Medinol | Medinol EluNIR-PERL Ridaforolimus Eluting Coronary Stent System | ELM225R08IN | Standalone | DE0510994 | As per HSA registered indication(s)
Cardiac | Interventional cardiology | Coronary stent | Drug eluting coronary stent (DES) | Medinol | Medinol EluNIR-PERL Ridaforolimus Eluting Coronary Stent System | ELM225R12IN | Standalone | DE0510994 | As per HSA registered indication(s)
Cardiac | Interventional cardiology | Coronary stent | Drug eluting coronary stent (DES) | Medinol | Medinol EluNIR-PERL Ridaforolimus Eluting Coronary Stent System | ELM225R15IN | Standalone | DE0510994 | As per HSA registered indication(s)
Cardiac | Interventional cardiology | Coronary stent | Drug eluting coronary stent (DES) | Medinol | Medinol EluNIR-PERL Ridaforolimus Eluting Coronary Stent System | ELM225R17IN | Standalone | DE0510994 | As per HSA registered indication(s)
Cardiac | Interventional cardiology | Coronary stent | Drug eluting coronary stent (DES) | Medinol | Medinol EluNIR-PERL Ridaforolimus Eluting Coronary Stent System | ELM225R20IN | Standalone | DE0510994 | As per HSA registered indication(s)
Cardiac | Interventional cardiology | Coronary stent | Drug eluting coronary stent (DES) | Medinol | Medinol EluNIR-PERL Ridaforolimus Eluting Coronary Stent System | ELM225R24IN | Standalone | DE0510994 | As per HSA registered indication(s)
Cardiac | Interventional cardiology | Coronary stent | Drug eluting coronary stent (DES) | Medinol | Medinol EluNIR-PERL Ridaforolimus Eluting Coronary Stent System | ELM225R28IN | Standalone | DE0510994 | As per HSA registered indication(s)
Cardiac | Interventional cardiology | Coronary stent | Drug eluting coronary stent (DES) | Medinol | Medinol EluNIR-PERL Ridaforolimus Eluting Coronary Stent System | ELM225R33IN | Standalone | DE0510994 | As per HSA registered indication(s)
Cardiac | Interventional cardiology | Coronary stent | Drug eluting coronary stent (DES) | Medinol | Medinol EluNIR-PERL Ridaforolimus Eluting Coronary Stent System | ELM250R08IN | Standalone | DE0510994 | As per HSA registered indication(s)
Cardiac | Interventional cardiology | Coronary stent | Drug eluting coronary stent (DES) | Medinol | Medinol EluNIR-PERL Ridaforolimus Eluting Coronary Stent System | ELM250R12IN | Standalone | DE0510994 | As per HSA registered indication(s)
Cardiac | Interventional cardiology | Coronary stent | Drug eluting coronary stent (DES) | Medinol | Medinol EluNIR-PERL Ridaforolimus Eluting Coronary Stent System | ELM250R15IN | Standalone | DE0510994 | As per HSA registered indication(s)
Cardiac | Interventional cardiology | Coronary stent | Drug eluting coronary stent (DES) | Medinol | Medinol EluNIR-PERL Ridaforolimus Eluting Coronary Stent System | ELM250R17IN | Standalone | DE0510994 | As per HSA registered indication(s)
Cardiac | Interventional cardiology | Coronary stent | Drug eluting coronary stent (DES) | Medinol | Medinol EluNIR-PERL Ridaforolimus Eluting Coronary Stent System | ELM250R20IN | Standalone | DE0510994 | As per HSA registered indication(s)
Cardiac | Interventional cardiology | Coronary stent | Drug eluting coronary stent (DES) | Medinol | Medinol EluNIR-PERL Ridaforolimus Eluting Coronary Stent System | ELM250R24IN | Standalone | DE0510994 | As per HSA registered indication(s)
Cardiac | Interventional cardiology | Coronary stent | Drug eluting coronary stent (DES) | Medinol | Medinol EluNIR-PERL Ridaforolimus Eluting Coronary Stent System | ELM250R28IN | Standalone | DE0510994 | As per HSA registered indication(s)
Cardiac | Interventional cardiology | Coronary stent | Drug eluting coronary stent (DES) | Medinol | Medinol EluNIR-PERL Ridaforolimus Eluting Coronary Stent System | ELM250R33IN | Standalone | DE0510994 | As per HSA registered indication(s)
Cardiac | Interventional cardiology | Coronary stent | Drug eluting coronary stent (DES) | Medinol | Medinol EluNIR-PERL Ridaforolimus Eluting Coronary Stent System | ELM275R08IN | Standalone | DE0510994 | As per HSA registered indication(s)
Cardiac | Interventional cardiology | Coronary stent | Drug eluting coronary stent (DES) | Medinol | Medinol EluNIR-PERL Ridaforolimus Eluting Coronary Stent System | ELM275R12IN | Standalone | DE0510994 | As per HSA registered indication(s)
Cardiac | Interventional cardiology | Coronary stent | Drug eluting coronary stent (DES) | Medinol | Medinol EluNIR-PERL Ridaforolimus Eluting Coronary Stent System | ELM275R15IN | Standalone | DE0510994 | As per HSA registered indication(s)
Cardiac | Interventional cardiology | Coronary stent | Drug eluting coronary stent (DES) | Medinol | Medinol EluNIR-PERL Ridaforolimus Eluting Coronary Stent System | ELM275R17IN | Standalone | DE0510994 | As per HSA registered indication(s)
Cardiac | Interventional cardiology | Coronary stent | Drug eluting coronary stent (DES) | Medinol | Medinol EluNIR-PERL Ridaforolimus Eluting Coronary Stent System | ELM275R20IN | Standalone | DE0510994 | As per HSA registered indication(s)
Cardiac | Interventional cardiology | Coronary stent | Drug eluting coronary stent (DES) | Medinol | Medinol EluNIR-PERL Ridaforolimus Eluting Coronary Stent System | ELM275R24IN | Standalone | DE0510994 | As per HSA registered indication(s)
Cardiac | Interventional cardiology | Coronary stent | Drug eluting coronary stent (DES) | Medinol | Medinol EluNIR-PERL Ridaforolimus Eluting Coronary Stent System | ELM275R28IN | Standalone | DE0510994 | As per HSA registered indication(s)
Cardiac | Interventional cardiology | Coronary stent | Drug eluting coronary stent (DES) | Medinol | Medinol EluNIR-PERL Ridaforolimus Eluting Coronary Stent System | ELM275R33IN | Standalone | DE0510994 | As per HSA registered indication(s)
Cardiac | Interventional cardiology | Coronary stent | Drug eluting coronary stent (DES) | Medinol | Medinol EluNIR-PERL Ridaforolimus Eluting Coronary Stent System | ELM275R38IN | Standalone | DE0510994 | As per HSA registered indication(s)
Cardiac | Interventional cardiology | Coronary stent | Drug eluting coronary stent (DES) | Medinol | Medinol EluNIR-PERL Ridaforolimus Eluting Coronary Stent System | ELM275R44IN | Standalone | DE0510994 | As per HSA registered indication(s)
Cardiac | Interventional cardiology | Coronary stent | Drug eluting coronary stent (DES) | Medinol | Medinol EluNIR-PERL Ridaforolimus Eluting Coronary Stent System | ELM300R08IN | Standalone | DE0510994 | As per HSA registered indication(s)
Cardiac | Interventional cardiology | Coronary stent | Drug eluting coronary stent (DES) | Medinol | Medinol EluNIR-PERL Ridaforolimus Eluting Coronary Stent System | ELM300R12IN | Standalone | DE0510994 | As per HSA registered indication(s)
Cardiac | Interventional cardiology | Coronary stent | Drug eluting coronary stent (DES) | Medinol | Medinol EluNIR-PERL Ridaforolimus Eluting Coronary Stent System | ELM300R15IN | Standalone | DE0510994 | As per HSA registered indication(s)
Cardiac | Interventional cardiology | Coronary stent | Drug eluting coronary stent (DES) | Medinol | Medinol EluNIR-PERL Ridaforolimus Eluting Coronary Stent System | ELM300R17IN | Standalone | DE0510994 | As per HSA registered indication(s)
Cardiac | Interventional cardiology | Coronary stent | Drug eluting coronary stent (DES) | Medinol | Medinol EluNIR-PERL Ridaforolimus Eluting Coronary Stent System | ELM300R20IN | Standalone | DE0510994 | As per HSA registered indication(s)
Cardiac | Interventional cardiology | Coronary stent | Drug eluting coronary stent (DES) | Medinol | Medinol EluNIR-PERL Ridaforolimus Eluting Coronary Stent System | ELM300R24IN | Standalone | DE0510994 | As per HSA registered indication(s)
Cardiac | Interventional cardiology | Coronary stent | Drug eluting coronary stent (DES) | Medinol | Medinol EluNIR-PERL Ridaforolimus Eluting Coronary Stent System | ELM300R28IN | Standalone | DE0510994 | As per HSA registered indication(s)
Cardiac | Interventional cardiology | Coronary stent | Drug eluting coronary stent (DES) | Medinol | Medinol EluNIR-PERL Ridaforolimus Eluting Coronary Stent System | ELM300R33IN | Standalone | DE0510994 | As per HSA registered indication(s)
Cardiac | Interventional cardiology | Coronary stent | Drug eluting coronary stent (DES) | Medinol | Medinol EluNIR-PERL Ridaforolimus Eluting Coronary Stent System | ELM300R38IN | Standalone | DE0510994 | As per HSA registered indication(s)
Cardiac | Interventional cardiology | Coronary stent | Drug eluting coronary stent (DES) | Medinol | Medinol EluNIR-PERL Ridaforolimus Eluting Coronary Stent System | ELM300R44IN | Standalone | DE0510994 | As per HSA registered indication(s)
Cardiac | Interventional cardiology | Coronary stent | Drug eluting coronary stent (DES) | Medinol | Medinol EluNIR-PERL Ridaforolimus Eluting Coronary Stent System | ELM350R08IN | Standalone | DE0510994 | As per HSA registered indication(s)
Cardiac | Interventional cardiology | Coronary stent | Drug eluting coronary stent (DES) | Medinol | Medinol EluNIR-PERL Ridaforolimus Eluting Coronary Stent System | ELM350R12IN | Standalone | DE0510994 | As per HSA registered indication(s)
Cardiac | Interventional cardiology | Coronary stent | Drug eluting coronary stent (DES) | Medinol | Medinol EluNIR-PERL Ridaforolimus Eluting Coronary Stent System | ELM350R15IN | Standalone | DE0510994 | As per HSA registered indication(s)
Cardiac | Interventional cardiology | Coronary stent | Drug eluting coronary stent (DES) | Medinol | Medinol EluNIR-PERL Ridaforolimus Eluting Coronary Stent System | ELM350R17IN | Standalone | DE0510994 | As per HSA registered indication(s)
Cardiac | Interventional cardiology | Coronary stent | Drug eluting coronary stent (DES) | Medinol | Medinol EluNIR-PERL Ridaforolimus Eluting Coronary Stent System | ELM350R20IN | Standalone | DE0510994 | As per HSA registered indication(s)
Cardiac | Interventional cardiology | Coronary stent | Drug eluting coronary stent (DES) | Medinol | Medinol EluNIR-PERL Ridaforolimus Eluting Coronary Stent System | ELM350R24IN | Standalone | DE0510994 | As per HSA registered indication(s)
Cardiac | Interventional cardiology | Coronary stent | Drug eluting coronary stent (DES) | Medinol | Medinol EluNIR-PERL Ridaforolimus Eluting Coronary Stent System | ELM350R28IN | Standalone | DE0510994 | As per HSA registered indication(s)
Cardiac | Interventional cardiology | Coronary stent | Drug eluting coronary stent (DES) | Medinol | Medinol EluNIR-PERL Ridaforolimus Eluting Coronary Stent System | ELM350R33IN | Standalone | DE0510994 | As per HSA registered indication(s)
Cardiac | Interventional cardiology | Coronary stent | Drug eluting coronary stent (DES) | Medinol | Medinol EluNIR-PERL Ridaforolimus Eluting Coronary Stent System | ELM350R38IN | Standalone | DE0510994 | As per HSA registered indication(s)
Cardiac | Interventional cardiology | Coronary stent | Drug eluting coronary stent (DES) | Medinol | Medinol EluNIR-PERL Ridaforolimus Eluting Coronary Stent System | ELM350R44IN | Standalone | DE0510994 | As per HSA registered indication(s)
Cardiac | Interventional cardiology | Coronary stent | Drug eluting coronary stent (DES) | Medinol | Medinol EluNIR-PERL Ridaforolimus Eluting Coronary Stent System | ELM400R08IN | Standalone | DE0510994 | As per HSA registered indication(s)
Cardiac | Interventional cardiology | Coronary stent | Drug eluting coronary stent (DES) | Medinol | Medinol EluNIR-PERL Ridaforolimus Eluting Coronary Stent System | ELM400R12IN | Standalone | DE0510994 | As per HSA registered indication(s)
Cardiac | Interventional cardiology | Coronary stent | Drug eluting coronary stent (DES) | Medinol | Medinol EluNIR-PERL Ridaforolimus Eluting Coronary Stent System | ELM400R15IN | Standalone | DE0510994 | As per HSA registered indication(s)
Cardiac | Interventional cardiology | Coronary stent | Drug eluting coronary stent (DES) | Medinol | Medinol EluNIR-PERL Ridaforolimus Eluting Coronary Stent System | ELM400R17IN | Standalone | DE0510994 | As per HSA registered indication(s)
Cardiac | Interventional cardiology | Coronary stent | Drug eluting coronary stent (DES) | Medinol | Medinol EluNIR-PERL Ridaforolimus Eluting Coronary Stent System | ELM400R20IN | Standalone | DE0510994 | As per HSA registered indication(s)
Cardiac | Interventional cardiology | Coronary stent | Drug eluting coronary stent (DES) | Medinol | Medinol EluNIR-PERL Ridaforolimus Eluting Coronary Stent System | ELM400R24IN | Standalone | DE0510994 | As per HSA registered indication(s)
Cardiac | Interventional cardiology | Coronary stent | Drug eluting coronary stent (DES) | Medinol | Medinol EluNIR-PERL Ridaforolimus Eluting Coronary Stent System | ELM400R28IN | Standalone | DE0510994 | As per HSA registered indication(s)
Cardiac | Interventional cardiology | Coronary stent | Drug eluting coronary stent (DES) | Medinol | Medinol EluNIR-PERL Ridaforolimus Eluting Coronary Stent System | ELM400R33IN | Standalone | DE0510994 | As per HSA registered indication(s)
Cardiac | Interventional cardiology | Coronary stent | Drug eluting coronary stent (DES) | Medinol | Medinol EluNIR-PERL Ridaforolimus Eluting Coronary Stent System | ELM400R38IN | Standalone | DE0510994 | As per HSA registered indication(s)
Cardiac | Interventional cardiology | Coronary stent | Drug eluting coronary stent (DES) | Medinol | Medinol EluNIR-PERL Ridaforolimus Eluting Coronary Stent System | ELM400R44IN | Standalone | DE0510994 | As per HSA registered indication(s)
Orthopaedics | Spine - Occipito-cervical (OC) surgery | Cervical artificial disc replacement (C-ADR) package | C-ADR package | Centinel Spine | Prodisc C SK, Medium, 5mm | PDSM5 | Standalone | DE0510691 | - Skeletally mature patients with symptomatic single level or two contiguous level of cervical and arm or neck pain and/or neurologic deficit confirmed by radiographic imaging, who failed to respond to conservative medical management, who require reconstruction of the cervical spinal disc, and who have at least one of the following conditions: - herniated nucleus pulposus; - spondylosis (defined by the presence of osteophytes); - visible loss of disc height compared to adjacent levels; or - symptomatic spinal stenosis with radiculopathy.
Orthopaedics | Spine - Occipito-cervical (OC) surgery | Cervical artificial disc replacement (C-ADR) package | C-ADR package | Centinel Spine | Prodisc C SK, Medium, 6mm | PDSM6 | Standalone | DE0510691 | - Skeletally mature patients with symptomatic single level or two contiguous level of cervical and arm or neck pain and/or neurologic deficit confirmed by radiographic imaging, who failed to respond to conservative medical management, who require reconstruction of the cervical spinal disc, and who have at least one of the following conditions: - herniated nucleus pulposus; - spondylosis (defined by the presence of osteophytes); - visible loss of disc height compared to adjacent levels; or - symptomatic spinal stenosis with radiculopathy.
Orthopaedics | Spine - Occipito-cervical (OC) surgery | Cervical artificial disc replacement (C-ADR) package | C-ADR package | Centinel Spine | Prodisc C SK, Medium Deep, 5mm | PDSMD5 | Standalone | DE0510691 | - Skeletally mature patients with symptomatic single level or two contiguous level of cervical and arm or neck pain and/or neurologic deficit confirmed by radiographic imaging, who failed to respond to conservative medical management, who require reconstruction of the cervical spinal disc, and who have at least one of the following conditions: - herniated nucleus pulposus; - spondylosis (defined by the presence of osteophytes); - visible loss of disc height compared to adjacent levels; or - symptomatic spinal stenosis with radiculopathy.
Orthopaedics | Spine - Occipito-cervical (OC) surgery | Cervical artificial disc replacement (C-ADR) package | C-ADR package | Centinel Spine | Prodisc C SK, Medium Deep, 6mm | PDSMD6 | Standalone | DE0510691 | - Skeletally mature patients with symptomatic single level or two contiguous level of cervical and arm or neck pain and/or neurologic deficit confirmed by radiographic imaging, who failed to respond to conservative medical management, who require reconstruction of the cervical spinal disc, and who have at least one of the following conditions: - herniated nucleus pulposus; - spondylosis (defined by the presence of osteophytes); - visible loss of disc height compared to adjacent levels; or - symptomatic spinal stenosis with radiculopathy.
Orthopaedics | Spine - Occipito-cervical (OC) surgery | Cervical artificial disc replacement (C-ADR) package | C-ADR package | Centinel Spine | Prodisc C SK, Large, 5mm | PDSL5 | Standalone | DE0510691 | - Skeletally mature patients with symptomatic single level or two contiguous level of cervical and arm or neck pain and/or neurologic deficit confirmed by radiographic imaging, who failed to respond to conservative medical management, who require reconstruction of the cervical spinal disc, and who have at least one of the following conditions: - herniated nucleus pulposus; - spondylosis (defined by the presence of osteophytes); - visible loss of disc height compared to adjacent levels; or - symptomatic spinal stenosis with radiculopathy.
Orthopaedics | Spine - Occipito-cervical (OC) surgery | Cervical artificial disc replacement (C-ADR) package | C-ADR package | Centinel Spine | Prodisc C SK, Large, 6mm | PDSL6 | Standalone | DE0510691 | - Skeletally mature patients with symptomatic single level or two contiguous level of cervical and arm or neck pain and/or neurologic deficit confirmed by radiographic imaging, who failed to respond to conservative medical management, who require reconstruction of the cervical spinal disc, and who have at least one of the following conditions: - herniated nucleus pulposus; - spondylosis (defined by the presence of osteophytes); - visible loss of disc height compared to adjacent levels; or - symptomatic spinal stenosis with radiculopathy.
Orthopaedics | Spine - Occipito-cervical (OC) surgery | Cervical artificial disc replacement (C-ADR) package | C-ADR package | Centinel Spine | Prodisc C SK, Large Deep, 5mm | PDSLD5 | Standalone | DE0510691 | - Skeletally mature patients with symptomatic single level or two contiguous level of cervical and arm or neck pain and/or neurologic deficit confirmed by radiographic imaging, who failed to respond to conservative medical management, who require reconstruction of the cervical spinal disc, and who have at least one of the following conditions: - herniated nucleus pulposus; - spondylosis (defined by the presence of osteophytes); - visible loss of disc height compared to adjacent levels; or - symptomatic spinal stenosis with radiculopathy.
Orthopaedics | Spine - Occipito-cervical (OC) surgery | Cervical artificial disc replacement (C-ADR) package | C-ADR package | Centinel Spine | Prodisc C SK, Large Deep, 6mm | PDSLD6 | Standalone | DE0510691 | - Skeletally mature patients with symptomatic single level or two contiguous level of cervical and arm or neck pain and/or neurologic deficit confirmed by radiographic imaging, who failed to respond to conservative medical management, who require reconstruction of the cervical spinal disc, and who have at least one of the following conditions: - herniated nucleus pulposus; - spondylosis (defined by the presence of osteophytes); - visible loss of disc height compared to adjacent levels; or - symptomatic spinal stenosis with radiculopathy.
Orthopaedics | Spine - Occipito-cervical (OC) surgery | Cervical artificial disc replacement (C-ADR) package | C-ADR package | Centinel Spine | Prodisc C SK, Extra Large, 5mm | PDSXL5 | Standalone | DE0510691 | - Skeletally mature patients with symptomatic single level or two contiguous level of cervical and arm or neck pain and/or neurologic deficit confirmed by radiographic imaging, who failed to respond to conservative medical management, who require reconstruction of the cervical spinal disc, and who have at least one of the following conditions: - herniated nucleus pulposus; - spondylosis (defined by the presence of osteophytes); - visible loss of disc height compared to adjacent levels; or - symptomatic spinal stenosis with radiculopathy.
Orthopaedics | Spine - Occipito-cervical (OC) surgery | Cervical artificial disc replacement (C-ADR) package | C-ADR package | Centinel Spine | Prodisc C SK, Extra Large, 6mm | PDSXL6 | Standalone | DE0510691 | - Skeletally mature patients with symptomatic single level or two contiguous level of cervical and arm or neck pain and/or neurologic deficit confirmed by radiographic imaging, who failed to respond to conservative medical management, who require reconstruction of the cervical spinal disc, and who have at least one of the following conditions: - herniated nucleus pulposus; - spondylosis (defined by the presence of osteophytes); - visible loss of disc height compared to adjacent levels; or - symptomatic spinal stenosis with radiculopathy.
Orthopaedics | Spine - Occipito-cervical (OC) surgery | Cervical artificial disc replacement (C-ADR) package | C-ADR package | Centinel Spine | Prodisc C SK, Extra Large Deep, 5mm | PDSXLD5 | Standalone | DE0510691 | - Skeletally mature patients with symptomatic single level or two contiguous level of cervical and arm or neck pain and/or neurologic deficit confirmed by radiographic imaging, who failed to respond to conservative medical management, who require reconstruction of the cervical spinal disc, and who have at least one of the following conditions: - herniated nucleus pulposus; - spondylosis (defined by the presence of osteophytes); - visible loss of disc height compared to adjacent levels; or - symptomatic spinal stenosis with radiculopathy.
Orthopaedics | Spine - Occipito-cervical (OC) surgery | Cervical artificial disc replacement (C-ADR) package | C-ADR package | Centinel Spine | Prodisc C SK, Extra Large Deep, 6mm | PDSXLD6 | Standalone | DE0510691 | - Skeletally mature patients with symptomatic single level or two contiguous level of cervical and arm or neck pain and/or neurologic deficit confirmed by radiographic imaging, who failed to respond to conservative medical management, who require reconstruction of the cervical spinal disc, and who have at least one of the following conditions: - herniated nucleus pulposus; - spondylosis (defined by the presence of osteophytes); - visible loss of disc height compared to adjacent levels; or - symptomatic spinal stenosis with radiculopathy.
Orthopaedics | Spine - Occipito-cervical (OC) surgery | Cervical artificial disc replacement (C-ADR) package | C-ADR package | Centinel Spine | Prodisc C SK, Medium, 7mm | PDSM7 | Standalone | DE0510691 | - Skeletally mature patients with symptomatic single level or two contiguous level of cervical and arm or neck pain and/or neurologic deficit confirmed by radiographic imaging, who failed to respond to conservative medical management, who require reconstruction of the cervical spinal disc, and who have at least one of the following conditions: - herniated nucleus pulposus; - spondylosis (defined by the presence of osteophytes); - visible loss of disc height compared to adjacent levels; or - symptomatic spinal stenosis with radiculopathy.
Orthopaedics | Spine - Occipito-cervical (OC) surgery | Cervical artificial disc replacement (C-ADR) package | C-ADR package | Centinel Spine | Prodisc C SK, Medium Deep, 7mm | PDSMD7 | Standalone | DE0510691 | - Skeletally mature patients with symptomatic single level or two contiguous level of cervical and arm or neck pain and/or neurologic deficit confirmed by radiographic imaging, who failed to respond to conservative medical management, who require reconstruction of the cervical spinal disc, and who have at least one of the following conditions: - herniated nucleus pulposus; - spondylosis (defined by the presence of osteophytes); - visible loss of disc height compared to adjacent levels; or - symptomatic spinal stenosis with radiculopathy.
Orthopaedics | Spine - Occipito-cervical (OC) surgery | Cervical artificial disc replacement (C-ADR) package | C-ADR package | Centinel Spine | Prodisc C SK, Large, 7mm | PDSL7 | Standalone | DE0510691 | - Skeletally mature patients with symptomatic single level or two contiguous level of cervical and arm or neck pain and/or neurologic deficit confirmed by radiographic imaging, who failed to respond to conservative medical management, who require reconstruction of the cervical spinal disc, and who have at least one of the following conditions: - herniated nucleus pulposus; - spondylosis (defined by the presence of osteophytes); - visible loss of disc height compared to adjacent levels; or - symptomatic spinal stenosis with radiculopathy.
Orthopaedics | Spine - Occipito-cervical (OC) surgery | Cervical artificial disc replacement (C-ADR) package | C-ADR package | Centinel Spine | Prodisc C SK, Large Deep, 7mm | PDSLD7 | Standalone | DE0510691 | - Skeletally mature patients with symptomatic single level or two contiguous level of cervical and arm or neck pain and/or neurologic deficit confirmed by radiographic imaging, who failed to respond to conservative medical management, who require reconstruction of the cervical spinal disc, and who have at least one of the following conditions: - herniated nucleus pulposus; - spondylosis (defined by the presence of osteophytes); - visible loss of disc height compared to adjacent levels; or - symptomatic spinal stenosis with radiculopathy.
Orthopaedics | Spine - Occipito-cervical (OC) surgery | Cervical artificial disc replacement (C-ADR) package | C-ADR package | Centinel Spine | Prodisc C SK, Extra Large, 7mm | PDSXL7 | Standalone | DE0510691 | - Skeletally mature patients with symptomatic single level or two contiguous level of cervical and arm or neck pain and/or neurologic deficit confirmed by radiographic imaging, who failed to respond to conservative medical management, who require reconstruction of the cervical spinal disc, and who have at least one of the following conditions: - herniated nucleus pulposus; - spondylosis (defined by the presence of osteophytes); - visible loss of disc height compared to adjacent levels; or - symptomatic spinal stenosis with radiculopathy.
Orthopaedics | Spine - Occipito-cervical (OC) surgery | Cervical artificial disc replacement (C-ADR) package | C-ADR package | Centinel Spine | Prodisc C SK, Extra Large Deep, 7mm | PDSXLD7 | Standalone | DE0510691 | - Skeletally mature patients with symptomatic single level or two contiguous level of cervical and arm or neck pain and/or neurologic deficit confirmed by radiographic imaging, who failed to respond to conservative medical management, who require reconstruction of the cervical spinal disc, and who have at least one of the following conditions: - herniated nucleus pulposus; - spondylosis (defined by the presence of osteophytes); - visible loss of disc height compared to adjacent levels; or - symptomatic spinal stenosis with radiculopathy.
Cardiac | Interventional cardiology | Coronary stent | Drug eluting coronary stent (DES) | Elixir Medical Corporation | DESyne X2 Novolimus Eluting Coronary Stent System | SZR2243 | Standalone | DE0018492 | As per HSA registered indication(s)
Cardiac | Interventional cardiology | Coronary stent | Drug eluting coronary stent (DES) | Elixir Medical Corporation | DESyne X2 Novolimus Eluting Coronary Stent System | SZR2246 | Standalone | DE0018492 | As per HSA registered indication(s)
Cardiac | Interventional cardiology | Coronary stent | Drug eluting coronary stent (DES) | Elixir Medical Corporation | DESyne X2 Novolimus Eluting Coronary Stent System | SZR2248 | Standalone | DE0018492 | As per HSA registered indication(s)
Cardiac | Interventional cardiology | Coronary stent | Drug eluting coronary stent (DES) | Elixir Medical Corporation | DESyne X2 Novolimus Eluting Coronary Stent System | SZR2543 | Standalone | DE0018492 | As per HSA registered indication(s)
Cardiac | Interventional cardiology | Coronary stent | Drug eluting coronary stent (DES) | Elixir Medical Corporation | DESyne X2 Novolimus Eluting Coronary Stent System | SZR2546 | Standalone | DE0018492 | As per HSA registered indication(s)
Cardiac | Interventional cardiology | Coronary stent | Drug eluting coronary stent (DES) | Elixir Medical Corporation | DESyne X2 Novolimus Eluting Coronary Stent System | SZR2548 | Standalone | DE0018492 | As per HSA registered indication(s)
Cardiac | Interventional cardiology | Coronary stent | Drug eluting coronary stent (DES) | Elixir Medical Corporation | DESyne X2 Novolimus Eluting Coronary Stent System | SZR2743 | Standalone | DE0018492 | As per HSA registered indication(s)
Cardiac | Interventional cardiology | Coronary stent | Drug eluting coronary stent (DES) | Elixir Medical Corporation | DESyne X2 Novolimus Eluting Coronary Stent System | SZR2746 | Standalone | DE0018492 | As per HSA registered indication(s)
Cardiac | Interventional cardiology | Coronary stent | Drug eluting coronary stent (DES) | Elixir Medical Corporation | DESyne X2 Novolimus Eluting Coronary Stent System | SZR2748 | Standalone | DE0018492 | As per HSA registered indication(s)
Cardiac | Interventional cardiology | Coronary stent | Drug eluting coronary stent (DES) | Elixir Medical Corporation | DESyne X2 Novolimus Eluting Coronary Stent System | SZR3043 | Standalone | DE0018492 | As per HSA registered indication(s)
Cardiac | Interventional cardiology | Coronary stent | Drug eluting coronary stent (DES) | Elixir Medical Corporation | DESyne X2 Novolimus Eluting Coronary Stent System | SZR3046 | Standalone | DE0018492 | As per HSA registered indication(s)
Cardiac | Interventional cardiology | Coronary stent | Drug eluting coronary stent (DES) | Elixir Medical Corporation | DESyne X2 Novolimus Eluting Coronary Stent System | SZR3048 | Standalone | DE0018492 | As per HSA registered indication(s)
Cardiac | Interventional cardiology | Coronary stent | Drug eluting coronary stent (DES) | Elixir Medical Corporation | DESyne X2 Novolimus Eluting Coronary Stent System | SZR3543 | Standalone | DE0018492 | As per HSA registered indication(s)
Cardiac | Interventional cardiology | Coronary stent | Drug eluting coronary stent (DES) | Elixir Medical Corporation | DESyne X2 Novolimus Eluting Coronary Stent System | SZR3546 | Standalone | DE0018492 | As per HSA registered indication(s)
Cardiac | Interventional cardiology | Coronary stent | Drug eluting coronary stent (DES) | Elixir Medical Corporation | DESyne X2 Novolimus Eluting Coronary Stent System | SZR3548 | Standalone | DE0018492 | As per HSA registered indication(s)
Cardiac | Interventional cardiology | Coronary stent | Drug eluting coronary stent (DES) | Elixir Medical Corporation | DESyne X2 Novolimus Eluting Coronary Stent System | SZR4043 | Standalone | DE0018492 | As per HSA registered indication(s)
Cardiac | Interventional cardiology | Coronary stent | Drug eluting coronary stent (DES) | Elixir Medical Corporation | DESyne X2 Novolimus Eluting Coronary Stent System | SZR4046 | Standalone | DE0018492 | As per HSA registered indication(s)
Cardiac | Interventional cardiology | Coronary stent | Drug eluting coronary stent (DES) | Elixir Medical Corporation | DESyne X2 Novolimus Eluting Coronary Stent System | SZR4048 | Standalone | DE0018492 | As per HSA registered indication(s)
Vascular | Vascular patency | Vascular graft and patch | Reconstructive vascular graft | Atrium | Atrium VXT Tapered SW Vascular Graft (4-7mm x 45cm) | AT22115 | Standalone | DE0004666 | As per HSA registered indication(s)
Vascular | Vascular patency | Vascular graft and patch | Reconstructive vascular graft | Atrium | Atrium Flixene Graduated Wall (6mm x 40cm) | AT25061 | Standalone | DE0004666 | As per HSA registered indication(s)
Vascular | Vascular patency | Vascular graft and patch | Reconstructive vascular graft | Atrium | Atrium Flixene Graduated Wall (6mm x 30cm) | AT25125 | Standalone | DE0004666 | As per HSA registered indication(s)
Vascular | Vascular patency | Vascular graft and patch | Reconstructive vascular graft | Atrium | Atrium Flixene Graduated Wall Taper Graft (4-7mm x 35cm) | AT25129 | Standalone | DE0004666 | As per HSA registered indication(s)
Vascular | Vascular patency | Vascular graft and patch | Reconstructive vascular graft | Atrium | Atrium Flixene Graduated Wall Taper Graft (4-7mm x 45cm) | AT25138 | Standalone | DE0004666 | As per HSA registered indication(s)
Vascular | Vascular patency | Vascular graft and patch | Reconstructive vascular graft | Atrium | Atrium Flixene Graduated Wall (6mm x 50cm) | AT25058 | Standalone | DE0004666 | As per HSA registered indication(s)
Vascular | Vascular patency | Vascular graft and patch | Reconstructive vascular graft | Atrium | Atrium Flixene Graduated Wall (7mm x 40cm) | AT25062 | Standalone | DE0004666 | As per HSA registered indication(s)
Vascular | Vascular patency | Vascular graft and patch | Reconstructive vascular graft | Atrium | Atrium Flixene Straight Wall (7mm x 50cm) | AT25056 | Standalone | DE0004666 | As per HSA registered indication(s)
Vascular | Vascular patency | Vascular graft and patch | Reconstructive vascular graft | Atrium | Atrium Flixene Straight Wall (7mm x 10cm) | AT25054 | Standalone | DE0004666 | As per HSA registered indication(s)
Vascular | Vascular patency | Vascular graft and patch | Reconstructive vascular graft | Atrium | Atrium Flixene Graduated Wall Taper - Graduated Wall Graft (4-7mm x 45cm) | AT25135 | Standalone | DE0004666 | As per HSA registered indication(s)
Vascular | Vascular patency | Vascular graft and patch | Reconstructive vascular graft | Atrium | Atrium Flixene Graduated Wall (7mm x 50cm) | AT25059 | Standalone | DE0004666 | As per HSA registered indication(s)
Vascular | Vascular patency | Vascular graft and patch | Reconstructive vascular graft | Atrium | Atrium Flixene Graduated Wall Taper Graft (4-6mm x 45cm) | AT25134 | Standalone | DE0004666 | As per HSA registered indication(s)
Vascular | Vascular patency | Vascular graft and patch | Reconstructive vascular graft | Atrium | Atrium Flixene Straight Wall (6mm x 30cm) | AT25142 | Standalone | DE0004666 | As per HSA registered indication(s)
Vascular | Vascular patency | Vascular graft and patch | Reconstructive vascular graft | Atrium | Atrium Flixene Straight Wall (8mm x 50cm) | AT25057 | Standalone | DE0004666 | As per HSA registered indication(s)
Vascular | Vascular patency | Vascular graft and patch | Reconstructive vascular graft | Atrium | Atrium Flixene Graduated Wall (7mm x 30cm) | AT25126 | Standalone | DE0004666 | As per HSA registered indication(s)
Vascular | Vascular patency | Vascular graft and patch | Reconstructive vascular graft | Atrium | Atrium Flixene Graduated Wall (7mm x 80cm) | AT25120 | Standalone | DE0004666 | As per HSA registered indication(s)
Vascular | Vascular patency | Vascular graft and patch | Reconstructive vascular graft | Atrium | Atrium Flixene Straight Wall (6mm x 50cm) | AT25052 | Standalone | DE0004666 | As per HSA registered indication(s)
Vascular | Vascular patency | Vascular graft and patch | Reconstructive vascular graft | Atrium | Atrium Flixene Graduated Wall Taper - Graduated Wall Graft (4-6mm x 45cm) | AT25137 | Standalone | DE0004666 | As per HSA registered indication(s)
Vascular | Vascular patency | Vascular graft and patch | Reconstructive vascular graft | Atrium | Atrium Flixene Graduated Wall Taper - Graduated Wall Graft (4-7mm x 30cm) | AT25141 | Standalone | DE0004666 | As per HSA registered indication(s)
Vascular | Vascular patency | Vascular graft and patch | Reconstructive vascular graft | Atrium | Atrium Flixene Graduated Wall Taper - Graduated Wall Graft (4-6mm x 35cm) | AT25128 | Standalone | DE0004666 | As per HSA registered indication(s)
Vascular | Vascular patency | Vascular graft and patch | Reconstructive vascular graft | Atrium | Atrium VXT Externally Supported TW Vascular Graft (8mm x 70cm) | AT22222 | Standalone | DE0004666 | As per HSA registered indication(s)
Vascular | Vascular patency | Vascular graft and patch | Reconstructive vascular graft | Atrium | Atrium VXT Straight SW Vascular Graft (8mm x 40cm) | AT22014 | Standalone | DE0004666 | As per HSA registered indication(s)
Vascular | Vascular patency | Vascular graft and patch | Reconstructive vascular graft | Atrium | Atrium VXT Externally Supported SW Vascular Graft (5mm x 10cm) | AT21279 | Standalone | DE0004666 | As per HSA registered indication(s)
Vascular | Vascular patency | Vascular graft and patch | Reconstructive vascular graft | Atrium | Atrium VXT Straight SW Vascular Graft (6mm x 10cm) | AT21000 | Standalone | DE0004666 | As per HSA registered indication(s)
Vascular | Vascular patency | Vascular graft and patch | Reconstructive vascular graft | Atrium | Atrium VXT Straight SW Vascular Graft (7mm x 10cm) | AT21001 | Standalone | DE0004666 | As per HSA registered indication(s)
Vascular | Vascular patency | Vascular graft and patch | Reconstructive vascular graft | Atrium | Atrium VXT Straight SW Vascular Graft (4mm x 70cm) | AT21024 | Standalone | DE0004666 | As per HSA registered indication(s)
Vascular | Vascular patency | Vascular graft and patch | Reconstructive vascular graft | Atrium | Atrium VXT Externally Supported SW Vascular Graft (5mm x 50cm) | AT22061 | Standalone | DE0004666 | As per HSA registered indication(s)
Vascular | Vascular patency | Vascular graft and patch | Reconstructive vascular graft | Atrium | Atrium VXT Externally Supported SW Vascular Graft (6mm x 40cm) | AT22059 | Standalone | DE0004666 | As per HSA registered indication(s)
Vascular | Vascular patency | Vascular graft and patch | Reconstructive vascular graft | Atrium | Atrium VXT Straight TW Vascular Graft (7mm x 7cm) | AT22186 | Standalone | DE0004666 | As per HSA registered indication(s)
Vascular | Vascular patency | Vascular graft and patch | Reconstructive vascular graft | Atrium | Atrium VXT Straight SW Vascular Graft (8mm x 70cm) | AT22028 | Standalone | DE0004666 | As per HSA registered indication(s)
Vascular | Vascular patency | Vascular graft and patch | Reconstructive vascular graft | Atrium | Atrium VXT Externally Supported SW Vascular Graft (7mm x 50cm) | AT22063 | Standalone | DE0004666 | As per HSA registered indication(s)
Vascular | Vascular patency | Vascular graft and patch | Reconstructive vascular graft | Atrium | Atrium VXT Straight SW Vascular Graft (6mm x 70cm) | AT22026 | Standalone | DE0004666 | As per HSA registered indication(s)
Vascular | Vascular patency | Vascular graft and patch | Reconstructive vascular graft | Atrium | Atrium VXT Straight SW Vascular Graft (10mm x 50cm) | AT21020 | Standalone | DE0004666 | As per HSA registered indication(s)
Vascular | Vascular patency | Vascular graft and patch | Reconstructive vascular graft | Atrium | Atrium VXT Externally Supported SW Vascular Graft (5mmx 80cm) | AT21074 | Standalone | DE0004666 | As per HSA registered indication(s)
Vascular | Vascular patency | Vascular graft and patch | Reconstructive vascular graft | Atrium | Atrium VXT Tapered SW Vascular Graft (5-8mm x 45cm) | AT22116 | Standalone | DE0004666 | As per HSA registered indication(s)
Vascular | Vascular patency | Vascular graft and patch | Reconstructive vascular graft | Atrium | Atrium VXT Straight SW Vascular Graft (4mm x 10cm) | AT21276 | Standalone | DE0004666 | As per HSA registered indication(s)
Vascular | Vascular patency | Vascular graft and patch | Reconstructive vascular graft | Atrium | Atrium VXT Externally Supported SW Vascular Graft (7mm x 80cm) | AT22076 | Standalone | DE0004666 | As per HSA registered indication(s)
Vascular | Vascular patency | Vascular graft and patch | Reconstructive vascular graft | Atrium | Atrium VXT Straight TW Vascular Graft (8mm x 70cm) | AT22187 | Standalone | DE0004666 | As per HSA registered indication(s)
Vascular | Vascular patency | Vascular graft and patch | Reconstructive vascular graft | Atrium | Atrium VXT Straight TW Vascular Graft (6mm x 50cm) | AT22175 | Standalone | DE0004666 | As per HSA registered indication(s)
Vascular | Vascular patency | Vascular graft and patch | Reconstructive vascular graft | Atrium | Atrium VXT Externally Supported TW Vascular Graft (8mm x 40cm) | AT22209 | Standalone | DE0004666 | As per HSA registered indication(s)
Vascular | Vascular patency | Vascular graft and patch | Reconstructive vascular graft | Atrium | Atrium VXT Externally Supported TW Vascular Graft (6mm x 50cm) | AT22212 | Standalone | DE0004666 | As per HSA registered indication(s)
Vascular | Vascular patency | Vascular graft and patch | Reconstructive vascular graft | Atrium | Atrium VXT Externally Supported TW Vascular Graft (7mm x 50cm) | AT22213 | Standalone | DE0004666 | As per HSA registered indication(s)
Vascular | Vascular patency | Vascular graft and patch | Reconstructive vascular graft | Atrium | Atrium VXT Straight SW Vascular Graft (8mm x 10cm) | AT21002 | Standalone | DE0004666 | As per HSA registered indication(s)
Vascular | Vascular patency | Vascular graft and patch | Reconstructive vascular graft | Atrium | Atrium VXT Externally Supported TW Vascular Graft (8mm x 50cm) | AT22214 | Standalone | DE0004666 | As per HSA registered indication(s)
Vascular | Vascular patency | Vascular graft and patch | Reconstructive vascular graft | Atrium | Atrium VXT Externally Supported TW Vascular Graft (8mm x 80cm) | AT22227 | Standalone | DE0004666 | As per HSA registered indication(s)
Vascular | Vascular patency | Vascular graft and patch | Reconstructive vascular graft | Atrium | Atrium VXT Straight TW Vascular Graft (7mm x 50cm) | AT22176 | Standalone | DE0004666 | As per HSA registered indication(s)
Vascular | Vascular patency | Vascular graft and patch | Reconstructive vascular graft | Atrium | Atrium VXT Straight SW Vascular Graft (10mm x 70cm) | AT21029 | Standalone | DE0004666 | As per HSA registered indication(s)
Vascular | Vascular patency | Vascular graft and patch | Reconstructive vascular graft | Atrium | Atrium VXT Straight TW Vascular Graft (8mm x 40cm) | AT22170 | Standalone | DE0004666 | As per HSA registered indication(s)
Vascular | Vascular patency | Vascular graft and patch | Reconstructive vascular graft | Atrium | Atrium VXT Straight SW Vascular Graft (4mm x 50cm) | AT21015 | Standalone | DE0004666 | As per HSA registered indication(s)
Vascular | Vascular patency | Vascular graft and patch | Reconstructive vascular graft | Atrium | Atrium VXT Straight SW Vascular Graft (5mm x 40cm) | AT22011 | Standalone | DE0004666 | As per HSA registered indication(s)
Vascular | Vascular patency | Vascular graft and patch | Reconstructive vascular graft | Atrium | Atrium VXT Externally Supported SW Vascular Graft (10mm x 80cm) | AT21078 | Standalone | DE0004666 | As per HSA registered indication(s)
Vascular | Vascular patency | Vascular graft and patch | Reconstructive vascular graft | Atrium | Atrium VXT Extrenally Supported TW Vascular Graft (7mm x 70cm) | AT22221 | Standalone | DE0004666 | As per HSA registered indication(s)
Vascular | Vascular patency | Vascular graft and patch | Reconstructive vascular graft | Atrium | Atrium VXT Straight SW Vascular Graft (7mm x 70cm) | AT22027 | Standalone | DE0004666 | As per HSA registered indication(s)
Vascular | Vascular patency | Vascular graft and patch | Reconstructive vascular graft | Atrium | Atrium VXT Straight TW Vascular Graft (8mm x 80cm) | AT22192 | Standalone | DE0004666 | As per HSA registered indication(s)
Vascular | Vascular patency | Vascular graft and patch | Reconstructive vascular graft | Atrium | Atrium VXT Tapered SW Vascular Graft (4-6mm x 45cm) | AT22114 | Standalone | DE0004666 | As per HSA registered indication(s)
Vascular | Vascular patency | Vascular graft and patch | Reconstructive vascular graft | Atrium | Atrium VXT Straight SW Vascular Graft (6mm x 50cm) | AT22017 | Standalone | DE0004666 | As per HSA registered indication(s)
Vascular | Vascular patency | Vascular graft and patch | Reconstructive vascular graft | Atrium | Atrium VXT Tapered SW Vascular Graft (4-7mm x 70cm) | AT22117 | Standalone | DE0004666 | As per HSA registered indication(s)
Vascular | Vascular patency | Vascular graft and patch | Reconstructive vascular graft | Atrium | Atrium VXT Externally Supported SW Vascular Graft (8mm x 50cm) | AT22064 | Standalone | DE0004666 | As per HSA registered indication(s)
Vascular | Vascular patency | Vascular graft and patch | Reconstructive vascular graft | Atrium | Atrium VXT Externally Supported SWVascular Graft (6mm x 70cm) | AT22070 | Standalone | DE0004666 | As per HSA registered indication(s)
Vascular | Vascular patency | Vascular graft and patch | Reconstructive vascular graft | Atrium | Atrium VXT Straight TW Vascular Graft (6mm x 10cm) | AT21154 | Standalone | DE0004666 | As per HSA registered indication(s)
Vascular | Vascular patency | Vascular graft and patch | Reconstructive vascular graft | Atrium | Atrium VXT Straight TW Vascular Graft (6mm x 40cm) | AT22169 | Standalone | DE0004666 | As per HSA registered indication(s)
Vascular | Vascular patency | Vascular graft and patch | Reconstructive vascular graft | Atrium | Atrium VXT Externally Supported TW Vascular Graft (6mm x 80cm) | AT22225 | Standalone | DE0004666 | As per HSA registered indication(s)
Vascular | Vascular patency | Vascular graft and patch | Reconstructive vascular graft | Atrium | Atrium VXT Straight SW Vascular Graft (5mm x 70cm) | AT22025 | Standalone | DE0004666 | As per HSA registered indication(s)
Vascular | Vascular patency | Vascular graft and patch | Reconstructive vascular graft | Atrium | Atrium VXT Straight SW Vascular Graft (6mm x 30cm) | AT21007 | Standalone | DE0004666 | As per HSA registered indication(s)
Vascular | Vascular patency | Vascular graft and patch | Reconstructive vascular graft | Atrium | Atrium VXT Externally Supported SW Vascular Graft (7mm x 70cm) | AT22071 | Standalone | DE0004666 | As per HSA registered indication(s)
Vascular | Vascular patency | Vascular graft and patch | Reconstructive vascular graft | Atrium | Atrium VXT Tapered TW Vascular Graft (4-7mm x 80cm) | AT22266 | Standalone | DE0004666 | As per HSA registered indication(s)
Vascular | Vascular patency | Vascular graft and patch | Reconstructive vascular graft | Atrium | Atrium VXT Straight TW Vascular Graft (6mm x 70cm) | AT22185 | Standalone | DE0004666 | As per HSA registered indication(s)
Vascular | Vascular patency | Vascular graft and patch | Reconstructive vascular graft | Atrium | Atrium VXT Straight TW Vascular Graft (6mm x 80cm) | AT22190 | Standalone | DE0004666 | As per HSA registered indication(s)
Vascular | Vascular patency | Vascular graft and patch | Reconstructive vascular graft | Atrium | Atrium VXT Externally Supported SW Vascular Graft (5mm x 40cm) | AT22058 | Standalone | DE0004666 | As per HSA registered indication(s)
Vascular | Vascular patency | Vascular graft and patch | Reconstructive vascular graft | Atrium | Atrium VXT Straight SW Vascular Graft (7mm x 50cm) | AT22018 | Standalone | DE0004666 | As per HSA registered indication(s)
Vascular | Vascular patency | Vascular graft and patch | Reconstructive vascular graft | Atrium | Atrium VXT Straight SW Vascular Graft (5mm x 50cm) | AT22016 | Standalone | DE0004666 | As per HSA registered indication(s)
Vascular | Vascular patency | Vascular graft and patch | Reconstructive vascular graft | Atrium | Atrium VXT Tapered TW Vascular Graft (5-8m x 80cm) | AT22267 | Standalone | DE0004666 | As per HSA registered indication(s)
Vascular | Vascular patency | Vascular graft and patch | Reconstructive vascular graft | Atrium | Atrium VXT Externally Supported TW Vascular Graft (6mm x 70cm) | AT22220 | Standalone | DE0004666 | As per HSA registered indication(s)
Vascular | Vascular patency | Vascular graft and patch | Reconstructive vascular graft | Atrium | Atrium VXT Externally Supported SW Vascular Graft (8mm x 70cm) | AT22072 | Standalone | DE0004666 | As per HSA registered indication(s)
Vascular | Vascular patency | Vascular graft and patch | Reconstructive vascular graft | Atrium | Atrium VXT Tapered SW Vascular Graft (4-7mm x 45cm) | AT22297 | Standalone | DE0004666 | As per HSA registered indication(s)
Vascular | Vascular patency | Vascular graft and patch | Reconstructive vascular graft | Atrium | Atrium VXT Straight SW Vascular Graft (5mm x 10cm) | AT21277 | Standalone | DE0004666 | As per HSA registered indication(s)
Vascular | Vascular patency | Vascular graft and patch | Reconstructive vascular graft | Atrium | Atrium VXT Straight SW Vascular Graft (8mm x 50cm) | AT22019 | Standalone | DE0004666 | As per HSA registered indication(s)
Vascular | Vascular patency | Vascular graft and patch | Reconstructive vascular graft | Atrium | Atrium VXT Externally Supported SW Vascular Graft (6mm x 80cm) | AT22075 | Standalone | DE0004666 | As per HSA registered indication(s)
Vascular | Vascular patency | Vascular graft and patch | Reconstructive vascular graft | Atrium | Atrium VXT Straight SW Vascular Graft (6mm x 40cm) | AT22012 | Standalone | DE0004666 | As per HSA registered indication(s)
Vascular | Vascular patency | Vascular graft and patch | Reconstructive vascular graft | Atrium | Atrium VXT Externally Supported SW Vascular Graft (6mm x 50cm) | AT22062 | Standalone | DE0004666 | As per HSA registered indication(s)
Vascular | Vascular occlusion | Vascular coil | Vascular coil - Detachable | Microvention | HydroFrame 9mm x 31cm | 100931HFRM-V | Standalone | DE0015002 | As per HSA registered indication(s)
Vascular | Vascular occlusion | Vascular coil | Vascular coil - Detachable | Microvention | HydroFrame 10mm x 36cm | 101036HFRM-V | Standalone | DE0015002 | As per HSA registered indication(s)
Vascular | Vascular occlusion | Vascular coil | Vascular coil - Detachable | Microvention | HydroFrame 18 6mm x 19cm | 180619HFRM-V | Standalone | DE0015002 | As per HSA registered indication(s)
Vascular | Vascular occlusion | Vascular coil | Vascular coil - Detachable | Microvention | HydroFrame 18 7mm x 23cm | 180723HFRM-V | Standalone | DE0015002 | As per HSA registered indication(s)
Vascular | Vascular occlusion | Vascular coil | Vascular coil - Detachable | Microvention | HydroFrame 18 8mm x 27cm | 180827HFRM-V | Standalone | DE0015002 | As per HSA registered indication(s)
Vascular | Vascular occlusion | Vascular coil | Vascular coil - Detachable | Microvention | HydroFrame 18 9mm x 31cm | 180931HFRM-V | Standalone | DE0015002 | As per HSA registered indication(s)
Vascular | Vascular occlusion | Vascular coil | Vascular coil - Detachable | Microvention | HydroFrame 18 10mm x 36cm | 181036HFRM-V | Standalone | DE0015002 | As per HSA registered indication(s)
Vascular | Vascular occlusion | Vascular coil | Vascular coil - Detachable | Microvention | HydroFrame 18 11mm x 39cm | 181139HFRM-V | Standalone | DE0015002 | As per HSA registered indication(s)
Vascular | Vascular occlusion | Vascular coil | Vascular coil - Detachable | Microvention | HydroFrame 18 12mm x 43cm | 181243HFRM-V | Standalone | DE0015002 | As per HSA registered indication(s)
Vascular | Vascular occlusion | Vascular coil | Vascular coil - Detachable | Microvention | HydroFrame 18 13mm x 47cm | 181347HFRM-V | Standalone | DE0015002 | As per HSA registered indication(s)
Vascular | Vascular occlusion | Vascular coil | Vascular coil - Detachable | Microvention | HydroFrame 18 14mm x 45cm | 181445HFRM-V | Standalone | DE0015002 | As per HSA registered indication(s)
Vascular | Vascular occlusion | Vascular coil | Vascular coil - Detachable | Microvention | HydroFrame 18 16mm x 44cm | 181644HFRM-V | Standalone | DE0015002 | As per HSA registered indication(s)
Vascular | Vascular occlusion | Vascular coil | Vascular coil - Detachable | Microvention | HydroFrame 18 18mm x 50cm | 181850HFRM-V | Standalone | DE0015002 | As per HSA registered indication(s)
Vascular | Vascular occlusion | Vascular coil | Vascular coil - Detachable | Microvention | HydroFrame 18 20mm x 48cm | 182048HFRM-V | Standalone | DE0015002 | As per HSA registered indication(s)
Neurosurgery | Deep brain stimulation (DBS) system | DBS implant | DBS package - Non-rechargeable | Boston Scientific Corporation | Non-Rechargeable DBS with Standard Lead kit | NRC-Standard | Package | DE0507004, DE0506481, DE0507684, DE0507202 | DBS for the treatment of Parkinson Disease (PD) with motor fluctuations, dystonia, or essential tremor (ET) in line with the following criteria: • Patients with PD with motor fluctuations, dystonia, or ET, inadequately managed with best medical therapy and other treatments as assessed by a multidisciplinary team. • The multidisciplinary team should be specialised in the long-term care of patients with movement disorders, and may include neurologists, neurosurgeons, psychologists, physiotherapists, occupational therapists, and medical social workers.
Neurosurgery | Deep brain stimulation (DBS) system | DBS implant | DBS package - Non-rechargeable | Boston Scientific Corporation | Non-Rechargeable DBS with Directional Lead kit | NRC-Directional | Package | DE0507004, DE0506481, DE0507684, DE0507202 | DBS for the treatment of Parkinson Disease (PD) with motor fluctuations, dystonia, or essential tremor (ET) in line with the following criteria: • Patients with PD with motor fluctuations, dystonia, or ET, inadequately managed with best medical therapy and other treatments as assessed by a multidisciplinary team. • The multidisciplinary team should be specialised in the long-term care of patients with movement disorders, and may include neurologists, neurosurgeons, psychologists, physiotherapists, occupational therapists, and medical social workers.
Neurosurgery | Deep brain stimulation (DBS) system | DBS implant | DBS package - Rechargeable | Boston Scientific Corporation | Rechargeable DBS with Standard Lead Kit | RC-Standard | Package | DE0507202, DE0506481, DE0507684, DE0507202 | DBS for the treatment of Parkinson Disease (PD) with motor fluctuations, dystonia, or essential tremor (ET) in line with the following criteria: • Patients with PD with motor fluctuations, dystonia, or ET, inadequately managed with best medical therapy and other treatments as assessed by a multidisciplinary team. • The multidisciplinary team should be specialised in the long-term care of patients with movement disorders, and may include neurologists, neurosurgeons, psychologists, physiotherapists, occupational therapists, and medical social workers.
Neurosurgery | Deep brain stimulation (DBS) system | DBS implant | DBS package - Rechargeable | Boston Scientific Corporation | Rechargeable DBS with Directional Lead Kit | RC-Directional | Package | DE0507202, DE0506481, DE0507684, DE0507202 | DBS for the treatment of Parkinson Disease (PD) with motor fluctuations, dystonia, or essential tremor (ET) in line with the following criteria: • Patients with PD with motor fluctuations, dystonia, or ET, inadequately managed with best medical therapy and other treatments as assessed by a multidisciplinary team. • The multidisciplinary team should be specialised in the long-term care of patients with movement disorders, and may include neurologists, neurosurgeons, psychologists, physiotherapists, occupational therapists, and medical social workers.
Neurosurgery | Deep brain stimulation (DBS) system | DBS implant | DBS implantable pulse generator - Non-rechargeable | Boston Scientific Corporation | Replacement DBS with Non Rechargeable IPG | Replacement-NRC | Package | DE0507004, DE0505589, DE0017746, DE0507202 | DBS for the treatment of Parkinson Disease (PD) with motor fluctuations, dystonia, or essential tremor (ET) in line with the following criteria: • Patients with PD with motor fluctuations, dystonia, or ET, inadequately managed with best medical therapy and other treatments as assessed by a multidisciplinary team. • The multidisciplinary team should be specialised in the long-term care of patients with movement disorders, and may include neurologists, neurosurgeons, psychologists, physiotherapists, occupational therapists, and medical social workers.
Neurosurgery | Deep brain stimulation (DBS) system | DBS implant | DBS implantable pulse generator - Rechargeable | Boston Scientific Corporation | Replacement DBS with Rechargeable IPG | Replacement-RC | Package | DE0507002, DE0505589, DE0017746 | DBS for the treatment of Parkinson Disease (PD) with motor fluctuations, dystonia, or essential tremor (ET) in line with the following criteria: • Patients with PD with motor fluctuations, dystonia, or ET, inadequately managed with best medical therapy and other treatments as assessed by a multidisciplinary team. • The multidisciplinary team should be specialised in the long-term care of patients with movement disorders, and may include neurologists, neurosurgeons, psychologists, physiotherapists, occupational therapists, and medical social workers.
Neurosurgery | Deep brain stimulation (DBS) system | DBS implant | DBS implantable pulse generator - Non-rechargeable | Boston Scientific Corporation | Vercise Genus P16 Implantable Pulse Generator Kit | M365DB14160 | Package | DE0507004 | DBS for the treatment of Parkinson Disease (PD) with motor fluctuations, dystonia, or essential tremor (ET) in line with the following criteria: • Patients with PD with motor fluctuations, dystonia, or ET, inadequately managed with best medical therapy and other treatments as assessed by a multidisciplinary team. • The multidisciplinary team should be specialised in the long-term care of patients with movement disorders, and may include neurologists, neurosurgeons, psychologists, physiotherapists, occupational therapists, and medical social workers.
Neurosurgery | Deep brain stimulation (DBS) system | DBS implant | DBS implantable pulse generator - Rechargeable | Boston Scientific Corporation | Vercise Genus R16 Implantable Pulse Generator Kit | M365DB12160 | Package | DE0507202 | DBS for the treatment of Parkinson Disease (PD) with motor fluctuations, dystonia, or essential tremor (ET) in line with the following criteria: • Patients with PD with motor fluctuations, dystonia, or ET, inadequately managed with best medical therapy and other treatments as assessed by a multidisciplinary team. • The multidisciplinary team should be specialised in the long-term care of patients with movement disorders, and may include neurologists, neurosurgeons, psychologists, physiotherapists, occupational therapists, and medical social workers.
Neurosurgery | Deep brain stimulation (DBS) system | DBS implant | DBS lead | Boston Scientific Corporation | Standard Lead 45cm Kit | M365DB220145DC0 | Package | DE0506481 | DBS for the treatment of Parkinson Disease (PD) with motor fluctuations, dystonia, or essential tremor (ET) in line with the following criteria: • Patients with PD with motor fluctuations, dystonia, or ET, inadequately managed with best medical therapy and other treatments as assessed by a multidisciplinary team. • The multidisciplinary team should be specialised in the long-term care of patients with movement disorders, and may include neurologists, neurosurgeons, psychologists, physiotherapists, occupational therapists, and medical social workers.
Neurosurgery | Deep brain stimulation (DBS) system | DBS implant | DBS lead | Boston Scientific Corporation | Vercise Cartesia 45cm 8 contact DBS Directional Lead Kit | M365DB2202450 | Package | DE0507684 | DBS for the treatment of Parkinson Disease (PD) with motor fluctuations, dystonia, or essential tremor (ET) in line with the following criteria: • Patients with PD with motor fluctuations, dystonia, or ET, inadequately managed with best medical therapy and other treatments as assessed by a multidisciplinary team. • The multidisciplinary team should be specialised in the long-term care of patients with movement disorders, and may include neurologists, neurosurgeons, psychologists, physiotherapists, occupational therapists, and medical social workers.
Neurosurgery | Deep brain stimulation (DBS) system | DBS implant | DBS lead extension | Boston Scientific Corporation | 55cm 2x8 Contact Extension Kit | M365NM3138550 | Package | DE0507684 | DBS for the treatment of Parkinson Disease (PD) with motor fluctuations, dystonia, or essential tremor (ET) in line with the following criteria: • Patients with PD with motor fluctuations, dystonia, or ET, inadequately managed with best medical therapy and other treatments as assessed by a multidisciplinary team. • The multidisciplinary team should be specialised in the long-term care of patients with movement disorders, and may include neurologists, neurosurgeons, psychologists, physiotherapists, occupational therapists, and medical social workers.
Neurosurgery | Spinal cord stimulation (SCS) system | SCS implant | SCS lead | Boston Scientific Corporation | Linear ST 70cm 8 contact lead kit | ST8-70 | Package | DE0017746 | Patients with chronic neuropathic pain of the trunk and limbs when spinal cord stimulation is selected as a treatment option for chronic pain alleviation by a multidisciplinary team mainly consisting of pain physicians and neurosurgeons, and may also include psychologists, physical therapists and psychiatrists. For SCS leads only: • Patients have undergone a successful trial of stimulation as assessed by the multidisciplinary team; • Permanent leads may be implanted during SCS trial if assessed by the multidisciplinary team to be unsuitable for trial leads.
Neurosurgery | Spinal cord stimulation (SCS) system | SCS implant | SCS lead extension | Boston Scientific Corporation | 35cm 8 Contact Extension Kit | Ext35 | Package | DE0017437 | Patients with chronic neuropathic pain of the trunk and limbs when spinal cord stimulation is selected as a treatment option for chronic pain alleviation by a multidisciplinary team mainly consisting of pain physicians and neurosurgeons, and may also include psychologists, physical therapists and psychiatrists.
Neurosurgery | Spinal cord stimulation (SCS) system | SCS implant | SCS lead extension | Boston Scientific Corporation | 55cm 8 Contact Extension Kit | Ext55 | Package | DE0017437 | Patients with chronic neuropathic pain of the trunk and limbs when spinal cord stimulation is selected as a treatment option for chronic pain alleviation by a multidisciplinary team mainly consisting of pain physicians and neurosurgeons, and may also include psychologists, physical therapists and psychiatrists.
Neurosurgery | Spinal cord stimulation (SCS) system | SCS implant | SCS lead | Boston Scientific Corporation | Artisan 70cm 2x8 Surgical Lead Kit | Art-70 | Package | DE0018400 | Patients with chronic neuropathic pain of the trunk and limbs when spinal cord stimulation is selected as a treatment option for chronic pain alleviation by a multidisciplinary team mainly consisting of pain physicians and neurosurgeons, and may also include psychologists, physical therapists and psychiatrists. For SCS leads only: • Patients have undergone a successful trial of stimulation as assessed by the multidisciplinary team; • Permanent leads may be implanted during SCS trial if assessed by the multidisciplinary team to be unsuitable for trial leads.
Neurosurgery | Spinal cord stimulation (SCS) system | SCS implant | SCS package - Rechargeable | Boston Scientific Corporation | 16-Contact Rechargeable Cell Percutaneous | R-16P | Package | DE0507237, DE0017746, DE0016590, DE0507121 | Patients with chronic neuropathic pain of the trunk and limbs when spinal cord stimulation is selected as a treatment option for chronic pain alleviation by a multidisciplinary team mainly consisting of pain physicians and neurosurgeons, and may also include psychologists, physical therapists and psychiatrists. For SCS leads only: • Patients have undergone a successful trial of stimulation as assessed by the multidisciplinary team; • Permanent leads may be implanted during SCS trial if assessed by the multidisciplinary team to be unsuitable for trial leads.
Neurosurgery | Spinal cord stimulation (SCS) system | SCS implant | SCS package - Rechargeable | Boston Scientific Corporation | 16-contact Rechargeable Cell Surgical | R-16S | Package | DE0507237, DE0018400, DE0016590, DE0507121, DE0017437 | Patients with chronic neuropathic pain of the trunk and limbs when spinal cord stimulation is selected as a treatment option for chronic pain alleviation by a multidisciplinary team mainly consisting of pain physicians and neurosurgeons, and may also include psychologists, physical therapists and psychiatrists. For SCS leads only: • Patients have undergone a successful trial of stimulation as assessed by the multidisciplinary team; • Permanent leads may be implanted during SCS trial if assessed by the multidisciplinary team to be unsuitable for trial leads.
Neurosurgery | Spinal cord stimulation (SCS) system | SCS implant | SCS implantable pulse generator - Rechargeable | Boston Scientific Corporation | 16-Contact Rechargeable IPG Replacement | Rep-R16 | Package | DE0507237 | Patients with chronic neuropathic pain of the trunk and limbs when spinal cord stimulation is selected as a treatment option for chronic pain alleviation by a multidisciplinary team mainly consisting of pain physicians and neurosurgeons, and may also include psychologists, physical therapists and psychiatrists.
Neurosurgery | Deep brain stimulation (DBS) system | DBS implant | DBS lead extension | Boston Scientific Corporation | 2x8 Extension 95cm Kit | M365DB3128950 | Package | DE0506481 | DBS for the treatment of Parkinson Disease (PD) with motor fluctuations, dystonia, or essential tremor (ET) in line with the following criteria: • Patients with PD with motor fluctuations, dystonia, or ET, inadequately managed with best medical therapy and other treatments as assessed by a multidisciplinary team. • The multidisciplinary team should be specialised in the long-term care of patients with movement disorders, and may include neurologists, neurosurgeons, psychologists, physiotherapists, occupational therapists, and medical social workers.
Neurosurgery | Spinal cord stimulation (SCS) system | SCS implant | SCS lead | Boston Scientific Corporation | 70 cm Linear 3-4 Lead | M365SC2352700 | Package | DE0017883 | Patients with chronic neuropathic pain of the trunk and limbs when spinal cord stimulation is selected as a treatment option for chronic pain alleviation by a multidisciplinary team mainly consisting of pain physicians and neurosurgeons, and may also include psychologists, physical therapists and psychiatrists. For SCS leads only: • Patients have undergone a successful trial of stimulation as assessed by the multidisciplinary team; • Permanent leads may be implanted during SCS trial if assessed by the multidisciplinary team to be unsuitable for trial leads.
Neurosurgery | Cerebrospinal fluid (CSF) drainage system | CSF drainage accessories and attachments | Catheter connector | Miethke | Distal Outlet Plug | FV024T | Standalone | DE0006333 | As per HSA registered indication(s)
Neurosurgery | Cerebrospinal fluid (CSF) drainage system | CSF drainage accessories and attachments | Catheter connector | Medtronic | Catheter Connector, Right Angle | 45104 | Standalone | DE0012113 | As per HSA registered indication(s)
Neurosurgery | Cerebrospinal fluid (CSF) drainage system | CSF drainage accessories and attachments | Catheter connector | Medtronic | Catheter Connector, Striaght | 45103 | Standalone | DE0012113 | As per HSA registered indication(s)
Neurosurgery | Cerebrospinal fluid (CSF) drainage system | Ventriculo-peritoneal (VP) shunt | VP ventricular catheter - Non-antimicrobial | Medtronic | Ventricular Catheter, Standard, Barium Impregnated, 23 Cm | 41101 | Standalone | DE0007804 | As per HSA registered indication(s)
Neurosurgery | Cerebrospinal fluid (CSF) drainage system | Ventriculo-peritoneal (VP) shunt | VP peritoneal catheter - Non-antimicrobial | Medtronic | Cath 43103 C/P Cath Standard Bar Imp | 43103 | Standalone | DE0007776 | As per HSA registered indication(s)
Neurosurgery | Cerebrospinal fluid (CSF) drainage system | Ventriculo-peritoneal (VP) shunt | VP ventricular catheter - Non-antimicrobial | Wellong (BMI Medical) | Ventricular Catheter (350mm x 1.5mm) | 06118 | Standalone | DE0007281 | As per HSA registered indication(s)
Neurosurgery | Cerebrospinal fluid (CSF) drainage system | Ventriculo-peritoneal (VP) shunt | VP ventricular catheter - Non-antimicrobial | Wellong (BMI Medical) | Ventricular Catheter (350mm x 2.1mm) | 06118S | Standalone | DE0007281 | As per HSA registered indication(s)
Neurosurgery | Cerebrospinal fluid (CSF) drainage system | Ventriculo-peritoneal (VP) shunt | VP ventricular catheter - Non-antimicrobial | Medtronic | Ventricular Catheter, Small, Barium Impregnated, 23 Cm | 41207 | Standalone | DE0007804 | As per HSA registered indication(s)
Neurosurgery | Cerebrospinal fluid (CSF) drainage system | CSF drainage accessories and attachments | Cranial port/reservoir | Miethke | Burr Hole Reservoir,20Mm | FV028T | Standalone | DE0006333 | As per HSA registered indication(s)
Neurosurgery | Cerebrospinal fluid (CSF) drainage system | CSF drainage accessories and attachments | Cranial port/reservoir | Medtronic | CSF Ventriculostomy Reservoir Kit,6mm Regular Depth | 44201 | Package | DE0007330 | As per HSA registered indication(s)
Neurosurgery | Cerebrospinal fluid (CSF) drainage system | Ventriculo-peritoneal (VP) shunt | VP valve - Non-programmable | Medtronic | Valve 42410 Ultra Small Low-Low | 42410 | Standalone | DE0005529 | As per HSA registered indication(s)
Neurosurgery | Cerebrospinal fluid (CSF) drainage system | Ventriculo-peritoneal (VP) shunt | VP valve - Non-programmable | Medtronic | Valve 42314 SM Contoured Med Press Imp | 42314 | Standalone | DE0005529 | As per HSA registered indication(s)
Neurosurgery | Cerebrospinal fluid (CSF) drainage system | Ventriculo-peritoneal (VP) shunt | VP valve - Non-programmable | Medtronic | Valve 42412 Ultra Small Low-Low | 42412 | Standalone | DE0005529 | As per HSA registered indication(s)
Neurosurgery | Cerebrospinal fluid (CSF) drainage system | Ventriculo-peritoneal (VP) shunt | VP valve - Non-programmable | Medtronic | Valve 42414 Ultra Small Medium Press Imp | 42414 | Standalone | DE0005529 | As per HSA registered indication(s)
Neurosurgery | Cerebrospinal fluid (CSF) drainage system | Ventriculo-peritoneal (VP) shunt | VP valve - Non-programmable | Medtronic | Valve 42324 Contoured Reg Med Press Imp | 42324 | Standalone | DE0005529 | As per HSA registered indication(s)
Neurosurgery | Cerebrospinal fluid (CSF) drainage system | Ventriculo-peritoneal (VP) shunt | VP peritoneal catheter - Antimicrobial | Medtronic | Catheter 93092 Distal Antimicrobial | 93092 | Standalone | DE0015417 | As per HSA registered indication(s)
Neurosurgery | Cerebrospinal fluid (CSF) drainage system | Ventriculo-peritoneal (VP) shunt | VP ventricular catheter - Antimicrobial | Medtronic | Catheter 91101 Ventricular Antimicrobial | 91101 | Standalone | DE0015417 | As per HSA registered indication(s)
Neurosurgery | Cerebrospinal fluid (CSF) drainage system | Lumbar-peritoneal (LP) shunt | LP peritoneal catheter | Medtronic | CSF-Lumboperitoneal Catheter System, Barium Impregnated | 44410 | Standalone | DE0006102 | As per HSA registered indication(s)
Neurosurgery | Cerebrospinal fluid (CSF) drainage system | Lumbar-peritoneal (LP) shunt | LP peritoneal catheter | Medtronic | CSF-Lumboperitoneal Shunt, T-Tube | 44520 | Standalone | DE0006102 | As per HSA registered indication(s)
Neurosurgery | Cerebrospinal fluid (CSF) drainage system | Ventriculo-peritoneal (VP) shunt | VP shunt kit - Non-programmable | Medtronic | CSF-Flow Control Shunt Kit Contoured Small, Medium Pressure | 9003 B | Package | DE0008961 | As per HSA registered indication(s)
Neurosurgery | Cerebrospinal fluid (CSF) drainage system | Ventriculo-peritoneal (VP) shunt | VP shunt kit - Non-programmable | Medtronic | CSF-Flow Control Shunt Kit Burr Hole, 16 mm, High Pressure | 9040 F | Package | DE0008961 | As per HSA registered indication(s)
Neurosurgery | Cerebrospinal fluid (CSF) drainage system | Ventriculo-peritoneal (VP) shunt | VP shunt kit - Non-programmable | Medtronic | CSF-Flow Control Shunt Kit Contoured Small, High Pressure | 9003 C | Package | DE0008961 | As per HSA registered indication(s)
Neurosurgery | Cerebrospinal fluid (CSF) drainage system | Ventriculo-peritoneal (VP) shunt | VP shunt kit - Non-programmable | Medtronic | CSF-Flow Control Shunt Kit Contoured Regular, Low Pressure | 9003 D | Package | DE0008961 | As per HSA registered indication(s)
Neurosurgery | Cerebrospinal fluid (CSF) drainage system | Ventriculo-peritoneal (VP) shunt | VP shunt kit - Non-programmable | Medtronic | CSF-Flow Control Shunt Kit Contoured Regular, High Pressure | 9003 F | Package | DE0008961 | As per HSA registered indication(s)
Neurosurgery | Cerebrospinal fluid (CSF) drainage system | Ventriculo-peritoneal (VP) shunt | VP shunt kit - Non-programmable | Medtronic | CSF-Flow Control Shunt Kit Contoured Small, Low Pressure | 9003 A | Package | DE0008961 | As per HSA registered indication(s)
Neurosurgery | Cerebrospinal fluid (CSF) drainage system | Ventriculo-peritoneal (VP) shunt | VP shunt kit - Non-programmable | Medtronic | CSF-Flow Control Shunt Kit Burr Hole, 16 mm, Low Pressure | 9040 D | Package | DE0008961 | As per HSA registered indication(s)
Neurosurgery | Cerebrospinal fluid (CSF) drainage system | Ventriculo-peritoneal (VP) shunt | VP shunt kit - Non-programmable | Medtronic | CSF-Flow Control Shunt Kit Burr Hole, 12 mm, Low Pressure | 9040 A | Package | DE0008961 | As per HSA registered indication(s)
Neurosurgery | Cerebrospinal fluid (CSF) drainage system | Ventriculo-peritoneal (VP) shunt | VP shunt kit - Non-programmable | Medtronic | CSF-Flow Control Shunt Kit Burr Hole, 12 mm, High Pressure | 9040 C | Package | DE0008961 | As per HSA registered indication(s)
Neurosurgery | Cerebrospinal fluid (CSF) drainage system | Ventriculo-peritoneal (VP) shunt | VP shunt kit - Non-programmable | Medtronic | CSF-Flow Control Shunt Kit Contoured Regular, Medium Pressure | 9003 E | Package | DE0008961 | As per HSA registered indication(s)
Neurosurgery | Cerebrospinal fluid (CSF) drainage system | Ventriculo-peritoneal (VP) shunt | VP shunt kit - Non-programmable | Medtronic | CSF-Flow Control Shunt Kit Burr Hole, 16 mm, Medium Pressure | 9040 E | Package | DE0008961 | As per HSA registered indication(s)
Neurosurgery | Cerebrospinal fluid (CSF) drainage system | Ventriculo-peritoneal (VP) shunt | VP shunt kit - Non-programmable | Medtronic | CSF-Flow Control Shunt Kit Burr Hole, 12 mm, Medium Pressure | 9040 B | Package | DE0008961 | As per HSA registered indication(s)
Neurosurgery | Cerebrospinal fluid (CSF) drainage system | Ventriculo-peritoneal (VP) shunt | VP shunt kit - Non-programmable | Medtronic | CSF-Flow Control Shunt Kit Ultra Small, Low-Low Pressure | 22011 LL | Package | DE0008961 | As per HSA registered indication(s)
Neurosurgery | Cerebrospinal fluid (CSF) drainage system | Ventriculo-peritoneal (VP) shunt | VP shunt kit - Non-programmable | Medtronic | CSF-Flow Control Shunt Kit Ultra Small, Low Pressure | 22011 L | Package | DE0008961 | As per HSA registered indication(s)
Neurosurgery | Cerebrospinal fluid (CSF) drainage system | Ventriculo-peritoneal (VP) shunt | VP shunt kit - Non-programmable | Medtronic | CSF-Flow Control Shunt Kit Ultra Small, Medium Pressure | 22011 M | Package | DE0008961 | As per HSA registered indication(s)
Neurosurgery | Cerebrospinal fluid (CSF) drainage system | Ventriculo-peritoneal (VP) shunt | VP catheter kit | Medtronic | Catheter 95001 Ventricular And Peritoneal Kit Antimicrobial | 95001 | Package | DE0015417 | As per HSA registered indication(s)
Neurosurgery | Cerebrospinal fluid (CSF) drainage system | Ventriculo-peritoneal (VP) shunt | VP valve - Programmable | Medtronic | Valve 42355 FP Strata Nsc Small | 42355 | Standalone | DE0007468 | As per HSA registered indication(s)
Neurosurgery | Cerebrospinal fluid (CSF) drainage system | Ventriculo-peritoneal (VP) shunt | VP valve - Programmable | Medtronic | Valve 42335 Strata Nsc Burr Hole | 42335 | Standalone | DE0007468 | As per HSA registered indication(s)
Neurosurgery | Cerebrospinal fluid (CSF) drainage system | Ventriculo-peritoneal (VP) shunt | VP valve - Programmable | Medtronic | Valve 42365 FP Strata Nsc Regular | 42365 | Standalone | DE0007468 | As per HSA registered indication(s)
Neurosurgery | Cerebrospinal fluid (CSF) drainage system | Ventriculo-peritoneal (VP) shunt | VP shunt kit - Programmable | Medtronic | Valve 42856 FP-Strata 2 Small | 42856 | Package | DE0007468 | As per HSA registered indication(s)
Neurosurgery | Cerebrospinal fluid (CSF) drainage system | Ventriculo-peritoneal (VP) shunt | VP shunt kit - Programmable | Medtronic | Valve 42866 FP-Strata 2 Regular | 42866 | Package | DE0007468 | As per HSA registered indication(s)
Neurosurgery | Cerebrospinal fluid (CSF) drainage system | Ventriculo-peritoneal (VP) shunt | VP shunt kit - Programmable | Medtronic | Valve 42836 Strata II Burr Hole | 42836 | Package | DE0007468 | As per HSA registered indication(s)
Neurosurgery | Cerebrospinal fluid (CSF) drainage system | Ventriculo-peritoneal (VP) shunt | VP shunt kit - Programmable | Miethke | PROGAV 2.0 Sys Sa2.0 20 and Sprung Reserv. | FX576T | Package | DE0506306 | As per HSA registered indication(s)
Neurosurgery | Cerebrospinal fluid (CSF) drainage system | Ventriculo-peritoneal (VP) shunt | VP shunt kit - Programmable | Miethke | PROGAV 2.0 Sys Sa2.0 25 and Sprung Reserv. | FX577T | Package | DE0506306 | As per HSA registered indication(s)
Neurosurgery | Cerebrospinal fluid (CSF) drainage system | Ventriculo-peritoneal (VP) shunt | VP shunt kit - Programmable | Miethke | PROGAV 2.0 Sys Sa2.0 30 and Sprung Reserv. | FX578T | Package | DE0506306 | As per HSA registered indication(s)
Neurosurgery | Cerebrospinal fluid (CSF) drainage system | Lumbar-peritoneal (LP) shunt | LP shunt kit | Medtronic | Strata NSC LP Shunt Kit | 44420 | Package | DE0006403 | As per HSA registered indication(s)
Orthopaedics | Bone Augmentation and Repair Material | Bone Cement | Bone Cement - General Orthopaedics | Heraeus Medical GmbH | Palacos Bone Cement Lv+G 40G , 20ml Liquid | 5122149 | Standalone | DE0011356 | As per HSA registered indication(s)
Orthopaedics | Bone Augmentation and Repair Material | Bone Cement | Bone Cement - General Orthopaedics | Heraeus Medical GmbH | Palacos Bone Cement Mv+G 40G , 20ml Liquid | 5122148 | Standalone | DE0011355 | As per HSA registered indication(s)
Orthopaedics | Bone Augmentation and Repair Material | Bone Cement | Bone Cement - General Orthopaedics | Heraeus Medical GmbH | Palacos Bone Cement R+G 40G , 20ml Liquid | 5122145 | Standalone | DE0012820 | As per HSA registered indication(s)
Orthopaedics | Bone Augmentation and Repair Material | Bone Cement | Bone Cement - General Orthopaedics | Depuy Synthes | Smartset Ghv Gentamicin High Viscority Antibiotic Bone Cement 40g | 3095040 | Standalone | DE0009128 | As per HSA registered indication(s)
Orthopaedics | Bone Augmentation and Repair Material | Bone Cement | Bone Cement - General Orthopaedics | Depuy Synthes | Smartset Hv High Viscosity Bone Cement 40g | 3092040 | Standalone | DE0008881 | As per HSA registered indication(s)
Orthopaedics | Bone Augmentation and Repair Material | Bone Cement | Bone Cement - General Orthopaedics | Stryker RHQ NL-LIM Limerick | Simplex P Bone Cement, Half Dose (1 Unit) | 61880001 | Standalone | DE0001482 | As per HSA registered indication(s)
Orthopaedics | Bone Augmentation and Repair Material | Bone Cement | Bone Cement - General Orthopaedics | Stryker RHQ NL-LIM Limerick | Surgical Simplex P Radiopaque Bone Cement | 61910001 | Standalone | DE0001482 | As per HSA registered indication(s)
Orthopaedics | Bone Augmentation and Repair Material | Bone Cement | Bone Cement - General Orthopaedics | Zimmer Biomet | Refobacin Bone Cement R | 3003940001-3 | Standalone | DE0001870 | As per HSA registered indication(s)
Orthopaedics | Bone Augmentation and Repair Material | Bone Cement | Bone cement - Spine | Stryker | Spineplex 1/2 Dose Radiopaque Bone Cement | 0406-222-010 | Standalone | DE0003795 | As per HSA registered indication(s)
Orthopaedics | Bone Augmentation and Repair Material | Bone Cement | Bone cement - Spine | Tecres | Low Viscosity Acrylic Resin For Vertebral Augmentation With 30 Percent Barium Sulphate Radiopacant. | 1230 | Standalone | DE0011534 | As per HSA registered indication(s)
Orthopaedics | Bone Augmentation and Repair Material | Bone Cement | Bone cement - Spine | Medtronic | Bone Cement C01A Hv-R Us | C01A | Standalone | DE0007852 | As per HSA registered indication(s)
Orthopaedics | Bone Augmentation and Repair Material | Bone Graft | Synthetic Bone Graft Substitutes | Medical Inventi S.A. | Bone replacement composite FlexiOss 30mm - 1 pc | MQV-03 | Standalone | DE0509701 | As per HSA registered indication(s)
Orthopaedics | Bone Augmentation and Repair Material | Bone Graft | Synthetic Bone Graft Substitutes | Medical Inventi S.A. | Bone replacement composite FlexiOss 50mm - 1 pc | MQV-05 | Standalone | DE0509701 | As per HSA registered indication(s)
Orthopaedics | Bone Augmentation and Repair Material | Bone Graft | Synthetic Bone Graft Substitutes | CG Bio Co., Ltd | ExcelOS Inject, 1.5g/1.00cc, Tip | IEX010 | Standalone | DE0507468 | As per HSA registered indication(s)
Orthopaedics | Bone Augmentation and Repair Material | Bone Graft | Synthetic Bone Graft Substitutes | CG Bio Co., Ltd | ExcelOS Inject, 4.5g/3.00cc, Tip | MQV-05 | Standalone | DE0507468 | As per HSA registered indication(s)
Orthopaedics | Bone Augmentation and Repair Material | Bone Graft | Synthetic Bone Graft Substitutes | CG Bio Co., Ltd | ExcelOS Inject, 4.5g/5.00cc, Tip | IEX050 | Standalone | DE0507468 | As per HSA registered indication(s)
Orthopaedics | Bone Augmentation and Repair Material | Bone Graft | Synthetic Bone Graft Substitutes | NuVasive Inc. | AttraX Putty, 1cc OUS | 5018001 | Standalone | DE0006601 | As per HSA registered indication(s)
Orthopaedics | Bone Augmentation and Repair Material | Bone Graft | Synthetic Bone Graft Substitutes | NuVasive Inc. | AttraX Putty, 5cc OUS | 5018005 | Standalone | DE0006601 | As per HSA registered indication(s)
Orthopaedics | Bone Augmentation and Repair Material | Bone Graft | Synthetic Bone Graft Substitutes | NuVasive Inc. | AttraX Putty, 6cc OUS | 5018006 | Standalone | DE0006601 | As per HSA registered indication(s)
Orthopaedics | Bone Augmentation and Repair Material | Bone Graft | Synthetic Bone Graft Substitutes | R and D Medical LLC | FormaGraft XL Blocks, Large | 5010125 | Standalone | DE0006601 | As per HSA registered indication(s)
Orthopaedics | Bone Augmentation and Repair Material | Bone Graft | Synthetic Bone Graft Substitutes | Depuy Synthes | Chronos Blocks, 12.5x12.5x10 Syringe S | 07.720.045S | Standalone | DE0002123 | As per HSA registered indication(s)
Orthopaedics | Bone Augmentation and Repair Material | Bone Graft | Synthetic Bone Graft Substitutes | Depuy Synthes | Chronos Blocks, 20x20x10 Syringe S | 07.720.047S | Standalone | DE0002123 | As per HSA registered indication(s)
Orthopaedics | Bone Augmentation and Repair Material | Bone Graft | Synthetic Bone Graft Substitutes | Depuy Synthes | Chronos-Wedge, beta-Tricalcium Phosphate, Angle 10, 25 mm x 20 mm | 710.050S | Standalone | DE0002123 | As per HSA registered indication(s)
Orthopaedics | Bone Augmentation and Repair Material | Bone Graft | Synthetic Bone Graft Substitutes | Depuy Synthes | Chronos-Wedge, beta-Tricalcium Phosphate, Angle 22, 25 mm x 20 mm | 710.053S | Standalone | DE0002123 | As per HSA registered indication(s)
Orthopaedics | Bone Augmentation and Repair Material | Bone Graft | Synthetic Bone Graft Substitutes | Depuy Synthes | Chronos-Wedge, beta-Tricalcium Phosphate, Angle 26, 25 mm x 20 mm | 710.054S | Standalone | DE0002123 | As per HSA registered indication(s)
Orthopaedics | Bone Augmentation and Repair Material | Bone Graft | Synthetic Bone Graft Substitutes | Corliber (Shenzhen) Medical Device Co., Ltd. | Bioabsorbable Bone Graft B0101A | B0101A | Standalone | MD23882609N | As per HSA registered indication(s)
Orthopaedics | Bone Augmentation and Repair Material | Bone Graft | Synthetic Bone Graft Substitutes | Corliber (Shenzhen) Medical Device Co., Ltd. | Bioabsorbable Bone Graft B0101E | B0101E | Standalone | MD23882609N | As per HSA registered indication(s)
Orthopaedics | Bone Augmentation and Repair Material | Bone Graft | Synthetic Bone Graft Substitutes | Corliber (Shenzhen) Medical Device Co., Ltd. | Bioabsorbable Bone Graft B0101F | B0101F | Standalone | MD23882609N | As per HSA registered indication(s)
Orthopaedics | Bone Augmentation and Repair Material | Bone Graft | Synthetic Bone Graft Substitutes | Medtronic | Biologic 7600105 85 BTCP 15 HA 5cc Vial | 7600105 | Standalone | DE0001047 / D | As per HSA registered indication(s)
Orthopaedics | Bone Augmentation and Repair Material | Bone Graft | Synthetic Bone Graft Substitutes | Medtronic | Biologic 7600110 85 BTCP 15 HA 10cc Vial | 7600110 | Standalone | DE0001047 / D | As per HSA registered indication(s)
Orthopaedics | Bone Augmentation and Repair Material | Bone Graft | Synthetic Bone Graft Substitutes | Medtronic | BLOCK 7610305 MSTRGRFT MATRIX EXT 5CC | 7610305 | Standalone | DE0510131 | As per HSA registered indication(s)
Orthopaedics | Bone Augmentation and Repair Material | Bone Graft | Synthetic Bone Graft Substitutes | Osteopore International Pte Ltd | 3D printed hemisphere, bone void filler in orthopaedic applications PT33(52,24) | PT33(52,24) | Standalone | DE0509105 | As per HSA registered indication(s)
Orthopaedics | Bone Augmentation and Repair Material | Bone Graft | Synthetic Bone Graft Substitutes | Osteopore International Pte Ltd | 3D printed hemisphere, bone void filler in orthopaedic applications PT33(60,24) | PT33(60,24) | Standalone | DE0509105 | As per HSA registered indication(s)
Orthopaedics | Bone Augmentation and Repair Material | Bone Graft | Synthetic Bone Graft Substitutes | Osteopore International Pte Ltd | Regenerative wedge graft for HTO, asymetrical PT41(40,26,12,10) | PT41(40,26,12,10) | Standalone | DE0509105 | As per HSA registered indication(s)
Orthopaedics | Bone Augmentation and Repair Material | Bone Graft | Synthetic Bone Graft Substitutes | Osteopore International Pte Ltd | Regenerative wedge graft for HTO, asymetrical PT41(50,28,14,12) | PT41(50,28,14,12) | Standalone | DE0509105 | As per HSA registered indication(s)
Orthopaedics | Bone Augmentation and Repair Material | Bone Graft | Synthetic Bone Graft Substitutes | Osteopore International Pte Ltd | Regenerative wedge graft for HTO, asymetrical PT41(60,30,16,14) | PT41(60,30,16,14) | Standalone | DE0509105 | As per HSA registered indication(s)
Orthopaedics | Bone Augmentation and Repair Material | Bone Graft | Synthetic Bone Graft Substitutes | Stryker RHQ NL-LIM Limerick | Hydroset Injectable Cement Kit 10cc | 397010 | Standalone | DE0004910 | As per HSA registered indication(s)
Orthopaedics | Bone Augmentation and Repair Material | Bone Graft | Synthetic Bone Graft Substitutes | Stryker RHQ NL-LIM Limerick | Hydroset Injectable Cement Kit 15cc | 397015 | Standalone | DE0004910 | As per HSA registered indication(s)
Orthopaedics | Bone Augmentation and Repair Material | Bone Graft | Synthetic Bone Graft Substitutes | Stryker RHQ NL-LIM Limerick | Hydroset Injectable Cement Kit 3cc | 397003 | Standalone | DE0004910 | As per HSA registered indication(s)
Orthopaedics | Bone Augmentation and Repair Material | Bone Graft | Synthetic Bone Graft Substitutes | Stryker RHQ NL-LIM Limerick | Hydroset Injectable Cement Kit 5cc | 397005 | Standalone | DE0004910 | As per HSA registered indication(s)
Orthopaedics | Bone Augmentation and Repair Material | Bone Graft | Synthetic Bone Graft Substitutes | UK | Genex 10cc | 900-010 | Standalone | DE0508995 | As per HSA registered indication(s)
Orthopaedics | Bone Augmentation and Repair Material | Bone Graft | Synthetic Bone Graft Substitutes | UK | Genex 5cc | 900-005 | Standalone | DE0508995 | As per HSA registered indication(s)
Orthopaedics | Bone Augmentation and Repair Material | Bone Graft | Synthetic Bone Graft Substitutes | UK | Genex Putty 10cc | 920-010 | Standalone | DE0508995 | As per HSA registered indication(s)
Orthopaedics | Bone Augmentation and Repair Material | Bone Graft | Synthetic Bone Graft Substitutes | UK | Genex Putty 5cc | 920-005 | Standalone | DE0508995 | As per HSA registered indication(s)
Orthopaedics | Hip replacement - Femoral component | Femoral stem | Femoral stem - Revision cementless | STRYKER HOWMEDICA OSTEONICS | RESTORATION MODULAR HIP SYSTEM CONICAL DISTAL STEM STRAIGHT 26 x 155 mm | 6276-7-026 | Standalone | DE0019153 | Revision of femoral stem or in primary replacement where there is insufficient native bone support for a primary stem
Orthopaedics | Hip replacement - Femoral component | Femoral stem | Femoral stem - Revision cementless | STRYKER HOWMEDICA OSTEONICS | RESTORATION MODULAR HIP SYSTEM CONICAL DISTAL STEM STRAIGHT 27 x 155 mm | 6276-7-027 | Standalone | DE0019153 | Revision of femoral stem or in primary replacement where there is insufficient native bone support for a primary stem
Orthopaedics | Hip replacement - Femoral component | Femoral stem | Femoral stem - Revision cementless | STRYKER HOWMEDICA OSTEONICS | RESTORATION MODULAR HIP SYSTEM CONICAL DISTAL STEM STRAIGHT 28 x 155 mm | 6276-7-028 | Standalone | DE0019153 | Revision of femoral stem or in primary replacement where there is insufficient native bone support for a primary stem
Orthopaedics | Hip replacement - Femoral component | Femoral stem | Femoral stem - Revision cementless | STRYKER HOWMEDICA OSTEONICS | RESTORATION MODULAR HIP SYSTEM CONICAL DISTAL STEM STRAIGHT 26 x 195 mm | 6276-7-126 | Standalone | DE0019153 | Revision of femoral stem or in primary replacement where there is insufficient native bone support for a primary stem
Orthopaedics | Hip replacement - Femoral component | Femoral stem | Femoral stem - Revision cementless | STRYKER HOWMEDICA OSTEONICS | RESTORATION MODULAR HIP SYSTEM CONICAL DISTAL STEM STRAIGHT 27 x 195 mm | 6276-7-127 | Standalone | DE0019153 | Revision of femoral stem or in primary replacement where there is insufficient native bone support for a primary stem
Orthopaedics | Hip replacement - Femoral component | Femoral stem | Femoral stem - Revision cementless | STRYKER HOWMEDICA OSTEONICS | RESTORATION MODULAR HIP SYSTEM CONICAL DISTAL STEM STRAIGHT 28 x 195 mm | 6276-7-128 | Standalone | DE0019153 | Revision of femoral stem or in primary replacement where there is insufficient native bone support for a primary stem
Orthopaedics | Hip replacement - Femoral component | Femoral stem | Femoral stem - Revision cementless | STRYKER HOWMEDICA OSTEONICS | RESTORATION MODULAR HIP SYSTEM CONICAL DISTAL STEM BOWED 21 X 195mm | 6276-7-221 | Standalone | DE0019153 | Revision of femoral stem or in primary replacement where there is insufficient native bone support for a primary stem
Orthopaedics | Hip replacement - Femoral component | Femoral stem | Femoral stem - Revision cementless | STRYKER HOWMEDICA OSTEONICS | RESTORATION MODULAR HIP SYSTEM CONICAL DISTAL STEM BOWED 22 X 195mm | 6276-7-222 | Standalone | DE0019153 | Revision of femoral stem or in primary replacement where there is insufficient native bone support for a primary stem
Orthopaedics | Hip replacement - Femoral component | Femoral stem | Femoral stem - Revision cementless | STRYKER HOWMEDICA OSTEONICS | RESTORATION MODULAR HIP SYSTEM CONICAL DISTAL STEM BOWED 23 X 195mm | 6276-7-223 | Standalone | DE0019153 | Revision of femoral stem or in primary replacement where there is insufficient native bone support for a primary stem
Orthopaedics | Hip replacement - Femoral component | Femoral stem | Femoral stem - Revision cementless | STRYKER HOWMEDICA OSTEONICS | RESTORATION MODULAR HIP SYSTEM CONICAL DISTAL STEM BOWED 24 X 195mm | 6276-7-224 | Standalone | DE0019153 | Revision of femoral stem or in primary replacement where there is insufficient native bone support for a primary stem
Orthopaedics | Hip replacement - Femoral component | Femoral stem | Femoral stem - Revision cementless | STRYKER HOWMEDICA OSTEONICS | RESTORATION MODULAR HIP SYSTEM CONICAL DISTAL STEM BOWED 25 X 195mm | 6276-7-225 | Standalone | DE0019153 | Revision of femoral stem or in primary replacement where there is insufficient native bone support for a primary stem
Orthopaedics | Hip replacement - Femoral component | Femoral stem | Femoral stem - Revision cementless | STRYKER HOWMEDICA OSTEONICS | RESTORATION MODULAR HIP SYSTEM CONICAL DISTAL STEM BOWED 26 X 195mm | 6276-7-226 | Standalone | DE0019153 | Revision of femoral stem or in primary replacement where there is insufficient native bone support for a primary stem
Orthopaedics | Hip replacement - Femoral component | Femoral stem | Femoral stem - Revision cementless | STRYKER HOWMEDICA OSTEONICS | RESTORATION MODULAR HIP SYSTEM CONICAL DISTAL STEM BOWED 27 X 195mm | 6276-7-227 | Standalone | DE0019153 | Revision of femoral stem or in primary replacement where there is insufficient native bone support for a primary stem
Orthopaedics | Hip replacement - Femoral component | Femoral stem | Femoral stem - Revision cementless | STRYKER HOWMEDICA OSTEONICS | RESTORATION MODULAR HIP SYSTEM CONICAL DISTAL STEM BOWED 28 X 195mm | 6276-7-228 | Standalone | DE0019153 | Revision of femoral stem or in primary replacement where there is insufficient native bone support for a primary stem
Orthopaedics | Hip replacement - Femoral component | Femoral stem | Femoral stem - Revision cementless | STRYKER HOWMEDICA OSTEONICS | RESTORATION MODULAR HIP SYSTEM CONICAL DISTAL STEM BOWED 21 X 235mm | 6276-7-321 | Standalone | DE0019153 | Revision of femoral stem or in primary replacement where there is insufficient native bone support for a primary stem
Orthopaedics | Hip replacement - Femoral component | Femoral stem | Femoral stem - Revision cementless | STRYKER HOWMEDICA OSTEONICS | RESTORATION MODULAR HIP SYSTEM CONICAL DISTAL STEM BOWED 22 X 235mm | 6276-7-322 | Standalone | DE0019153 | Revision of femoral stem or in primary replacement where there is insufficient native bone support for a primary stem
Orthopaedics | Hip replacement - Femoral component | Femoral stem | Femoral stem - Revision cementless | STRYKER HOWMEDICA OSTEONICS | RESTORATION MODULAR HIP SYSTEM CONICAL DISTAL STEM BOWED 23 X 235mm | 6276-7-323 | Standalone | DE0019153 | Revision of femoral stem or in primary replacement where there is insufficient native bone support for a primary stem
Orthopaedics | Hip replacement - Femoral component | Femoral stem | Femoral stem - Revision cementless | STRYKER HOWMEDICA OSTEONICS | RESTORATION MODULAR HIP SYSTEM CONICAL DISTAL STEM BOWED 24 X 235mm | 6276-7-324 | Standalone | DE0019153 | Revision of femoral stem or in primary replacement where there is insufficient native bone support for a primary stem
Orthopaedics | Hip replacement - Femoral component | Femoral stem | Femoral stem - Revision cementless | STRYKER HOWMEDICA OSTEONICS | RESTORATION MODULAR HIP SYSTEM CONICAL DISTAL STEM BOWED 25 X 235mm | 6276-7-325 | Standalone | DE0019153 | Revision of femoral stem or in primary replacement where there is insufficient native bone support for a primary stem
Orthopaedics | Hip replacement - Femoral component | Femoral stem | Femoral stem - Revision cementless | STRYKER HOWMEDICA OSTEONICS | RESTORATION MODULAR HIP SYSTEM CONICAL DISTAL STEM BOWED 26 X 235mm | 6276-7-326 | Standalone | DE0019153 | Revision of femoral stem or in primary replacement where there is insufficient native bone support for a primary stem
Orthopaedics | Hip replacement - Femoral component | Femoral stem | Femoral stem - Revision cementless | STRYKER HOWMEDICA OSTEONICS | RESTORATION MODULAR HIP SYSTEM CONICAL DISTAL STEM BOWED 27 X 235mm | 6276-7-327 | Standalone | DE0019153 | Revision of femoral stem or in primary replacement where there is insufficient native bone support for a primary stem
Orthopaedics | Hip replacement - Femoral component | Femoral stem | Femoral stem - Revision cementless | STRYKER HOWMEDICA OSTEONICS | RESTORATION MODULAR HIP SYSTEM CONICAL DISTAL STEM BOWED 28 X 235mm | 6276-7-328 | Standalone | DE0019153 | Revision of femoral stem or in primary replacement where there is insufficient native bone support for a primary stem
Orthopaedics | Hip replacement - Femoral component | Femoral stem | Femoral stem - Revision cementless | Stryker RHQ NL-SHC Cork | RESTORATION MODULAR CONICAL DISTAL STEM - STRAIGHT - 12MM x 115MM | 6276-7-412 | Standalone | DE0019153 | Revision of femoral stem or in primary replacement where there is insufficient native bone support for a primary stem
Orthopaedics | Hip replacement - Femoral component | Femoral stem | Femoral stem - Revision cementless | Stryker RHQ NL-SHC Cork | RESTORATION MODULAR CONICAL DISTAL STEM - STRAIGHT - 13MM x 115MM | 6276-7-413 | Standalone | DE0019153 | Revision of femoral stem or in primary replacement where there is insufficient native bone support for a primary stem
Orthopaedics | Hip replacement - Femoral component | Femoral stem | Femoral stem - Revision cementless | Stryker RHQ NL-SHC Cork | RESTORATION MODULAR CONICAL DISTAL STEM - STRAIGHT - 14MM x 115MM | 6276-7-414 | Standalone | DE0019153 | Revision of femoral stem or in primary replacement where there is insufficient native bone support for a primary stem
Orthopaedics | Hip replacement - Femoral component | Femoral stem | Femoral stem - Revision cementless | Stryker RHQ NL-SHC Cork | RESTORATION MODULAR CONICAL DISTAL STEM - STRAIGHT - 15MM x 115MM | 6276-7-415 | Standalone | DE0019153 | Revision of femoral stem or in primary replacement where there is insufficient native bone support for a primary stem
Orthopaedics | Hip replacement - Femoral component | Femoral stem | Femoral stem - Revision cementless | Stryker RHQ NL-SHC Cork | RESTORATION MODULAR CONICAL DISTAL STEM - STRAIGHT - 16MM x 115MM | 6276-7-416 | Standalone | DE0019153 | Revision of femoral stem or in primary replacement where there is insufficient native bone support for a primary stem
Orthopaedics | Hip replacement - Femoral component | Femoral stem | Femoral stem - Revision cementless | Stryker RHQ NL-SHC Cork | RESTORATION MODULAR CONICAL DISTAL STEM - STRAIGHT - 17MM x 115MM | 6276-7-417 | Standalone | DE0019153 | Revision of femoral stem or in primary replacement where there is insufficient native bone support for a primary stem
Orthopaedics | Hip replacement - Femoral component | Femoral stem | Femoral stem - Revision cementless | Stryker RHQ NL-SHC Cork | RESTORATION MODULAR CONICAL DISTAL STEM - STRAIGHT - 18MM x 115MM | 6276-7-418 | Standalone | DE0019153 | Revision of femoral stem or in primary replacement where there is insufficient native bone support for a primary stem
Orthopaedics | Hip replacement - Femoral component | Femoral stem | Femoral stem - Revision cementless | Stryker RHQ NL-SHC Cork | RESTORATION MODULAR CONICAL DISTAL STEM - STRAIGHT - 19MM x 115MM | 6276-7-419 | Standalone | DE0019153 | Revision of femoral stem or in primary replacement where there is insufficient native bone support for a primary stem
Orthopaedics | Hip replacement - Femoral component | Femoral stem | Femoral stem - Revision cementless | Stryker RHQ NL-SHC Cork | RESTORATION MODULAR CONICAL DISTAL STEM - STRAIGHT - 20MM x 115MM | 6276-7-420 | Standalone | DE0019153 | Revision of femoral stem or in primary replacement where there is insufficient native bone support for a primary stem
Orthopaedics | Hip replacement - Femoral component | Femoral stem | Femoral stem - Revision cementless | Stryker RHQ NL-SHC Cork | RESTORATION MODULAR CONICAL DISTAL STEM - STRAIGHT - 21MM x 115MM | 6276-7-421 | Standalone | DE0019153 | Revision of femoral stem or in primary replacement where there is insufficient native bone support for a primary stem
Orthopaedics | Hip replacement - Femoral component | Femoral stem | Femoral stem - Revision cementless | Stryker RHQ NL-SHC Cork | RESTORATION MODULAR CONICAL DISTAL STEM - STRAIGHT - 22MM x 115MM | 6276-7-422 | Standalone | DE0019153 | Revision of femoral stem or in primary replacement where there is insufficient native bone support for a primary stem
Orthopaedics | Hip replacement - Femoral component | Femoral stem | Femoral stem - Revision cementless | Stryker RHQ NL-SHC Cork | RESTORATION MODULAR CONICAL DISTAL STEM - STRAIGHT - 23MM x 115MM | 6276-7-423 | Standalone | DE0019153 | Revision of femoral stem or in primary replacement where there is insufficient native bone support for a primary stem
Orthopaedics | Knee and hip replacement | Segmental/megaprosthesis implant | Segmental/megaprosthesis implant - All-poly | Stryker Global Modular Replacement System (GMRS) | Kinematic Rotating Hinge Knee XSM 21mm | 6485-2-021 | Standalone | DE0003786 | As per HSA registered indication(s)
Orthopaedics | Knee and hip replacement | Segmental/megaprosthesis implant | Segmental/megaprosthesis implant - All-poly | Stryker Global Modular Replacement System (GMRS) | Kinematic Rotating Hinge Knee XSM 21mm | 6485-2-121 | Standalone | DE0003786 | As per HSA registered indication(s)
Orthopaedics | Knee and hip replacement | Segmental/megaprosthesis implant | Segmental/megaprosthesis implant - All-poly | Stryker Global Modular Replacement System (GMRS) | Kinematic Rotating Hinge Knee MED 8mm | 6485-2-208 | Standalone | DE0003786 | As per HSA registered indication(s)
Orthopaedics | Knee and hip replacement | Segmental/megaprosthesis implant | Segmental/megaprosthesis implant - All-poly | Stryker Global Modular Replacement System (GMRS) | Kinematic Rotating Hinge Knee MED 11mm | 6485-2-211 | Standalone | DE0003786 | As per HSA registered indication(s)
Orthopaedics | Knee and hip replacement | Segmental/megaprosthesis implant | Segmental/megaprosthesis implant - All-poly | Stryker Global Modular Replacement System (GMRS) | Kinematic Rotating Hinge Knee MED 16mm | 6485-2-216 | Standalone | DE0003786 | As per HSA registered indication(s)
Orthopaedics | Knee and hip replacement | Segmental/megaprosthesis implant | Segmental/megaprosthesis implant - All-poly | Stryker Global Modular Replacement System (GMRS) | Kinematic Rotating Hinge Knee MED 21mm | 6485-2-221 | Standalone | DE0003786 | As per HSA registered indication(s)
Orthopaedics | Knee and hip replacement | Segmental/megaprosthesis implant | Segmental/megaprosthesis implant - All-poly | Stryker Global Modular Replacement System (GMRS) | Kinematic Rotating Hinge Knee LGE 8mm | 6485-2-308 | Standalone | DE0003786 | As per HSA registered indication(s)
Orthopaedics | Knee and hip replacement | Segmental/megaprosthesis implant | Segmental/megaprosthesis implant - All-poly | Stryker Global Modular Replacement System (GMRS) | Kinematic Rotating Hinge Knee LGE 11mm | 6485-2-311 | Standalone | DE0003786 | As per HSA registered indication(s)
Orthopaedics | Knee and hip replacement | Segmental/megaprosthesis implant | Segmental/megaprosthesis implant - All-poly | Stryker Global Modular Replacement System (GMRS) | Kinematic Rotating Hinge Knee LGE 16mm | 6485-2-316 | Standalone | DE0003786 | As per HSA registered indication(s)
Orthopaedics | Knee and hip replacement | Segmental/megaprosthesis implant | Segmental/megaprosthesis implant - All-poly | Stryker Global Modular Replacement System (GMRS) | Kinematic Rotating Hinge Knee LGE 21mm | 6485-2-321 | Standalone | DE0003786 | As per HSA registered indication(s)
Orthopaedics | Knee and hip replacement | Segmental/megaprosthesis implant | Segmental/megaprosthesis implant - Proximal femoral component | Stryker RHQ NL-LIM Limerick | Stryker MRH Knee Femoral Component MED LFT | 6481-1-120 | Standalone | DE0003786 | As per HSA registered indication(s)
Orthopaedics | Knee and hip replacement | Segmental/megaprosthesis implant | Segmental/megaprosthesis implant - Proximal femoral component | Stryker RHQ NL-LIM Limerick | Stryker MRH Knee Femoral Component MED RGT | 6481-1-121 | Standalone | DE0003786 | As per HSA registered indication(s)
Orthopaedics | Knee and hip replacement | Segmental/megaprosthesis implant | Segmental/megaprosthesis implant - Proximal femoral component | Stryker RHQ NL-LIM Limerick | Stryker MRH Knee Femoral Component LGE LFT | 6481-1-130 | Standalone | DE0003786 | As per HSA registered indication(s)
Orthopaedics | Knee and hip replacement | Segmental/megaprosthesis implant | Segmental/megaprosthesis implant - Proximal femoral component | Stryker RHQ NL-LIM Limerick | Stryker MRH Knee Femoral Component LGE RGT | 6481-1-131 | Standalone | DE0003786 | As per HSA registered indication(s)
Orthopaedics | Total knee replacement (TKR) | TKR tibial insert | TKR tibial insert - Unconstrained - Crosslinked polyethylene | STRYKER HOWMEDICA OSTEONICS | TRIATHLON X3 TIBIAL BEARING INSERT - CR, SIZE #0, 9MM | 5530-G-009-E | Standalone | DE0018575 | Active patients aged 65 years and younger
Orthopaedics | Total knee replacement (TKR) | TKR tibial insert | TKR tibial insert - Unconstrained - Crosslinked polyethylene | STRYKER HOWMEDICA OSTEONICS | TRIATHLON X3 TIBIAL BEARING INSERT - CR, SIZE #0, 10MM | 5530-G-010-E | Standalone | DE0018575 | Active patients aged 65 years and younger
Orthopaedics | Total knee replacement (TKR) | TKR tibial insert | TKR tibial insert - Unconstrained - Crosslinked polyethylene | STRYKER HOWMEDICA OSTEONICS | TRIATHLON X3 TIBIAL BEARING INSERT - CR, SIZE #0, 11MM | 5530-G-011-E | Standalone | DE0018575 | Active patients aged 65 years and younger
Orthopaedics | Total knee replacement (TKR) | TKR tibial insert | TKR tibial insert - Unconstrained - Crosslinked polyethylene | STRYKER HOWMEDICA OSTEONICS | TRIATHLON X3 TIBIAL BEARING INSERT - CR, SIZE #0, 12MM | 5530-G-012-E | Standalone | DE0018575 | Active patients aged 65 years and younger
Orthopaedics | Total knee replacement (TKR) | TKR tibial insert | TKR tibial insert - Unconstrained - Crosslinked polyethylene | STRYKER HOWMEDICA OSTEONICS | TRIATHLON X3 TIBIAL BEARING INSERT - CR, SIZE #0, 14MM | 5530-G-014-E | Standalone | DE0018575 | Active patients aged 65 years and younger
Orthopaedics | Total knee replacement (TKR) | TKR tibial insert | TKR tibial insert - Unconstrained - Crosslinked polyethylene | STRYKER HOWMEDICA OSTEONICS | TRIATHLON X3 TIBIAL BEARING INSERT - CR, SIZE #0, 16MM | 5530-G-016-E | Standalone | DE0018575 | Active patients aged 65 years and younger
Orthopaedics | Total knee replacement (TKR) | TKR tibial insert | TKR tibial insert - Unconstrained - Crosslinked polyethylene | STRYKER HOWMEDICA OSTEONICS | TRIATHLON X3 TIBIAL BEARING INSERT - CS, SIZE #0, 9MM | 5531-G-009-E | Standalone | DE0018575 | Active patients aged 65 years and younger
Orthopaedics | Total knee replacement (TKR) | TKR tibial insert | TKR tibial insert - Unconstrained - Crosslinked polyethylene | STRYKER HOWMEDICA OSTEONICS | TRIATHLON X3 TIBIAL BEARING INSERT - CS, SIZE #0, 10MM | 5531-G-010-E | Standalone | DE0018575 | Active patients aged 65 years and younger
Orthopaedics | Total knee replacement (TKR) | TKR tibial insert | TKR tibial insert - Unconstrained - Crosslinked polyethylene | STRYKER HOWMEDICA OSTEONICS | TRIATHLON X3 TIBIAL BEARING INSERT - CS, SIZE #0, 11MM | 5531-G-011-E | Standalone | DE0018575 | Active patients aged 65 years and younger
Orthopaedics | Total knee replacement (TKR) | TKR tibial insert | TKR tibial insert - Unconstrained - Crosslinked polyethylene | STRYKER HOWMEDICA OSTEONICS | TRIATHLON X3 TIBIAL BEARING INSERT - CS, SIZE #0, 12MM | 5531-G-012-E | Standalone | DE0018575 | Active patients aged 65 years and younger
Orthopaedics | Total knee replacement (TKR) | TKR tibial insert | TKR tibial insert - Unconstrained - Crosslinked polyethylene | STRYKER HOWMEDICA OSTEONICS | TRIATHLON X3 TIBIAL BEARING INSERT - CS, SIZE #0, 14MM | 5531-G-014-E | Standalone | DE0018575 | Active patients aged 65 years and younger
Orthopaedics | Total knee replacement (TKR) | TKR tibial insert | TKR tibial insert - Unconstrained - Crosslinked polyethylene | STRYKER HOWMEDICA OSTEONICS | TRIATHLON X3 TIBIAL BEARING INSERT - CS, SIZE #0, 16MM | 5531-G-016-E | Standalone | DE0018575 | Active patients aged 65 years and younger
Orthopaedics | Total knee replacement (TKR) | TKR tibial insert | TKR tibial insert - Unconstrained - Crosslinked polyethylene | STRYKER HOWMEDICA OSTEONICS | TRIATHLON X3 TIBIAL BEARING INSERT - CS, SIZE #0, 19MM | 5531-G-019-E | Standalone | DE0018575 | Active patients aged 65 years and younger
Orthopaedics | Total knee replacement (TKR) | TKR tibial insert | TKR tibial insert - Unconstrained - Crosslinked polyethylene | STRYKER HOWMEDICA OSTEONICS | TRIATHLON X3 TIBIAL BEARING INSERT - PS, SIZE #0, 9MM | 5532-G-009-E | Standalone | DE0018575 | Active patients aged 65 years and younger
Orthopaedics | Total knee replacement (TKR) | TKR tibial insert | TKR tibial insert - Unconstrained - Crosslinked polyethylene | STRYKER HOWMEDICA OSTEONICS | TRIATHLON X3 TIBIAL BEARING INSERT - PS, SIZE #0, 10MM | 5532-G-010-E | Standalone | DE0018575 | Active patients aged 65 years and younger
Orthopaedics | Total knee replacement (TKR) | TKR tibial insert | TKR tibial insert - Unconstrained - Crosslinked polyethylene | STRYKER HOWMEDICA OSTEONICS | TRIATHLON X3 TIBIAL BEARING INSERT - PS, SIZE #0, 11MM | 5532-G-011-E | Standalone | DE0018575 | Active patients aged 65 years and younger
Orthopaedics | Total knee replacement (TKR) | TKR tibial insert | TKR tibial insert - Unconstrained - Crosslinked polyethylene | STRYKER HOWMEDICA OSTEONICS | TRIATHLON X3 TIBIAL BEARING INSERT - PS, SIZE #0, 12MM | 5532-G-012-E | Standalone | DE0018575 | Active patients aged 65 years and younger
Orthopaedics | Total knee replacement (TKR) | TKR tibial insert | TKR tibial insert - Unconstrained - Crosslinked polyethylene | STRYKER HOWMEDICA OSTEONICS | TRIATHLON X3 TIBIAL BEARING INSERT - PS, SIZE #0, 14MM | 5532-G-014-E | Standalone | DE0018575 | Active patients aged 65 years and younger
Orthopaedics | Total knee replacement (TKR) | TKR tibial insert | TKR tibial insert - Unconstrained - Crosslinked polyethylene | STRYKER HOWMEDICA OSTEONICS | TRIATHLON X3 TIBIAL BEARING INSERT - PS, SIZE #0, 16MM | 5532-G-016-E | Standalone | DE0018575 | Active patients aged 65 years and younger
Orthopaedics | Total knee replacement (TKR) | TKR tibial insert | TKR tibial insert - Unconstrained - Crosslinked polyethylene | STRYKER HOWMEDICA OSTEONICS | TRIATHLON X3 TIBIAL BEARING INSERT - PS, SIZE #0, 19MM | 5532-G-019-E | Standalone | DE0018575 | Active patients aged 65 years and younger
Orthopaedics | Total knee replacement (TKR) | TKR tibial insert | TKR tibial insert - Unconstrained - Crosslinked polyethylene | STRYKER HOWMEDICA OSTEONICS | TRIATHLON X3 TIBIAL BEARING INSERT - PSR, SIZE 0, 9MM | 8532-G-009-E | Standalone | DE0018575 | Active patients aged 65 years and younger
Orthopaedics | Total knee replacement (TKR) | TKR tibial insert | TKR tibial insert - Unconstrained - Crosslinked polyethylene | STRYKER HOWMEDICA OSTEONICS | TRIATHLON X3 TIBIAL BEARING INSERT - PSR, SIZE 0, 10MM | 8532-G-010-E | Standalone | DE0018575 | Active patients aged 65 years and younger
Orthopaedics | Total knee replacement (TKR) | TKR tibial insert | TKR tibial insert - Unconstrained - Crosslinked polyethylene | STRYKER HOWMEDICA OSTEONICS | TRIATHLON X3 TIBIAL BEARING INSERT - PSR, SIZE 0, 11MM | 8532-G-011-E | Standalone | DE0018575 | Active patients aged 65 years and younger
Orthopaedics | Total knee replacement (TKR) | TKR tibial insert | TKR tibial insert - Unconstrained - Crosslinked polyethylene | STRYKER HOWMEDICA OSTEONICS | TRIATHLON X3 TIBIAL BEARING INSERT - PSR, SIZE 0, 12MM | 8532-G-012-E | Standalone | DE0018575 | Active patients aged 65 years and younger
Orthopaedics | Total knee replacement (TKR) | TKR tibial insert | TKR tibial insert - Unconstrained - Crosslinked polyethylene | STRYKER HOWMEDICA OSTEONICS | TRIATHLON X3 TIBIAL BEARING INSERT - PSR, SIZE 0, 14MM | 8532-G-014-E | Standalone | DE0018575 | Active patients aged 65 years and younger
Orthopaedics | Total knee replacement (TKR) | TKR tibial insert | TKR tibial insert - Unconstrained - Crosslinked polyethylene | STRYKER HOWMEDICA OSTEONICS | TRIATHLON X3 TIBIAL BEARING INSERT - PSR, SIZE 0, 16MM | 8532-G-016-E | Standalone | DE0018575 | Active patients aged 65 years and younger
Orthopaedics | Total knee replacement (TKR) | TKR tibial insert | TKR tibial insert - Unconstrained - Crosslinked polyethylene | STRYKER HOWMEDICA OSTEONICS | TRIATHLON X3 TIBIAL BEARING INSERT - PSR, SIZE 0, 19MM | 8532-G-019-E | Standalone | DE0018575 | Active patients aged 65 years and younger
Orthopaedics | Total knee replacement (TKR) | TKR tibial insert | TKR tibial insert - Unconstrained - Crosslinked polyethylene | STRYKER HOWMEDICA OSTEONICS | TRIATHLON X3 TIBIAL BEARING INSERT - PSR, SIZE 1, 9MM | 8532-G-109-E | Standalone | DE0018575 | Active patients aged 65 years and younger
Orthopaedics | Total knee replacement (TKR) | TKR tibial insert | TKR tibial insert - Unconstrained - Crosslinked polyethylene | STRYKER HOWMEDICA OSTEONICS | TRIATHLON X3 TIBIAL BEARING INSERT - PSR, SIZE 1, 10MM | 8532-G-110-E | Standalone | DE0018575 | Active patients aged 65 years and younger
Orthopaedics | Total knee replacement (TKR) | TKR tibial insert | TKR tibial insert - Unconstrained - Crosslinked polyethylene | STRYKER HOWMEDICA OSTEONICS | TRIATHLON X3 TIBIAL BEARING INSERT - PSR, SIZE 1, 11MM | 8532-G-111-E | Standalone | DE0018575 | Active patients aged 65 years and younger
Orthopaedics | Total knee replacement (TKR) | TKR tibial insert | TKR tibial insert - Unconstrained - Crosslinked polyethylene | STRYKER HOWMEDICA OSTEONICS | TRIATHLON X3 TIBIAL BEARING INSERT - PSR, SIZE 1, 12MM | 8532-G-112-E | Standalone | DE0018575 | Active patients aged 65 years and younger
Orthopaedics | Total knee replacement (TKR) | TKR tibial insert | TKR tibial insert - Unconstrained - Crosslinked polyethylene | STRYKER HOWMEDICA OSTEONICS | TRIATHLON X3 TIBIAL BEARING INSERT - PSR, SIZE 1, 14MM | 8532-G-114-E | Standalone | DE0018575 | Active patients aged 65 years and younger
Orthopaedics | Total knee replacement (TKR) | TKR tibial insert | TKR tibial insert - Unconstrained - Crosslinked polyethylene | STRYKER HOWMEDICA OSTEONICS | TRIATHLON X3 TIBIAL BEARING INSERT - PSR, SIZE 1, 16MM | 8532-G-116-E | Standalone | DE0018575 | Active patients aged 65 years and younger
Orthopaedics | Total knee replacement (TKR) | TKR tibial insert | TKR tibial insert - Unconstrained - Crosslinked polyethylene | STRYKER HOWMEDICA OSTEONICS | TRIATHLON X3 TIBIAL BEARING INSERT - PSR, SIZE 1, 19MM | 8532-G-119-E | Standalone | DE0018575 | Active patients aged 65 years and younger
Orthopaedics | Total knee replacement (TKR) | TKR tibial insert | TKR tibial insert - Unconstrained - Crosslinked polyethylene | STRYKER HOWMEDICA OSTEONICS | TRIATHLON X3 TIBIAL BEARING INSERT - PSR, SIZE 1, 22MM | 8532-G-122-E | Standalone | DE0018575 | Active patients aged 65 years and younger
Orthopaedics | Total knee replacement (TKR) | TKR tibial insert | TKR tibial insert - Unconstrained - Crosslinked polyethylene | STRYKER HOWMEDICA OSTEONICS | TRIATHLON X3 TIBIAL BEARING INSERT - PSR, SIZE 2, 9MM | 8532-G-209-E | Standalone | DE0018575 | Active patients aged 65 years and younger
Orthopaedics | Total knee replacement (TKR) | TKR tibial insert | TKR tibial insert - Unconstrained - Crosslinked polyethylene | STRYKER HOWMEDICA OSTEONICS | TRIATHLON X3 TIBIAL BEARING INSERT - PSR, SIZE 2, 10MM | 8532-G-210-E | Standalone | DE0018575 | Active patients aged 65 years and younger
Orthopaedics | Total knee replacement (TKR) | TKR tibial insert | TKR tibial insert - Unconstrained - Crosslinked polyethylene | STRYKER HOWMEDICA OSTEONICS | TRIATHLON X3 TIBIAL BEARING INSERT - PSR, SIZE 2, 11MM | 8532-G-211-E | Standalone | DE0018575 | Active patients aged 65 years and younger
Orthopaedics | Total knee replacement (TKR) | TKR tibial insert | TKR tibial insert - Unconstrained - Crosslinked polyethylene | STRYKER HOWMEDICA OSTEONICS | TRIATHLON X3 TIBIAL BEARING INSERT - PSR, SIZE 2, 12MM | 8532-G-212-E | Standalone | DE0018575 | Active patients aged 65 years and younger
Orthopaedics | Total knee replacement (TKR) | TKR tibial insert | TKR tibial insert - Unconstrained - Crosslinked polyethylene | STRYKER HOWMEDICA OSTEONICS | TRIATHLON X3 TIBIAL BEARING INSERT - PSR, SIZE 2, 14MM | 8532-G-214-E | Standalone | DE0018575 | Active patients aged 65 years and younger
Orthopaedics | Total knee replacement (TKR) | TKR tibial insert | TKR tibial insert - Unconstrained - Crosslinked polyethylene | STRYKER HOWMEDICA OSTEONICS | TRIATHLON X3 TIBIAL BEARING INSERT - PSR, SIZE 2, 16MM | 8532-G-216-E | Standalone | DE0018575 | Active patients aged 65 years and younger
Orthopaedics | Total knee replacement (TKR) | TKR tibial insert | TKR tibial insert - Unconstrained - Crosslinked polyethylene | STRYKER HOWMEDICA OSTEONICS | TRIATHLON X3 TIBIAL BEARING INSERT - PSR, SIZE 2, 19MM | 8532-G-219-E | Standalone | DE0018575 | Active patients aged 65 years and younger
Orthopaedics | Total knee replacement (TKR) | TKR tibial insert | TKR tibial insert - Unconstrained - Crosslinked polyethylene | STRYKER HOWMEDICA OSTEONICS | TRIATHLON X3 TIBIAL BEARING INSERT - PSR, SIZE 2, 22MM | 8532-G-222-E | Standalone | DE0018575 | Active patients aged 65 years and younger
Orthopaedics | Total knee replacement (TKR) | TKR tibial insert | TKR tibial insert - Unconstrained - Crosslinked polyethylene | STRYKER HOWMEDICA OSTEONICS | TRIATHLON X3 TIBIAL BEARING INSERT - PSR, SIZE 3, 9MM | 8532-G-309-E | Standalone | DE0018575 | Active patients aged 65 years and younger
Orthopaedics | Total knee replacement (TKR) | TKR tibial insert | TKR tibial insert - Unconstrained - Crosslinked polyethylene | STRYKER HOWMEDICA OSTEONICS | TRIATHLON X3 TIBIAL BEARING INSERT - PSR, SIZE 3, 10MM | 8532-G-310-E | Standalone | DE0018575 | Active patients aged 65 years and younger
Orthopaedics | Total knee replacement (TKR) | TKR tibial insert | TKR tibial insert - Unconstrained - Crosslinked polyethylene | STRYKER HOWMEDICA OSTEONICS | TRIATHLON X3 TIBIAL BEARING INSERT - PSR, SIZE 3, 11MM | 8532-G-311-E | Standalone | DE0018575 | Active patients aged 65 years and younger
Orthopaedics | Total knee replacement (TKR) | TKR tibial insert | TKR tibial insert - Unconstrained - Crosslinked polyethylene | STRYKER HOWMEDICA OSTEONICS | TRIATHLON X3 TIBIAL BEARING INSERT - PSR, SIZE 3, 12MM | 8532-G-312-E | Standalone | DE0018575 | Active patients aged 65 years and younger
Orthopaedics | Total knee replacement (TKR) | TKR tibial insert | TKR tibial insert - Unconstrained - Crosslinked polyethylene | STRYKER HOWMEDICA OSTEONICS | TRIATHLON X3 TIBIAL BEARING INSERT - PSR, SIZE 3, 14MM | 8532-G-314-E | Standalone | DE0018575 | Active patients aged 65 years and younger
Orthopaedics | Total knee replacement (TKR) | TKR tibial insert | TKR tibial insert - Unconstrained - Crosslinked polyethylene | STRYKER HOWMEDICA OSTEONICS | TRIATHLON X3 TIBIAL BEARING INSERT - PSR, SIZE 3, 16MM | 8532-G-316-E | Standalone | DE0018575 | Active patients aged 65 years and younger
Orthopaedics | Total knee replacement (TKR) | TKR tibial insert | TKR tibial insert - Unconstrained - Crosslinked polyethylene | STRYKER HOWMEDICA OSTEONICS | TRIATHLON X3 TIBIAL BEARING INSERT - PSR, SIZE 3, 19MM | 8532-G-319-E | Standalone | DE0018575 | Active patients aged 65 years and younger
Orthopaedics | Total knee replacement (TKR) | TKR tibial insert | TKR tibial insert - Unconstrained - Crosslinked polyethylene | STRYKER HOWMEDICA OSTEONICS | TRIATHLON X3 TIBIAL BEARING INSERT - PSR, SIZE 3, 22MM | 8532-G-322-E | Standalone | DE0018575 | Active patients aged 65 years and younger
Orthopaedics | Total knee replacement (TKR) | TKR tibial insert | TKR tibial insert - Unconstrained - Crosslinked polyethylene | STRYKER HOWMEDICA OSTEONICS | TRIATHLON X3 TIBIAL BEARING INSERT - PSR, SIZE 4, 9MM | 8532-G-409-E | Standalone | DE0018575 | Active patients aged 65 years and younger
Orthopaedics | Total knee replacement (TKR) | TKR tibial insert | TKR tibial insert - Unconstrained - Crosslinked polyethylene | STRYKER HOWMEDICA OSTEONICS | TRIATHLON X3 TIBIAL BEARING INSERT - PSR, SIZE 4, 10MM | 8532-G-410-E | Standalone | DE0018575 | Active patients aged 65 years and younger
Orthopaedics | Total knee replacement (TKR) | TKR tibial insert | TKR tibial insert - Unconstrained - Crosslinked polyethylene | STRYKER HOWMEDICA OSTEONICS | TRIATHLON X3 TIBIAL BEARING INSERT - PSR, SIZE 4, 11MM | 8532-G-411-E | Standalone | DE0018575 | Active patients aged 65 years and younger
Orthopaedics | Total knee replacement (TKR) | TKR tibial insert | TKR tibial insert - Unconstrained - Crosslinked polyethylene | STRYKER HOWMEDICA OSTEONICS | TRIATHLON X3 TIBIAL BEARING INSERT - PSR, SIZE 4, 12MM | 8532-G-412-E | Standalone | DE0018575 | Active patients aged 65 years and younger
Orthopaedics | Total knee replacement (TKR) | TKR tibial insert | TKR tibial insert - Unconstrained - Crosslinked polyethylene | STRYKER HOWMEDICA OSTEONICS | TRIATHLON X3 TIBIAL BEARING INSERT - PSR, SIZE 4, 14MM | 8532-G-414-E | Standalone | DE0018575 | Active patients aged 65 years and younger
Orthopaedics | Total knee replacement (TKR) | TKR tibial insert | TKR tibial insert - Unconstrained - Crosslinked polyethylene | STRYKER HOWMEDICA OSTEONICS | TRIATHLON X3 TIBIAL BEARING INSERT - PSR, SIZE 4, 16MM | 8532-G-416-E | Standalone | DE0018575 | Active patients aged 65 years and younger
Orthopaedics | Total knee replacement (TKR) | TKR tibial insert | TKR tibial insert - Unconstrained - Crosslinked polyethylene | STRYKER HOWMEDICA OSTEONICS | TRIATHLON X3 TIBIAL BEARING INSERT - PSR, SIZE 4, 19MM | 8532-G-419-E | Standalone | DE0018575 | Active patients aged 65 years and younger
Orthopaedics | Total knee replacement (TKR) | TKR tibial insert | TKR tibial insert - Unconstrained - Crosslinked polyethylene | STRYKER HOWMEDICA OSTEONICS | TRIATHLON X3 TIBIAL BEARING INSERT - PSR, SIZE 4, 22MM | 8532-G-422-E | Standalone | DE0018575 | Active patients aged 65 years and younger
Orthopaedics | Total knee replacement (TKR) | TKR tibial insert | TKR tibial insert - Unconstrained - Crosslinked polyethylene | STRYKER HOWMEDICA OSTEONICS | TRIATHLON X3 TIBIAL BEARING INSERT - PSR, SIZE 5, 9MM | 8532-G-509-E | Standalone | DE0018575 | Active patients aged 65 years and younger
Orthopaedics | Total knee replacement (TKR) | TKR tibial insert | TKR tibial insert - Unconstrained - Crosslinked polyethylene | STRYKER HOWMEDICA OSTEONICS | TRIATHLON X3 TIBIAL BEARING INSERT - PSR, SIZE 5, 10MM | 8532-G-510-E | Standalone | DE0018575 | Active patients aged 65 years and younger
Orthopaedics | Total knee replacement (TKR) | TKR tibial insert | TKR tibial insert - Unconstrained - Crosslinked polyethylene | STRYKER HOWMEDICA OSTEONICS | TRIATHLON X3 TIBIAL BEARING INSERT - PSR, SIZE 5, 11MM | 8532-G-511-E | Standalone | DE0018575 | Active patients aged 65 years and younger
Orthopaedics | Total knee replacement (TKR) | TKR tibial insert | TKR tibial insert - Unconstrained - Crosslinked polyethylene | STRYKER HOWMEDICA OSTEONICS | TRIATHLON X3 TIBIAL BEARING INSERT - PSR, SIZE 5, 12MM | 8532-G-512-E | Standalone | DE0018575 | Active patients aged 65 years and younger
Orthopaedics | Total knee replacement (TKR) | TKR tibial insert | TKR tibial insert - Unconstrained - Crosslinked polyethylene | STRYKER HOWMEDICA OSTEONICS | TRIATHLON X3 TIBIAL BEARING INSERT - PSR, SIZE 5, 14MM | 8532-G-514-E | Standalone | DE0018575 | Active patients aged 65 years and younger
Orthopaedics | Total knee replacement (TKR) | TKR tibial insert | TKR tibial insert - Unconstrained - Crosslinked polyethylene | STRYKER HOWMEDICA OSTEONICS | TRIATHLON X3 TIBIAL BEARING INSERT - PSR, SIZE 5, 16MM | 8532-G-516-E | Standalone | DE0018575 | Active patients aged 65 years and younger
Orthopaedics | Total knee replacement (TKR) | TKR tibial insert | TKR tibial insert - Unconstrained - Crosslinked polyethylene | STRYKER HOWMEDICA OSTEONICS | TRIATHLON X3 TIBIAL BEARING INSERT - PSR, SIZE 5, 19MM | 8532-G-519-E | Standalone | DE0018575 | Active patients aged 65 years and younger
Orthopaedics | Total knee replacement (TKR) | TKR tibial insert | TKR tibial insert - Unconstrained - Crosslinked polyethylene | STRYKER HOWMEDICA OSTEONICS | TRIATHLON X3 TIBIAL BEARING INSERT - PSR, SIZE 5, 22MM | 8532-G-522-E | Standalone | DE0018575 | Active patients aged 65 years and younger
Orthopaedics | Total knee replacement (TKR) | TKR tibial insert | TKR tibial insert - Unconstrained - Crosslinked polyethylene | STRYKER HOWMEDICA OSTEONICS | TRIATHLON X3 TIBIAL BEARING INSERT - PSR, SIZE 6, 9MM | 8532-G-609-E | Standalone | DE0018575 | Active patients aged 65 years and younger
Orthopaedics | Total knee replacement (TKR) | TKR tibial insert | TKR tibial insert - Unconstrained - Crosslinked polyethylene | STRYKER HOWMEDICA OSTEONICS | TRIATHLON X3 TIBIAL BEARING INSERT - PSR, SIZE 6, 10MM | 8532-G-610-E | Standalone | DE0018575 | Active patients aged 65 years and younger
Orthopaedics | Total knee replacement (TKR) | TKR tibial insert | TKR tibial insert - Unconstrained - Crosslinked polyethylene | STRYKER HOWMEDICA OSTEONICS | TRIATHLON X3 TIBIAL BEARING INSERT - PSR, SIZE 6, 11MM | 8532-G-611-E | Standalone | DE0018575 | Active patients aged 65 years and younger
Orthopaedics | Total knee replacement (TKR) | TKR tibial insert | TKR tibial insert - Unconstrained - Crosslinked polyethylene | STRYKER HOWMEDICA OSTEONICS | TRIATHLON X3 TIBIAL BEARING INSERT - PSR, SIZE 6, 12MM | 8532-G-612-E | Standalone | DE0018575 | Active patients aged 65 years and younger
Orthopaedics | Total knee replacement (TKR) | TKR tibial insert | TKR tibial insert - Unconstrained - Crosslinked polyethylene | STRYKER HOWMEDICA OSTEONICS | TRIATHLON X3 TIBIAL BEARING INSERT - PSR, SIZE 6, 14MM | 8532-G-614-E | Standalone | DE0018575 | Active patients aged 65 years and younger
Orthopaedics | Total knee replacement (TKR) | TKR tibial insert | TKR tibial insert - Unconstrained - Crosslinked polyethylene | STRYKER HOWMEDICA OSTEONICS | TRIATHLON X3 TIBIAL BEARING INSERT - PSR, SIZE 6, 16MM | 8532-G-616-E | Standalone | DE0018575 | Active patients aged 65 years and younger
Orthopaedics | Total knee replacement (TKR) | TKR tibial insert | TKR tibial insert - Unconstrained - Crosslinked polyethylene | STRYKER HOWMEDICA OSTEONICS | TRIATHLON X3 TIBIAL BEARING INSERT - PSR, SIZE 6, 19MM | 8532-G-619-E | Standalone | DE0018575 | Active patients aged 65 years and younger
Orthopaedics | Total knee replacement (TKR) | TKR tibial insert | TKR tibial insert - Unconstrained - Crosslinked polyethylene | STRYKER HOWMEDICA OSTEONICS | TRIATHLON X3 TIBIAL BEARING INSERT - PSR, SIZE 6, 22MM | 8532-G-622-E | Standalone | DE0018575 | Active patients aged 65 years and younger
Orthopaedics | Total knee replacement (TKR) | TKR tibial insert | TKR tibial insert - Unconstrained - Crosslinked polyethylene | STRYKER HOWMEDICA OSTEONICS | TRIATHLON X3 TIBIAL BEARING INSERT - PSR, SIZE 7, 9MM | 8532-G-709-E | Standalone | DE0018575 | Active patients aged 65 years and younger
Orthopaedics | Total knee replacement (TKR) | TKR tibial insert | TKR tibial insert - Unconstrained - Crosslinked polyethylene | STRYKER HOWMEDICA OSTEONICS | TRIATHLON X3 TIBIAL BEARING INSERT - PSR, SIZE 7, 10MM | 8532-G-710-E | Standalone | DE0018575 | Active patients aged 65 years and younger
Orthopaedics | Total knee replacement (TKR) | TKR tibial insert | TKR tibial insert - Unconstrained - Crosslinked polyethylene | STRYKER HOWMEDICA OSTEONICS | TRIATHLON X3 TIBIAL BEARING INSERT - PSR, SIZE 7, 11MM | 8532-G-711-E | Standalone | DE0018575 | Active patients aged 65 years and younger
Orthopaedics | Total knee replacement (TKR) | TKR tibial insert | TKR tibial insert - Unconstrained - Crosslinked polyethylene | STRYKER HOWMEDICA OSTEONICS | TRIATHLON X3 TIBIAL BEARING INSERT - PSR, SIZE 7, 12MM | 8532-G-712-E | Standalone | DE0018575 | Active patients aged 65 years and younger
Orthopaedics | Total knee replacement (TKR) | TKR tibial insert | TKR tibial insert - Unconstrained - Crosslinked polyethylene | STRYKER HOWMEDICA OSTEONICS | TRIATHLON X3 TIBIAL BEARING INSERT - PSR, SIZE 7, 14MM | 8532-G-714-E | Standalone | DE0018575 | Active patients aged 65 years and younger
Orthopaedics | Total knee replacement (TKR) | TKR tibial insert | TKR tibial insert - Unconstrained - Crosslinked polyethylene | STRYKER HOWMEDICA OSTEONICS | TRIATHLON X3 TIBIAL BEARING INSERT - PSR, SIZE 7, 16MM | 8532-G-716-E | Standalone | DE0018575 | Active patients aged 65 years and younger
Orthopaedics | Total knee replacement (TKR) | TKR tibial insert | TKR tibial insert - Unconstrained - Crosslinked polyethylene | STRYKER HOWMEDICA OSTEONICS | TRIATHLON X3 TIBIAL BEARING INSERT - PSR, SIZE 7, 19MM | 8532-G-719-E | Standalone | DE0018575 | Active patients aged 65 years and younger
Orthopaedics | Total knee replacement (TKR) | TKR tibial insert | TKR tibial insert - Unconstrained - Crosslinked polyethylene | STRYKER HOWMEDICA OSTEONICS | TRIATHLON X3 TIBIAL BEARING INSERT - PSR, SIZE 7, 22MM | 8532-G-722-E | Standalone | DE0018575 | Active patients aged 65 years and younger
Orthopaedics | Total knee replacement (TKR) | TKR tibial insert | TKR tibial insert - Unconstrained - Crosslinked polyethylene | STRYKER HOWMEDICA OSTEONICS | TRIATHLON X3 TIBIAL BEARING INSERT - PSR, SIZE 8, 9MM | 8532-G-809-E | Standalone | DE0018575 | Active patients aged 65 years and younger
Orthopaedics | Total knee replacement (TKR) | TKR tibial insert | TKR tibial insert - Unconstrained - Crosslinked polyethylene | STRYKER HOWMEDICA OSTEONICS | TRIATHLON X3 TIBIAL BEARING INSERT - PSR, SIZE 8, 10MM | 8532-G-810-E | Standalone | DE0018575 | Active patients aged 65 years and younger
Orthopaedics | Total knee replacement (TKR) | TKR tibial insert | TKR tibial insert - Unconstrained - Crosslinked polyethylene | STRYKER HOWMEDICA OSTEONICS | TRIATHLON X3 TIBIAL BEARING INSERT - PSR, SIZE 8, 11MM | 8532-G-811-E | Standalone | DE0018575 | Active patients aged 65 years and younger
Orthopaedics | Total knee replacement (TKR) | TKR tibial insert | TKR tibial insert - Unconstrained - Crosslinked polyethylene | STRYKER HOWMEDICA OSTEONICS | TRIATHLON X3 TIBIAL BEARING INSERT - PSR, SIZE 8, 12MM | 8532-G-812-E | Standalone | DE0018575 | Active patients aged 65 years and younger
Orthopaedics | Total knee replacement (TKR) | TKR tibial insert | TKR tibial insert - Unconstrained - Crosslinked polyethylene | STRYKER HOWMEDICA OSTEONICS | TRIATHLON X3 TIBIAL BEARING INSERT - PSR, SIZE 8, 14MM | 8532-G-814-E | Standalone | DE0018575 | Active patients aged 65 years and younger
Orthopaedics | Total knee replacement (TKR) | TKR tibial insert | TKR tibial insert - Unconstrained - Crosslinked polyethylene | STRYKER HOWMEDICA OSTEONICS | TRIATHLON X3 TIBIAL BEARING INSERT - PSR, SIZE 8, 16MM | 8532-G-816-E | Standalone | DE0018575 | Active patients aged 65 years and younger
Orthopaedics | Total knee replacement (TKR) | TKR tibial insert | TKR tibial insert - Unconstrained - Crosslinked polyethylene | STRYKER HOWMEDICA OSTEONICS | TRIATHLON X3 TIBIAL BEARING INSERT - PSR, SIZE 8, 19MM | 8532-G-819-E | Standalone | DE0018575 | Active patients aged 65 years and younger
Orthopaedics | Total knee replacement (TKR) | TKR tibial insert | TKR tibial insert - Unconstrained - Crosslinked polyethylene | STRYKER HOWMEDICA OSTEONICS | TRIATHLON X3 TIBIAL BEARING INSERT - PSR, SIZE 8, 22MM | 8532-G-822-E | Standalone | DE0018575 | Active patients aged 65 years and younger
Orthopaedics | Total knee replacement (TKR) | TKR tibial tray | TKR tibial tray - Unconstrained | Stryker RHQ NL-LIM Limerick | TRIATHLON PRIMARY TIBIAL BASEPLATE SIZE #0 | 5520-B-000 | Standalone | DE0018575 | As per HSA registered indication(s)
Orthopaedics | Total knee replacement (TKR) | TKR tibial tray | TKR tibial tray - Unconstrained | Stryker RHQ NL-LIM Limerick | TRIATHLON TRITANIUM TIBIAL COMPONENT SIZE #0 | 5536-B-000 | Standalone | DE0018575 | As per HSA registered indication(s)
Orthopaedics | Hip replacement - Femoral component | Femoral stem | Femoral stem - Primary cementless | Zimmer Biomet | Avenir Complete Hip System Femoral Stem Cementless Collarless Standard Offset 12/14 Taper Size 8 | 574101080 | Standalone | DE0508356 | As per HSA registered indication(s)
Orthopaedics | Hip replacement - Femoral component | Femoral stem | Femoral stem - Primary cementless | Zimmer Biomet | Avenir Complete Hip System Femoral Stem Cementless Collarless Standard Offset 12/14 Taper Size 8.5 | 574101085 | Standalone | DE0508356 | As per HSA registered indication(s)
Orthopaedics | Hip replacement - Femoral component | Femoral stem | Femoral stem - Primary cementless | Zimmer Biomet | Avenir Complete Hip System Femoral Stem Cementless Collarless Standard Offset 12/14 Taper Size 9 | 574101090 | Standalone | DE0508356 | As per HSA registered indication(s)
Orthopaedics | Hip replacement - Femoral component | Femoral stem | Femoral stem - Primary cementless | Zimmer Biomet | Avenir Complete Hip System Femoral Stem Cementless Collarless High Offset 12/14 Taper Size 8 | 574102080 | Standalone | DE0508356 | As per HSA registered indication(s)
Orthopaedics | Hip replacement - Femoral component | Femoral stem | Femoral stem - Primary cementless | Zimmer Biomet | Avenir Complete Hip System Femoral Stem Cementless Collarless High Offset 12/14 Taper Size 8.5 | 574102085 | Standalone | DE0508356 | As per HSA registered indication(s)
Orthopaedics | Hip replacement - Femoral component | Femoral stem | Femoral stem - Primary cementless | Zimmer Biomet | Avenir Complete Hip System Femoral Stem Cementless Collarless High Offset 12/14 Taper Size 9 | 574102090 | Standalone | DE0508356 | As per HSA registered indication(s)
Orthopaedics | Hip replacement - Femoral component | Femoral stem | Femoral stem - Primary cementless | Zimmer Biomet | Avenir Complete Hip System Femoral Stem Cementless Collarless Coxa Vara 12/14 Taper Size 8 | 574103080 | Standalone | DE0508356 | As per HSA registered indication(s)
Orthopaedics | Hip replacement - Femoral component | Femoral stem | Femoral stem - Primary cementless | Zimmer Biomet | Avenir Complete Hip System Femoral Stem Cementless Collarless Coxa Vara 12/14 Taper Size 8.5 | 574103085 | Standalone | DE0508356 | As per HSA registered indication(s)
Orthopaedics | Hip replacement - Femoral component | Femoral stem | Femoral stem - Primary cementless | Zimmer Biomet | Avenir Complete Hip System Femoral Stem Cementless Collarless Coxa Vara 12/14 Taper Size 9 | 574103090 | Standalone | DE0508356 | As per HSA registered indication(s)
Orthopaedics | Hip replacement - Femoral component | Femoral stem | Femoral stem - Primary cementless | Zimmer Biomet | Avenir Complete Hip System Femoral Stem Cementless Collared Standard Offset 12/14 Taper Size 8 | 574201080 | Standalone | DE0508356 | As per HSA registered indication(s)
Orthopaedics | Hip replacement - Femoral component | Femoral stem | Femoral stem - Primary cementless | Zimmer Biomet | Avenir Complete Hip System Femoral Stem Cementless Collared Standard Offset 12/14 Taper Size 8.5 | 574201085 | Standalone | DE0508356 | As per HSA registered indication(s)
Orthopaedics | Hip replacement - Femoral component | Femoral stem | Femoral stem - Primary cementless | Zimmer Biomet | Avenir Complete Hip System Femoral Stem Cementless Collared Standard Offset 12/14 Taper Size 9 | 574201090 | Standalone | DE0508356 | As per HSA registered indication(s)
Orthopaedics | Hip replacement - Femoral component | Femoral stem | Femoral stem - Primary cementless | Zimmer Biomet | Avenir Complete Hip System Femoral Stem Cementless Collared High Offset 12/14 Taper Size 8 | 574202080 | Standalone | DE0508356 | As per HSA registered indication(s)
Orthopaedics | Hip replacement - Femoral component | Femoral stem | Femoral stem - Primary cementless | Zimmer Biomet | Avenir Complete Hip System Femoral Stem Cementless Collared High Offset 12/14 Taper Size 8.5 | 574202085 | Standalone | DE0508356 | As per HSA registered indication(s)
Orthopaedics | Hip replacement - Femoral component | Femoral stem | Femoral stem - Primary cementless | Zimmer Biomet | Avenir Complete Hip System Femoral Stem Cementless Collared High Offset 12/14 Taper Size 9 | 574202090 | Standalone | DE0508356 | As per HSA registered indication(s)
Orthopaedics | Hip replacement - Femoral component | Femoral stem | Femoral stem - Primary cementless | Zimmer Biomet | Avenir Complete Hip System Femoral Stem Cementless Collared Coxa Vara 12/14 Taper Size 8 | 574203080 | Standalone | DE0508356 | As per HSA registered indication(s)
Orthopaedics | Hip replacement - Femoral component | Femoral stem | Femoral stem - Primary cementless | Zimmer Biomet | Avenir Complete Hip System Femoral Stem Cementless Collared Coxa Vara 12/14 Taper Size 8.5 | 574203085 | Standalone | DE0508356 | As per HSA registered indication(s)
Orthopaedics | Hip replacement - Femoral component | Femoral stem | Femoral stem - Primary cementless | Zimmer Biomet | Avenir Complete Hip System Femoral Stem Cementless Collared Coxa Vara 12/14 Taper Size 9 | 574203090 | Standalone | DE0508356 | As per HSA registered indication(s)
Orthopaedics | Hip replacement - Femoral component | Femoral stem | Femoral stem - Revision cementless | Zimmer Biomet | ARCOS LATERAL TROCH BOLT 24MM | 11-302124 | Standalone | DE0506926 | Revision of femoral stem or in primary replacement where there is insufficient native bone support for a primary stem
Orthopaedics | Hip replacement - Femoral component | Femoral stem | Femoral stem - Revision cementless | Zimmer Biomet | ARCOS LATERAL TROCH BOLT 26MM | 11-302126 | Standalone | DE0506926 | Revision of femoral stem or in primary replacement where there is insufficient native bone support for a primary stem
Orthopaedics | Hip replacement - Femoral component | Femoral stem | Femoral stem - Revision cementless | Zimmer Biomet | ARCOS LATERAL TROCH BOLT 28MM | 11-302128 | Standalone | DE0506926 | Revision of femoral stem or in primary replacement where there is insufficient native bone support for a primary stem
Orthopaedics | Hip replacement - Femoral component | Femoral stem | Femoral stem - Revision cementless | Zimmer Biomet | ARCOS LATERAL TROCH BOLT 30MM | 11-302130 | Standalone | DE0506926 | Revision of femoral stem or in primary replacement where there is insufficient native bone support for a primary stem
Orthopaedics | Hip replacement - Femoral component | Femoral stem | Femoral stem - Revision cementless | Zimmer Biomet | ARCOS LATERAL TROCH BOLT 32MM | 11-302132 | Standalone | DE0506926 | Revision of femoral stem or in primary replacement where there is insufficient native bone support for a primary stem
Orthopaedics | Hip replacement - Femoral component | Femoral stem | Femoral stem - Revision cementless | Zimmer Biomet | ARCOS LATERAL TROCH BOLT 34MM | 11-302134 | Standalone | DE0506926 | Revision of femoral stem or in primary replacement where there is insufficient native bone support for a primary stem
Orthopaedics | Hip replacement - Femoral component | Femoral stem | Femoral stem - Revision cementless | Zimmer Biomet | ARCOS LATERAL TROCH BOLT 36MM | 11-302136 | Standalone | DE0506926 | Revision of femoral stem or in primary replacement where there is insufficient native bone support for a primary stem
Orthopaedics | Hip replacement - Femoral component | Femoral stem | Femoral stem - Revision cementless | Zimmer Biomet | ARCOS LATERAL TROCH BOLT 38MM | 11-302138 | Standalone | DE0506926 | Revision of femoral stem or in primary replacement where there is insufficient native bone support for a primary stem
Orthopaedics | Hip replacement - Femoral component | Femoral stem | Femoral stem - Revision cementless | Zimmer Biomet | ARCOS LATERAL TROCH BOLT 40MM | 11-302140 | Standalone | DE0506926 | Revision of femoral stem or in primary replacement where there is insufficient native bone support for a primary stem
Orthopaedics | Hip replacement - Femoral component | Femoral stem | Femoral stem - Revision cementless | Zimmer Biomet | ARCOS LATERAL TROCH BOLT 42MM | 11-302142 | Standalone | DE0506926 | Revision of femoral stem or in primary replacement where there is insufficient native bone support for a primary stem
Orthopaedics | Hip replacement - Femoral component | Femoral stem | Femoral stem - Revision cementless | Zimmer Biomet | ARCOS LATERAL TROCH BOLT 44MM | 11-302144 | Standalone | DE0506926 | Revision of femoral stem or in primary replacement where there is insufficient native bone support for a primary stem
Orthopaedics | Hip replacement - Femoral component | Femoral stem | Femoral stem - Revision cementless | Zimmer Biomet | ARCOS LATERAL TROCH BOLT 46MM | 11-302146 | Standalone | DE0506926 | Revision of femoral stem or in primary replacement where there is insufficient native bone support for a primary stem
Orthopaedics | Hip replacement - Femoral component | Femoral stem | Femoral stem - Revision cementless | Zimmer Biomet | ARCOS LATERAL TROCH BOLT 48MM | 11-302148 | Standalone | DE0506926 | Revision of femoral stem or in primary replacement where there is insufficient native bone support for a primary stem
Orthopaedics | Hip replacement - Femoral component | Femoral stem | Femoral stem - Revision cementless | Zimmer Biomet | ARCOS LATERAL TROCH BOLT 50MM | 11-302150 | Standalone | DE0506926 | Revision of femoral stem or in primary replacement where there is insufficient native bone support for a primary stem
Orthopaedics | Hip replacement - Femoral component | Femoral stem | Femoral stem - Revision cementless | Zimmer Biomet | ARCOS LATERAL TROCH BOLT 52MM | 11-302152 | Standalone | DE0506926 | Revision of femoral stem or in primary replacement where there is insufficient native bone support for a primary stem
Orthopaedics | Hip replacement - Femoral component | Femoral stem | Femoral stem - Revision cementless | Zimmer Biomet | ARCOS LATERAL TROCH BOLT 54MM | 11-302154 | Standalone | DE0506926 | Revision of femoral stem or in primary replacement where there is insufficient native bone support for a primary stem
Orthopaedics | Hip replacement - Femoral component | Femoral stem | Femoral stem - Revision cementless | Zimmer Biomet | ARCOS TROCH CLAW LARGE 100MM | 11-302101 | Standalone | DE0506926 | Revision of femoral stem or in primary replacement where there is insufficient native bone support for a primary stem
Orthopaedics | Hip replacement - Femoral component | Femoral stem | Femoral stem - Revision cementless | Zimmer Biomet | ARCOS TROCH CLAW SMALL 100MM | 11-302102 | Standalone | DE0506926 | Revision of femoral stem or in primary replacement where there is insufficient native bone support for a primary stem
Orthopaedics | Hip replacement - Femoral component | Femoral stem | Femoral stem - Revision cementless | Zimmer Biomet | ARCOS TROCH BUTTON 25MM | 11-302109 | Standalone | DE0506926 | Revision of femoral stem or in primary replacement where there is insufficient native bone support for a primary stem
Orthopaedics | Knee replacement accessories | Knee replacement augment | Knee replacement - Cones and sleeves | Zimmer Biomet | Large Tibial Cone Burr | 00-5452-013-33 | Standalone | DE0009467 | As per HSA registered indication(s)
Orthopaedics | Knee and hip replacement | Knee replacement implant package | Total knee replacement implant package - Constrained | Zimmer Biomet | Total Knee Replacement - Constrained | 98-TKRA-S01-01 | Package | N.A. | As per HSA registered indication(s), except where a package contains any of the following components, in which case the additional clinical criteria specified below shall apply: • TKR femoral component, TKR tibial tray, TKR tibial insert - Fully constrained/hinge: Patients requiring more constrained type of knee implants for revision TKR • TKR hypoallergenic femoral component – Constrained/Unconstrained: Patients with a known or suspected metal allergy • TKR tibial insert - Unconstrained - Crosslinked polyethylene: Active patients aged 65 years and younger • TKR tibial component - All-poly: Patients with rheumatoid arthritis aged 70 years and older
Orthopaedics | Knee and hip replacement | Knee replacement implant package | Total knee replacement implant package - Unconstrained | Zimmer Biomet | Total Knee Replacement - Unconstrained | 98-TKRB-S01-01 | Package | N.A. | As per HSA registered indication(s), except where a package contains any of the following components, in which case the additional clinical criteria specified below shall apply: • TKR femoral component, TKR tibial tray, TKR tibial insert - Fully constrained/hinge: Patients requiring more constrained type of knee implants for revision TKR • TKR hypoallergenic femoral component – Constrained/Unconstrained: Patients with a known or suspected metal allergy • TKR tibial insert - Unconstrained - Crosslinked polyethylene: Active patients aged 65 years and younger • TKR tibial component - All-poly: Patients with rheumatoid arthritis aged 70 years and older
Orthopaedics | Knee and hip replacement | Knee replacement implant package | Partial knee replacement implant package | Zimmer Biomet | Partial Knee Replacement - Cemented | 98-UKA0-S01-01 | Package | N.A. | As per HSA registered indication(s), except where a package contains any of the following components, in which case the additional clinical criteria specified below shall apply: • PKR femoral component - Hypoallergenic: Patients with a known or suspected metal allergy • PKR tibial component - All-poly: Patients with rheumatoid arthritis aged 70 years and older
Orthopaedics | Knee and hip replacement | Hip replacement implant package | Partial hip replacement implant package | Zimmer Biomet | Partial Hip Replacement - CEMENTED/CEMENTLESS | 98-BIP0-S01-01 | Package | N.A. | As per HSA registered indication(s), except where a package contains any of the following components, in which case the additional clinical criteria specified below shall apply: • Femoral stem - Revision cemented/cementless: Revision of femoral stem or in primary replacement where there is insufficient native bone support for a primary stem • Bipolar cup and bipolar internal liner: Patients with hip fractures (usually older than 65).
Orthopaedics | Knee and hip replacement | Knee replacement implant package | Total knee replacement implant package - Constrained | STRYKER HOWMEDICA OSTEONICS | Triathlon complex | PKGTKCA | Package | N.A. | As per HSA registered indication(s), except where a package contains any of the following components, in which case the additional clinical criteria specified below shall apply: • TKR femoral component, TKR tibial tray, TKR tibial insert - Fully constrained/hinge: Patients requiring more constrained type of knee implants for revision TKR • TKR hypoallergenic femoral component – Constrained/Unconstrained: Patients with a known or suspected metal allergy • TKR tibial insert - Unconstrained - Crosslinked polyethylene: Active patients aged 65 years and younger • TKR tibial component - All-poly: Patients with rheumatoid arthritis aged 70 years and older
Orthopaedics | Knee and hip replacement | Knee replacement implant package | Total knee replacement implant package - Unconstrained | Stryker RHQ NL-LIM Limerick | Triathlon Cemented | PKGTKUCA | Package | N.A. | As per HSA registered indication(s), except where a package contains any of the following components, in which case the additional clinical criteria specified below shall apply: • TKR femoral component, TKR tibial tray, TKR tibial insert - Fully constrained/hinge: Patients requiring more constrained type of knee implants for revision TKR • TKR hypoallergenic femoral component – Constrained/Unconstrained: Patients with a known or suspected metal allergy • TKR tibial insert - Unconstrained - Crosslinked polyethylene: Active patients aged 65 years and younger • TKR tibial component - All-poly: Patients with rheumatoid arthritis aged 70 years and older
Orthopaedics | Knee and hip replacement | Hip replacement implant package | Total hip replacement implant package | Stryker RHQ NL-SHC Cork | HA Hip | PKGTHA | Package | N.A. | As per HSA registered indication(s), except where a package contains any of the following components, in which case the additional clinical criteria specified below shall apply: • Acetabular component - Dual mobility/Extra stability: Revision THR in cases of iterative dislocations and in patients with a high risk of dislocation. Primary THR, in patients with a high risk of dislocation (severe neurological disorders, neuropsychiatric disorders, addictions and major neuromuscular failures). • Femoral stem - Revision cemented/cementless: Revision of femoral stem or in primary replacement where there is insufficient native bone support for a primary stem
Orthopaedics | Knee and hip replacement | Hip replacement implant package | Partial hip replacement implant package | Stryker RHQ NL-SHC Cork | UHR | PKGPHBI | Package | N.A. | As per HSA registered indication(s), except where a package contains any of the following components, in which case the additional clinical criteria specified below shall apply: • Femoral stem - Revision cemented/cementless: Revision of femoral stem or in primary replacement where there is insufficient native bone support for a primary stem • Bipolar cup and bipolar internal liner: Patients with hip fractures (usually older than 65).
Orthopaedics | Knee and hip replacement | Knee replacement implant package | Total knee replacement implant package - Unconstrained | DePuy (Ireland) | Primary TKR, Left, CR, Cemented | TKRLTCRCEMENTED | Package | N.A. | As per HSA registered indication(s), except where a package contains any of the following components, in which case the additional clinical criteria specified below shall apply: • TKR femoral component, TKR tibial tray, TKR tibial insert - Fully constrained/hinge: Patients requiring more constrained type of knee implants for revision TKR • TKR hypoallergenic femoral component – Constrained/Unconstrained: Patients with a known or suspected metal allergy • TKR tibial insert - Unconstrained - Crosslinked polyethylene: Active patients aged 65 years and younger • TKR tibial component - All-poly: Patients with rheumatoid arthritis aged 70 years and older
Orthopaedics | Knee and hip replacement | Knee replacement implant package | Total knee replacement implant package - Unconstrained | DePuy (Ireland) | Primary TKR, Right, CR, Cemented | TKRRTCRCEMENTED | Package | N.A. | As per HSA registered indication(s), except where a package contains any of the following components, in which case the additional clinical criteria specified below shall apply: • TKR femoral component, TKR tibial tray, TKR tibial insert - Fully constrained/hinge: Patients requiring more constrained type of knee implants for revision TKR • TKR hypoallergenic femoral component – Constrained/Unconstrained: Patients with a known or suspected metal allergy • TKR tibial insert - Unconstrained - Crosslinked polyethylene: Active patients aged 65 years and younger • TKR tibial component - All-poly: Patients with rheumatoid arthritis aged 70 years and older
Orthopaedics | Knee and hip replacement | Knee replacement implant package | Total knee replacement implant package - Unconstrained | DePuy (Ireland) | Primary TKR, Left, PS, Cemented | TKRLTPSCEMENTED | Package | N.A. | As per HSA registered indication(s), except where a package contains any of the following components, in which case the additional clinical criteria specified below shall apply: • TKR femoral component, TKR tibial tray, TKR tibial insert - Fully constrained/hinge: Patients requiring more constrained type of knee implants for revision TKR • TKR hypoallergenic femoral component – Constrained/Unconstrained: Patients with a known or suspected metal allergy • TKR tibial insert - Unconstrained - Crosslinked polyethylene: Active patients aged 65 years and younger • TKR tibial component - All-poly: Patients with rheumatoid arthritis aged 70 years and older
Orthopaedics | Knee and hip replacement | Knee replacement implant package | Total knee replacement implant package - Unconstrained | DePuy (Ireland) | Primary TKR, Right, PS, Cemented | TKRRTPSCEMENTED | Package | N.A. | As per HSA registered indication(s), except where a package contains any of the following components, in which case the additional clinical criteria specified below shall apply: • TKR femoral component, TKR tibial tray, TKR tibial insert - Fully constrained/hinge: Patients requiring more constrained type of knee implants for revision TKR • TKR hypoallergenic femoral component – Constrained/Unconstrained: Patients with a known or suspected metal allergy • TKR tibial insert - Unconstrained - Crosslinked polyethylene: Active patients aged 65 years and younger • TKR tibial component - All-poly: Patients with rheumatoid arthritis aged 70 years and older
Orthopaedics | Knee and hip replacement | Knee replacement implant package | Partial knee replacement implant package | DePuy Ireland UC | UKA, LM RL, Cemented | UKALMRLCEMENTED | Package | N.A. | As per HSA registered indication(s), except where a package contains any of the following components, in which case the additional clinical criteria specified below shall apply: • PKR femoral component - Hypoallergenic: Patients with a known or suspected metal allergy • PKR tibial component - All-poly: Patients with rheumatoid arthritis aged 70 years and older
Orthopaedics | Knee and hip replacement | Knee replacement implant package | Partial knee replacement implant package | DePuy Ireland UC | UKA, RM LL, Cemented | UKARMLLCEMENTED | Package | N.A. | As per HSA registered indication(s), except where a package contains any of the following components, in which case the additional clinical criteria specified below shall apply: • PKR femoral component - Hypoallergenic: Patients with a known or suspected metal allergy • PKR tibial component - All-poly: Patients with rheumatoid arthritis aged 70 years and older
Orthopaedics | Knee and hip replacement | Hip replacement implant package | Total hip replacement implant package | DEPUY IRELAND UC | Actis THR Cementless | ACTISTHR | Package | N.A. | As per HSA registered indication(s), except where a package contains any of the following components, in which case the additional clinical criteria specified below shall apply: • Acetabular component - Dual mobility/Extra stability: Revision THR in cases of iterative dislocations and in patients with a high risk of dislocation. Primary THR, in patients with a high risk of dislocation (severe neurological disorders, neuropsychiatric disorders, addictions and major neuromuscular failures). • Femoral stem - Revision cemented/cementless: Revision of femoral stem or in primary replacement where there is insufficient native bone support for a primary stem
Orthopaedics | Knee and hip replacement | Hip replacement implant package | Partial hip replacement implant package | DEPUY IRELAND UC | Actis Bipolar Cementless | ACTISBIPOLAR | Package | N.A. | As per HSA registered indication(s), except where a package contains any of the following components, in which case the additional clinical criteria specified below shall apply: • Femoral stem - Revision cemented/cementless: Revision of femoral stem or in primary replacement where there is insufficient native bone support for a primary stem • Bipolar cup and bipolar internal liner: Patients with hip fractures (usually older than 65).
Orthopaedics | Knee and hip replacement | Knee replacement implant package | Total knee replacement implant package - Unconstrained | Smith+Nephew | Legion COCR CR Package | 97400027 | Package | N.A. | As per HSA registered indication(s), except where a package contains any of the following components, in which case the additional clinical criteria specified below shall apply: • TKR femoral component, TKR tibial tray, TKR tibial insert - Fully constrained/hinge: Patients requiring more constrained type of knee implants for revision TKR • TKR hypoallergenic femoral component – Constrained/Unconstrained: Patients with a known or suspected metal allergy • TKR tibial insert - Unconstrained - Crosslinked polyethylene: Active patients aged 65 years and younger • TKR tibial component - All-poly: Patients with rheumatoid arthritis aged 70 years and older
Orthopaedics | Knee and hip replacement | Knee replacement implant package | Total knee replacement implant package - Unconstrained | Smith+Nephew | Legion COCR CR Narrow Package | 97400028 | Package | N.A. | As per HSA registered indication(s), except where a package contains any of the following components, in which case the additional clinical criteria specified below shall apply: • TKR femoral component, TKR tibial tray, TKR tibial insert - Fully constrained/hinge: Patients requiring more constrained type of knee implants for revision TKR • TKR hypoallergenic femoral component – Constrained/Unconstrained: Patients with a known or suspected metal allergy • TKR tibial insert - Unconstrained - Crosslinked polyethylene: Active patients aged 65 years and younger • TKR tibial component - All-poly: Patients with rheumatoid arthritis aged 70 years and older
Orthopaedics | Knee and hip replacement | Knee replacement implant package | Total knee replacement implant package - Unconstrained | Smith+Nephew | Legion COCR PS Package | 97400029 | Package | N.A. | As per HSA registered indication(s), except where a package contains any of the following components, in which case the additional clinical criteria specified below shall apply: • TKR femoral component, TKR tibial tray, TKR tibial insert - Fully constrained/hinge: Patients requiring more constrained type of knee implants for revision TKR • TKR hypoallergenic femoral component – Constrained/Unconstrained: Patients with a known or suspected metal allergy • TKR tibial insert - Unconstrained - Crosslinked polyethylene: Active patients aged 65 years and younger • TKR tibial component - All-poly: Patients with rheumatoid arthritis aged 70 years and older
Orthopaedics | Knee and hip replacement | Knee replacement implant package | Total knee replacement implant package - Unconstrained | Smith+Nephew | Legion COCR PS Narrow Package | 97400030 | Package | N.A. | As per HSA registered indication(s), except where a package contains any of the following components, in which case the additional clinical criteria specified below shall apply: • TKR femoral component, TKR tibial tray, TKR tibial insert - Fully constrained/hinge: Patients requiring more constrained type of knee implants for revision TKR • TKR hypoallergenic femoral component – Constrained/Unconstrained: Patients with a known or suspected metal allergy • TKR tibial insert - Unconstrained - Crosslinked polyethylene: Active patients aged 65 years and younger • TKR tibial component - All-poly: Patients with rheumatoid arthritis aged 70 years and older
Orthopaedics | Knee and hip replacement | Knee replacement implant package | Total knee replacement implant package - Constrained | Smith+Nephew | Legion Constrained Package | 97400040 | Package | N.A. | As per HSA registered indication(s), except where a package contains any of the following components, in which case the additional clinical criteria specified below shall apply: • TKR femoral component, TKR tibial tray, TKR tibial insert - Fully constrained/hinge: Patients requiring more constrained type of knee implants for revision TKR • TKR hypoallergenic femoral component – Constrained/Unconstrained: Patients with a known or suspected metal allergy • TKR tibial insert - Unconstrained - Crosslinked polyethylene: Active patients aged 65 years and younger • TKR tibial component - All-poly: Patients with rheumatoid arthritis aged 70 years and older
Orthopaedics | Knee and hip replacement | Knee replacement implant package | Total knee replacement implant package - Constrained | Smith+Nephew | JII Constrained Package | 97400041 | Package | N.A. | As per HSA registered indication(s), except where a package contains any of the following components, in which case the additional clinical criteria specified below shall apply: • TKR femoral component, TKR tibial tray, TKR tibial insert - Fully constrained/hinge: Patients requiring more constrained type of knee implants for revision TKR • TKR hypoallergenic femoral component – Constrained/Unconstrained: Patients with a known or suspected metal allergy • TKR tibial insert - Unconstrained - Crosslinked polyethylene: Active patients aged 65 years and younger • TKR tibial component - All-poly: Patients with rheumatoid arthritis aged 70 years and older
Orthopaedics | Knee and hip replacement | Hip replacement implant package | Partial hip replacement implant package | Smith+Nephew | Bipolar Hemiarthoplasty Package | 97400042 | Package | N.A. | As per HSA registered indication(s), except where a package contains any of the following components, in which case the additional clinical criteria specified below shall apply: • Femoral stem - Revision cemented/cementless: Revision of femoral stem or in primary replacement where there is insufficient native bone support for a primary stem • Bipolar cup and bipolar internal liner: Patients with hip fractures (usually older than 65).
Orthopaedics | Knee and hip replacement | Hip replacement implant package | Total hip replacement implant package | Smith+Nephew | Total Hip Cementless Package | 97400043 | Package | N.A. | As per HSA registered indication(s), except where a package contains any of the following components, in which case the additional clinical criteria specified below shall apply: • Acetabular component - Dual mobility/Extra stability: Revision THR in cases of iterative dislocations and in patients with a high risk of dislocation. Primary THR, in patients with a high risk of dislocation (severe neurological disorders, neuropsychiatric disorders, addictions and major neuromuscular failures). • Femoral stem - Revision cemented/cementless: Revision of femoral stem or in primary replacement where there is insufficient native bone support for a primary stem
Orthopaedics | Knee and hip replacement | Hip replacement implant package | Total hip replacement implant package | Smith+Nephew | Total Hip Cemented Package | 97400044 | Package | N.A. | As per HSA registered indication(s), except where a package contains any of the following components, in which case the additional clinical criteria specified below shall apply: • Acetabular component - Dual mobility/Extra stability: Revision THR in cases of iterative dislocations and in patients with a high risk of dislocation. Primary THR, in patients with a high risk of dislocation (severe neurological disorders, neuropsychiatric disorders, addictions and major neuromuscular failures). • Femoral stem - Revision cemented/cementless: Revision of femoral stem or in primary replacement where there is insufficient native bone support for a primary stem
Orthopaedics | Total knee replacement (TKR) | TKR tibial tray | TKR tibial tray - Unconstrained | STRYKER HOWMEDICA OSTEONICS | TRIATHLON PRI TIB BASEPLATE SIZE 3 | 5520-B-300 | Standalone | DE0018575 | As per HSA registered indication(s)
Orthopaedics | Total knee replacement (TKR) | TKR tibial tray | TKR tibial tray - Unconstrained | STRYKER HOWMEDICA OSTEONICS | TRIATHLON PRI TIB BASEPLATE SIZE 4 | 5520-B-400 | Standalone | DE0018575 | As per HSA registered indication(s)
Orthopaedics | Total knee replacement (TKR) | TKR tibial tray | TKR tibial tray - Unconstrained | STRYKER HOWMEDICA OSTEONICS | TRIATHLON PRI TIB BASEPLATE SIZE 6 | 5520-B-600 | Standalone | DE0018575 | As per HSA registered indication(s)
Orthopaedics | Total knee replacement (TKR) | TKR tibial tray | TKR tibial tray - Unconstrained | Stryker RHQ NL-LIM Limerick | TRIATHLON PRI TIB BASEPLATE SIZE 1 | 5520-B-100 | Standalone | DE0018575 | As per HSA registered indication(s)
Orthopaedics | Total knee replacement (TKR) | TKR tibial tray | TKR tibial tray - Unconstrained | Stryker RHQ NL-LIM Limerick | TRIATHLON PRI TIB BASEPLATE SIZE 2 | 5520-B-200 | Standalone | DE0018575 | As per HSA registered indication(s)
Orthopaedics | Total knee replacement (TKR) | TKR tibial tray | TKR tibial tray - Unconstrained | Stryker RHQ NL-LIM Limerick | TRIATHLON PRI TIB BASEPLATE SIZE 5 | 5520-B-500 | Standalone | DE0018575 | As per HSA registered indication(s)
Orthopaedics | Total knee replacement (TKR) | TKR tibial tray | TKR tibial tray - Unconstrained | Stryker RHQ NL-LIM Limerick | TRIATHLON PRI TIB BASEPLATE SIZE 7 | 5520-B-700 | Standalone | DE0018575 | As per HSA registered indication(s)
Orthopaedics | Total knee replacement (TKR) | TKR tibial tray | TKR tibial tray - Unconstrained | Stryker RHQ NL-LIM Limerick | Triathlon Pri Tib Baseplate Size 8 | 5520-B-800 | Standalone | DE0018575 | As per HSA registered indication(s)
Orthopaedics | Total knee replacement (TKR) | TKR tibial tray | TKR tibial tray - Unconstrained | Stryker RHQ NL-LIM Limerick | Triathlon Tritanium baseplate Size 1 | 5536-B-100 | Standalone | DE0018575 | As per HSA registered indication(s)
Orthopaedics | Total knee replacement (TKR) | TKR tibial tray | TKR tibial tray - Unconstrained | Stryker RHQ NL-LIM Limerick | Triathlon Tritanium baseplate Size 2 | 5536-B-200 | Standalone | DE0018575 | As per HSA registered indication(s)
Orthopaedics | Total knee replacement (TKR) | TKR tibial tray | TKR tibial tray - Unconstrained | Stryker RHQ NL-LIM Limerick | Triathlon Tritanium baseplate Size 3 | 5536-B-300 | Standalone | DE0018575 | As per HSA registered indication(s)
Orthopaedics | Total knee replacement (TKR) | TKR tibial tray | TKR tibial tray - Unconstrained | Stryker RHQ NL-LIM Limerick | Triathlon Tritanium baseplate Size 4 | 5536-B-400 | Standalone | DE0018575 | As per HSA registered indication(s)
Orthopaedics | Total knee replacement (TKR) | TKR tibial tray | TKR tibial tray - Unconstrained | Stryker RHQ NL-LIM Limerick | Triathlon Tritanium baseplate Size 5 | 5536-B-500 | Standalone | DE0018575 | As per HSA registered indication(s)
Orthopaedics | Total knee replacement (TKR) | TKR tibial tray | TKR tibial tray - Unconstrained | Stryker RHQ NL-LIM Limerick | Triathlon Tritanium baseplate Size 6 | 5536-B-600 | Standalone | DE0018575 | As per HSA registered indication(s)
Orthopaedics | Total knee replacement (TKR) | TKR tibial tray | TKR tibial tray - Unconstrained | Stryker RHQ NL-LIM Limerick | Triathlon Tritanium baseplate Size 7 | 5536-B-700 | Standalone | DE0018575 | As per HSA registered indication(s)
Orthopaedics | Total knee replacement (TKR) | TKR tibial tray | TKR tibial tray - Unconstrained | Stryker RHQ NL-LIM Limerick | Triathlon Tritanium baseplate Size 8 | 5536-B-800 | Standalone | DE0018575 | As per HSA registered indication(s)
Orthopaedics | Total knee replacement (TKR) | TKR tibial insert | TKR tibial insert - Unconstrained - Polyethylene | Stryker RHQ NL-LIM Limerick | TRIATHLON TIBIAL BEARING INSERT CR - SIZE #1, 10MM | 5530-P-110 | Standalone | DE0018575 | As per HSA registered indication(s)
Orthopaedics | Total knee replacement (TKR) | TKR tibial insert | TKR tibial insert - Unconstrained - Polyethylene | Stryker RHQ NL-LIM Limerick | TRIATHLON TIBIAL BEARING INSERT CR - SIZE #1, 12MM | 5530-P-112 | Standalone | DE0018575 | As per HSA registered indication(s)
Orthopaedics | Total knee replacement (TKR) | TKR tibial insert | TKR tibial insert - Unconstrained - Polyethylene | Stryker RHQ NL-LIM Limerick | TRIATHLON TIBIAL BEARING INSERT CR - SIZE #1, 14MM | 5530-P-114 | Standalone | DE0018575 | As per HSA registered indication(s)
Orthopaedics | Total knee replacement (TKR) | TKR tibial insert | TKR tibial insert - Unconstrained - Polyethylene | Stryker RHQ NL-LIM Limerick | TRIATHLON TIBIAL BEARING INSERT CR - SIZE #2, 10MM | 5530-P-210 | Standalone | DE0018575 | As per HSA registered indication(s)
Orthopaedics | Total knee replacement (TKR) | TKR tibial insert | TKR tibial insert - Unconstrained - Polyethylene | Stryker RHQ NL-LIM Limerick | TRIATHLON TIBIAL BEARING INSERT CR - SIZE #2, 12MM | 5530-P-212 | Standalone | DE0018575 | As per HSA registered indication(s)
Orthopaedics | Total knee replacement (TKR) | TKR tibial insert | TKR tibial insert - Unconstrained - Polyethylene | Stryker RHQ NL-LIM Limerick | TRIATHLON TIBIAL BEARING INSERT CR - SIZE #2, 14MM | 5530-P-214 | Standalone | DE0018575 | As per HSA registered indication(s)
Orthopaedics | Total knee replacement (TKR) | TKR tibial insert | TKR tibial insert - Unconstrained - Polyethylene | Stryker RHQ NL-LIM Limerick | TRIATHLON TIBIAL BEARING INSERT CR - SIZE #3, 10MM | 5530-P-310 | Standalone | DE0018575 | As per HSA registered indication(s)
Orthopaedics | Total knee replacement (TKR) | TKR tibial insert | TKR tibial insert - Unconstrained - Polyethylene | Stryker RHQ NL-LIM Limerick | TRIATHLON TIBIAL BEARING INSERT CR - SIZE #3, 12MM | 5530-P-312 | Standalone | DE0018575 | As per HSA registered indication(s)
Orthopaedics | Total knee replacement (TKR) | TKR tibial insert | TKR tibial insert - Unconstrained - Polyethylene | Stryker RHQ NL-LIM Limerick | TRIATHLON TIBIAL BEARING INSERT CR - SIZE #3, 14MM | 5530-P-314 | Standalone | DE0018575 | As per HSA registered indication(s)
Orthopaedics | Total knee replacement (TKR) | TKR tibial insert | TKR tibial insert - Unconstrained - Polyethylene | Stryker RHQ NL-LIM Limerick | TRIATHLON TIBIAL BEARING INSERT CR - SIZE #4, 10MM | 5530-P-410 | Standalone | DE0018575 | As per HSA registered indication(s)
Orthopaedics | Total knee replacement (TKR) | TKR tibial insert | TKR tibial insert - Unconstrained - Polyethylene | Stryker RHQ NL-LIM Limerick | TRIATHLON TIBIAL BEARING INSERT CR - SIZE #4, 12MM | 5530-P-412 | Standalone | DE0018575 | As per HSA registered indication(s)
Orthopaedics | Total knee replacement (TKR) | TKR tibial insert | TKR tibial insert - Unconstrained - Polyethylene | Stryker RHQ NL-LIM Limerick | TRIATHLON TIBIAL BEARING INSERT CR - SIZE #4, 14MM | 5530-P-414 | Standalone | DE0018575 | As per HSA registered indication(s)
Orthopaedics | Total knee replacement (TKR) | TKR tibial insert | TKR tibial insert - Unconstrained - Polyethylene | Stryker RHQ NL-LIM Limerick | TRIATHLON TIBIAL BEARING INSERT CR - SIZE #5, 10MM | 5530-P-510 | Standalone | DE0018575 | As per HSA registered indication(s)
Orthopaedics | Total knee replacement (TKR) | TKR tibial insert | TKR tibial insert - Unconstrained - Polyethylene | Stryker RHQ NL-LIM Limerick | TRIATHLON TIBIAL BEARING INSERT CR - SIZE #5, 12MM | 5530-P-512 | Standalone | DE0018575 | As per HSA registered indication(s)
Orthopaedics | Total knee replacement (TKR) | TKR tibial insert | TKR tibial insert - Unconstrained - Polyethylene | Stryker RHQ NL-LIM Limerick | TRIATHLON TIBIAL BEARING INSERT CR - SIZE #5, 14MM | 5530-P-514 | Standalone | DE0018575 | As per HSA registered indication(s)
Orthopaedics | Total knee replacement (TKR) | TKR tibial insert | TKR tibial insert - Unconstrained - Polyethylene | Stryker RHQ NL-LIM Limerick | TRIATHLON TIBIAL BEARING INSERT CR - SIZE #6, 10MM | 5530-P-610 | Standalone | DE0018575 | As per HSA registered indication(s)
Orthopaedics | Total knee replacement (TKR) | TKR tibial insert | TKR tibial insert - Unconstrained - Polyethylene | Stryker RHQ NL-LIM Limerick | TRIATHLON TIBIAL BEARING INSERT CR - SIZE #6, 12MM | 5530-P-612 | Standalone | DE0018575 | As per HSA registered indication(s)
Orthopaedics | Total knee replacement (TKR) | TKR tibial insert | TKR tibial insert - Unconstrained - Polyethylene | Stryker RHQ NL-LIM Limerick | TRIATHLON TIBIAL BEARING INSERT CR - SIZE #6, 14MM | 5530-P-614 | Standalone | DE0018575 | As per HSA registered indication(s)
Orthopaedics | Total knee replacement (TKR) | TKR tibial insert | TKR tibial insert - Unconstrained - Polyethylene | Stryker RHQ NL-LIM Limerick | TRIATHLON TIBIAL BEARING INSERT CR - SIZE #7, 10MM | 5530-P-710 | Standalone | DE0018575 | As per HSA registered indication(s)
Orthopaedics | Total knee replacement (TKR) | TKR tibial insert | TKR tibial insert - Unconstrained - Polyethylene | Stryker RHQ NL-LIM Limerick | TRIATHLON TIBIAL BEARING INSERT CR - SIZE #7, 12MM | 5530-P-712 | Standalone | DE0018575 | As per HSA registered indication(s)
Orthopaedics | Total knee replacement (TKR) | TKR tibial insert | TKR tibial insert - Unconstrained - Polyethylene | Stryker RHQ NL-LIM Limerick | TRIATHLON TIBIAL BEARING INSERT CR - SIZE #7, 14MM | 5530-P-714 | Standalone | DE0018575 | As per HSA registered indication(s)
Orthopaedics | Total knee replacement (TKR) | TKR tibial insert | TKR tibial insert - Unconstrained - Polyethylene | Stryker RHQ NL-LIM Limerick | TRIATHLON TIBIAL BEARING INSERT CR - SIZE #8, 10MM | 5530-P-810 | Standalone | DE0018575 | As per HSA registered indication(s)
Orthopaedics | Total knee replacement (TKR) | TKR tibial insert | TKR tibial insert - Unconstrained - Polyethylene | Stryker RHQ NL-LIM Limerick | TRIATHLON TIBIAL BEARING INSERT CR - SIZE #8, 12MM | 5530-P-812 | Standalone | DE0018575 | As per HSA registered indication(s)
Orthopaedics | Total knee replacement (TKR) | TKR tibial insert | TKR tibial insert - Unconstrained - Polyethylene | Stryker RHQ NL-LIM Limerick | TRIATHLON TIBIAL BEARING INSERT CR - SIZE #8, 14MM | 5530-P-814 | Standalone | DE0018575 | As per HSA registered indication(s)
Orthopaedics | Total knee replacement (TKR) | TKR tibial insert | TKR tibial insert - Unconstrained - Polyethylene | Stryker RHQ NL-LIM Limerick | TRIATHLON TIBIAL BEARING INSERT CS - SIZE #1, 10MM | 5531-P-110 | Standalone | DE0018575 | As per HSA registered indication(s)
Orthopaedics | Total knee replacement (TKR) | TKR tibial insert | TKR tibial insert - Unconstrained - Polyethylene | Stryker RHQ NL-LIM Limerick | TRIATHLON TIBIAL BEARING INSERT CS - SIZE #1, 12MM | 5531-P-112 | Standalone | DE0018575 | As per HSA registered indication(s)
Orthopaedics | Total knee replacement (TKR) | TKR tibial insert | TKR tibial insert - Unconstrained - Polyethylene | Stryker RHQ NL-LIM Limerick | TRIATHLON TIBIAL BEARING INSERT CS - SIZE #1, 14MM | 5531-P-114 | Standalone | DE0018575 | As per HSA registered indication(s)
Orthopaedics | Total knee replacement (TKR) | TKR tibial insert | TKR tibial insert - Unconstrained - Polyethylene | Stryker RHQ NL-LIM Limerick | TRIATHLON TIBIAL BEARING INSERT CS - SIZE #2, 10MM | 5531-P-210 | Standalone | DE0018575 | As per HSA registered indication(s)
Orthopaedics | Total knee replacement (TKR) | TKR tibial insert | TKR tibial insert - Unconstrained - Polyethylene | Stryker RHQ NL-LIM Limerick | TRIATHLON TIBIAL BEARING INSERT CS - SIZE #2, 12MM | 5531-P-212 | Standalone | DE0018575 | As per HSA registered indication(s)
Orthopaedics | Total knee replacement (TKR) | TKR tibial insert | TKR tibial insert - Unconstrained - Polyethylene | Stryker RHQ NL-LIM Limerick | TRIATHLON TIBIAL BEARING INSERT CS - SIZE #2, 14MM | 5531-P-214 | Standalone | DE0018575 | As per HSA registered indication(s)
Orthopaedics | Total knee replacement (TKR) | TKR tibial insert | TKR tibial insert - Unconstrained - Polyethylene | Stryker RHQ NL-LIM Limerick | TRIATHLON TIBIAL BEARING INSERT CS - SIZE #3, 10MM | 5531-P-310 | Standalone | DE0018575 | As per HSA registered indication(s)
Orthopaedics | Total knee replacement (TKR) | TKR tibial insert | TKR tibial insert - Unconstrained - Polyethylene | Stryker RHQ NL-LIM Limerick | TRIATHLON TIBIAL BEARING INSERT CS - SIZE #3, 12MM | 5531-P-312 | Standalone | DE0018575 | As per HSA registered indication(s)
Orthopaedics | Total knee replacement (TKR) | TKR tibial insert | TKR tibial insert - Unconstrained - Polyethylene | Stryker RHQ NL-LIM Limerick | TRIATHLON TIBIAL BEARING INSERT CS - SIZE #3, 14MM | 5531-P-314 | Standalone | DE0018575 | As per HSA registered indication(s)
Orthopaedics | Total knee replacement (TKR) | TKR tibial insert | TKR tibial insert - Unconstrained - Polyethylene | Stryker RHQ NL-LIM Limerick | TRIATHLON TIBIAL BEARING INSERT CS - SIZE #4, 10MM | 5531-P-410 | Standalone | DE0018575 | As per HSA registered indication(s)
Orthopaedics | Total knee replacement (TKR) | TKR tibial insert | TKR tibial insert - Unconstrained - Polyethylene | Stryker RHQ NL-LIM Limerick | TRIATHLON TIBIAL BEARING INSERT CS - SIZE #4, 12MM | 5531-P-412 | Standalone | DE0018575 | As per HSA registered indication(s)
Orthopaedics | Total knee replacement (TKR) | TKR tibial insert | TKR tibial insert - Unconstrained - Polyethylene | Stryker RHQ NL-LIM Limerick | TRIATHLON TIBIAL BEARING INSERT CS - SIZE #4, 14MM | 5531-P-414 | Standalone | DE0018575 | As per HSA registered indication(s)
Orthopaedics | Total knee replacement (TKR) | TKR tibial insert | TKR tibial insert - Unconstrained - Polyethylene | Stryker RHQ NL-LIM Limerick | TRIATHLON TIBIAL BEARING INSERT CS - SIZE #5, 10MM | 5531-P-510 | Standalone | DE0018575 | As per HSA registered indication(s)
Orthopaedics | Total knee replacement (TKR) | TKR tibial insert | TKR tibial insert - Unconstrained - Polyethylene | Stryker RHQ NL-LIM Limerick | TRIATHLON TIBIAL BEARING INSERT CS - SIZE #5, 12MM | 5531-P-512 | Standalone | DE0018575 | As per HSA registered indication(s)
Orthopaedics | Total knee replacement (TKR) | TKR tibial insert | TKR tibial insert - Unconstrained - Polyethylene | Stryker RHQ NL-LIM Limerick | TRIATHLON TIBIAL BEARING INSERT CS - SIZE #5, 14MM | 5531-P-514 | Standalone | DE0018575 | As per HSA registered indication(s)
Orthopaedics | Total knee replacement (TKR) | TKR tibial insert | TKR tibial insert - Unconstrained - Polyethylene | Stryker RHQ NL-LIM Limerick | TRIATHLON TIBIAL BEARING INSERT CS - SIZE #6, 10MM | 5531-P-610 | Standalone | DE0018575 | As per HSA registered indication(s)
Orthopaedics | Total knee replacement (TKR) | TKR tibial insert | TKR tibial insert - Unconstrained - Polyethylene | Stryker RHQ NL-LIM Limerick | TRIATHLON TIBIAL BEARING INSERT CS - SIZE #6, 12MM | 5531-P-612 | Standalone | DE0018575 | As per HSA registered indication(s)
Orthopaedics | Total knee replacement (TKR) | TKR tibial insert | TKR tibial insert - Unconstrained - Polyethylene | Stryker RHQ NL-LIM Limerick | TRIATHLON TIBIAL BEARING INSERT CS - SIZE #6, 14MM | 5531-P-614 | Standalone | DE0018575 | As per HSA registered indication(s)
Orthopaedics | Total knee replacement (TKR) | TKR tibial insert | TKR tibial insert - Unconstrained - Polyethylene | Stryker RHQ NL-LIM Limerick | TRIATHLON TIBIAL BEARING INSERT CS - SIZE #7, 10MM | 5531-P-710 | Standalone | DE0018575 | As per HSA registered indication(s)
Orthopaedics | Total knee replacement (TKR) | TKR tibial insert | TKR tibial insert - Unconstrained - Polyethylene | Stryker RHQ NL-LIM Limerick | TRIATHLON TIBIAL BEARING INSERT CS - SIZE #7, 12MM | 5531-P-712 | Standalone | DE0018575 | As per HSA registered indication(s)
Orthopaedics | Total knee replacement (TKR) | TKR tibial insert | TKR tibial insert - Unconstrained - Polyethylene | Stryker RHQ NL-LIM Limerick | TRIATHLON TIBIAL BEARING INSERT CS - SIZE #7, 14MM | 5531-P-714 | Standalone | DE0018575 | As per HSA registered indication(s)
Orthopaedics | Total knee replacement (TKR) | TKR tibial insert | TKR tibial insert - Unconstrained - Polyethylene | Stryker RHQ NL-LIM Limerick | TRIATHLON TIBIAL BEARING INSERT CS - SIZE #8, 10MM | 5531-P-810 | Standalone | DE0018575 | As per HSA registered indication(s)
Orthopaedics | Total knee replacement (TKR) | TKR tibial insert | TKR tibial insert - Unconstrained - Polyethylene | Stryker RHQ NL-LIM Limerick | TRIATHLON TIBIAL BEARING INSERT CS - SIZE #8, 12MM | 5531-P-812 | Standalone | DE0018575 | As per HSA registered indication(s)
Orthopaedics | Total knee replacement (TKR) | TKR tibial insert | TKR tibial insert - Unconstrained - Polyethylene | Stryker RHQ NL-LIM Limerick | TRIATHLON TIBIAL BEARING INSERT CS - SIZE #8, 14MM | 5531-P-814 | Standalone | DE0018575 | As per HSA registered indication(s)
Orthopaedics | Partial knee replacement (PKR) | PKR tibial tray | PKR tibial tray - Standard | STRYKER HOWMEDICA OSTEONICS | TRI PKR BASEPLATE #1 LM/RL | 5620-B-101 | Standalone | DE0017074 | As per HSA registered indication(s)
Orthopaedics | Partial knee replacement (PKR) | PKR tibial tray | PKR tibial tray - Standard | STRYKER HOWMEDICA OSTEONICS | TRI PKR BASEPLATE #2 LM/RL | 5620-B-201 | Standalone | DE0017074 | As per HSA registered indication(s)
Orthopaedics | Partial knee replacement (PKR) | PKR tibial tray | PKR tibial tray - Standard | STRYKER HOWMEDICA OSTEONICS | TRI PKR BASEPLATE #3 LM/RL | 5620-B-301 | Standalone | DE0017074 | As per HSA registered indication(s)
Orthopaedics | Partial knee replacement (PKR) | PKR tibial tray | PKR tibial tray - Standard | STRYKER HOWMEDICA OSTEONICS | TRI PKR BASEPLATE #4 LM/RL | 5620-B-401 | Standalone | DE0017074 | As per HSA registered indication(s)
Orthopaedics | Partial knee replacement (PKR) | PKR tibial tray | PKR tibial tray - Standard | STRYKER HOWMEDICA OSTEONICS | TRI PKR BASEPLATE #5 LM/RL | 5620-B-501 | Standalone | DE0017074 | As per HSA registered indication(s)
Orthopaedics | Partial knee replacement (PKR) | PKR tibial tray | PKR tibial tray - Standard | STRYKER HOWMEDICA OSTEONICS | TRI PKR BASEPLATE #6 LM/RL | 5620-B-601 | Standalone | DE0017074 | As per HSA registered indication(s)
Orthopaedics | Partial knee replacement (PKR) | PKR tibial tray | PKR tibial tray - Standard | STRYKER HOWMEDICA OSTEONICS | TRI PKR BASEPLATE #1 RM/LL | 5620-B-102 | Standalone | DE0017074 | As per HSA registered indication(s)
Orthopaedics | Partial knee replacement (PKR) | PKR tibial tray | PKR tibial tray - Standard | STRYKER HOWMEDICA OSTEONICS | TRI PKR BASEPLATE #2 RM/LL | 5620-B-202 | Standalone | DE0017074 | As per HSA registered indication(s)
Orthopaedics | Partial knee replacement (PKR) | PKR tibial tray | PKR tibial tray - Standard | STRYKER HOWMEDICA OSTEONICS | TRI PKR BASEPLATE #3 RM/LL | 5620-B-302 | Standalone | DE0017074 | As per HSA registered indication(s)
Orthopaedics | Partial knee replacement (PKR) | PKR tibial tray | PKR tibial tray - Standard | STRYKER HOWMEDICA OSTEONICS | TRI PKR BASEPLATE #4 RM/LL | 5620-B-402 | Standalone | DE0017074 | As per HSA registered indication(s)
Orthopaedics | Partial knee replacement (PKR) | PKR tibial tray | PKR tibial tray - Standard | STRYKER HOWMEDICA OSTEONICS | TRI PKR BASEPLATE #5 RM/LL | 5620-B-502 | Standalone | DE0017074 | As per HSA registered indication(s)
Orthopaedics | Partial knee replacement (PKR) | PKR tibial tray | PKR tibial tray - Standard | STRYKER HOWMEDICA OSTEONICS | TRI PKR BASEPLATE #6 RM/LL | 5620-B-602 | Standalone | DE0017074 | As per HSA registered indication(s)
Orthopaedics | Partial knee replacement (PKR) | PKR tibial insert | PKR tibial insert - Crosslinked polyethylene | STRYKER HOWMEDICA OSTEONICS | TRI PKR INSERT X3 #1 LM/RL 8MM | 5630-G-108 | Standalone | DE0017074 | As per HSA registered indication(s)
Orthopaedics | Partial knee replacement (PKR) | PKR tibial insert | PKR tibial insert - Crosslinked polyethylene | STRYKER HOWMEDICA OSTEONICS | TRI PKR INSERT X3 #1 LM/RL 9MM | 5630-G-109 | Standalone | DE0017074 | As per HSA registered indication(s)
Orthopaedics | Partial knee replacement (PKR) | PKR tibial insert | PKR tibial insert - Crosslinked polyethylene | STRYKER HOWMEDICA OSTEONICS | TRI PKR INSERT X3 #1 LM/RL10MM | 5630-G-110 | Standalone | DE0017074 | As per HSA registered indication(s)
Orthopaedics | Partial knee replacement (PKR) | PKR tibial insert | PKR tibial insert - Crosslinked polyethylene | STRYKER HOWMEDICA OSTEONICS | TRI PKR INSERT X3 #1 LM/RL12MM | 5630-G-112 | Standalone | DE0017074 | As per HSA registered indication(s)
Orthopaedics | Partial knee replacement (PKR) | PKR tibial insert | PKR tibial insert - Crosslinked polyethylene | STRYKER HOWMEDICA OSTEONICS | TRI PKR INSERT X3 #1 RM/LL 8MM | 5630-G-128 | Standalone | DE0017074 | As per HSA registered indication(s)
Orthopaedics | Partial knee replacement (PKR) | PKR tibial insert | PKR tibial insert - Crosslinked polyethylene | STRYKER HOWMEDICA OSTEONICS | TRI PKR INSERT X3 #1 RM/LL 9MM | 5630-G-129 | Standalone | DE0017074 | As per HSA registered indication(s)
Orthopaedics | Partial knee replacement (PKR) | PKR tibial insert | PKR tibial insert - Crosslinked polyethylene | STRYKER HOWMEDICA OSTEONICS | TRI PKR INSERT X3 #1 RM/LL10MM | 5630-G-120 | Standalone | DE0017074 | As per HSA registered indication(s)
Orthopaedics | Partial knee replacement (PKR) | PKR tibial insert | PKR tibial insert - Crosslinked polyethylene | STRYKER HOWMEDICA OSTEONICS | TRI PKR INSERT X3 #1 RM/LL12MM | 5630-G-122 | Standalone | DE0017074 | As per HSA registered indication(s)
Orthopaedics | Partial knee replacement (PKR) | PKR tibial insert | PKR tibial insert - Crosslinked polyethylene | STRYKER HOWMEDICA OSTEONICS | TRI PKR INSERT X3 #2 LM/RL 8MM | 5630-G-208 | Standalone | DE0017074 | As per HSA registered indication(s)
Orthopaedics | Partial knee replacement (PKR) | PKR tibial insert | PKR tibial insert - Crosslinked polyethylene | STRYKER HOWMEDICA OSTEONICS | TRI PKR INSERT X3 #2 LM/RL 9MM | 5630-G-209 | Standalone | DE0017074 | As per HSA registered indication(s)
Orthopaedics | Partial knee replacement (PKR) | PKR tibial insert | PKR tibial insert - Crosslinked polyethylene | STRYKER HOWMEDICA OSTEONICS | TRI PKR INSERT X3 #2 LM/RL10MM | 5630-G-210 | Standalone | DE0017074 | As per HSA registered indication(s)
Orthopaedics | Partial knee replacement (PKR) | PKR tibial insert | PKR tibial insert - Crosslinked polyethylene | STRYKER HOWMEDICA OSTEONICS | TRI PKR INSERT X3 #2 LM/RL12MM | 5630-G-212 | Standalone | DE0017074 | As per HSA registered indication(s)
Orthopaedics | Partial knee replacement (PKR) | PKR tibial insert | PKR tibial insert - Crosslinked polyethylene | STRYKER HOWMEDICA OSTEONICS | TRI PKR INSERT X3 #2 RM/LL 8MM | 5630-G-228 | Standalone | DE0017074 | As per HSA registered indication(s)
Orthopaedics | Partial knee replacement (PKR) | PKR tibial insert | PKR tibial insert - Crosslinked polyethylene | STRYKER HOWMEDICA OSTEONICS | TRI PKR INSERT X3 #2 RM/LL 9MM | 5630-G-229 | Standalone | DE0017074 | As per HSA registered indication(s)
Orthopaedics | Partial knee replacement (PKR) | PKR tibial insert | PKR tibial insert - Crosslinked polyethylene | STRYKER HOWMEDICA OSTEONICS | TRI PKR INSERT X3 #2 RM/LL10MM | 5630-G-220 | Standalone | DE0017074 | As per HSA registered indication(s)
Orthopaedics | Partial knee replacement (PKR) | PKR tibial insert | PKR tibial insert - Crosslinked polyethylene | STRYKER HOWMEDICA OSTEONICS | TRI PKR INSERT X3 #2 RM/LL12MM | 5630-G-222 | Standalone | DE0017074 | As per HSA registered indication(s)
Orthopaedics | Partial knee replacement (PKR) | PKR tibial insert | PKR tibial insert - Crosslinked polyethylene | STRYKER HOWMEDICA OSTEONICS | TRI PKR INSERT X3 #3 LM/RL 8MM | 5630-G-308 | Standalone | DE0017074 | As per HSA registered indication(s)
Orthopaedics | Partial knee replacement (PKR) | PKR tibial insert | PKR tibial insert - Crosslinked polyethylene | STRYKER HOWMEDICA OSTEONICS | TRI PKR INSERT X3 #3 LM/RL 9MM | 5630-G-309 | Standalone | DE0017074 | As per HSA registered indication(s)
Orthopaedics | Partial knee replacement (PKR) | PKR tibial insert | PKR tibial insert - Crosslinked polyethylene | STRYKER HOWMEDICA OSTEONICS | TRI PKR INSERT X3 #3 LM/RL10MM | 5630-G-310 | Standalone | DE0017074 | As per HSA registered indication(s)
Orthopaedics | Partial knee replacement (PKR) | PKR tibial insert | PKR tibial insert - Crosslinked polyethylene | STRYKER HOWMEDICA OSTEONICS | TRI PKR INSERT X3 #3 LM/RL12MM | 5630-G-312 | Standalone | DE0017074 | As per HSA registered indication(s)
Orthopaedics | Partial knee replacement (PKR) | PKR tibial insert | PKR tibial insert - Crosslinked polyethylene | STRYKER HOWMEDICA OSTEONICS | TRI PKR INSERT X3 #3 RM/LL 8MM | 5630-G-328 | Standalone | DE0017074 | As per HSA registered indication(s)
Orthopaedics | Partial knee replacement (PKR) | PKR tibial insert | PKR tibial insert - Crosslinked polyethylene | STRYKER HOWMEDICA OSTEONICS | TRI PKR INSERT X3 #3 RM/LL 9MM | 5630-G-329 | Standalone | DE0017074 | As per HSA registered indication(s)
Orthopaedics | Partial knee replacement (PKR) | PKR tibial insert | PKR tibial insert - Crosslinked polyethylene | STRYKER HOWMEDICA OSTEONICS | TRI PKR INSERT X3 #3 RM/LL10MM | 5630-G-320 | Standalone | DE0017074 | As per HSA registered indication(s)
Orthopaedics | Partial knee replacement (PKR) | PKR tibial insert | PKR tibial insert - Crosslinked polyethylene | STRYKER HOWMEDICA OSTEONICS | TRI PKR INSERT X3 #3 RM/LL12MM | 5630-G-322 | Standalone | DE0017074 | As per HSA registered indication(s)
Orthopaedics | Partial knee replacement (PKR) | PKR tibial insert | PKR tibial insert - Crosslinked polyethylene | STRYKER HOWMEDICA OSTEONICS | TRI PKR INSERT X3 #4 LM/RL 8MM | 5630-G-408 | Standalone | DE0017074 | As per HSA registered indication(s)
Orthopaedics | Partial knee replacement (PKR) | PKR tibial insert | PKR tibial insert - Crosslinked polyethylene | STRYKER HOWMEDICA OSTEONICS | TRI PKR INSERT X3 #4 LM/RL 9MM | 5630-G-409 | Standalone | DE0017074 | As per HSA registered indication(s)
Orthopaedics | Partial knee replacement (PKR) | PKR tibial insert | PKR tibial insert - Crosslinked polyethylene | STRYKER HOWMEDICA OSTEONICS | TRI PKR INSERT X3 #4 LM/RL10MM | 5630-G-410 | Standalone | DE0017074 | As per HSA registered indication(s)
Orthopaedics | Partial knee replacement (PKR) | PKR tibial insert | PKR tibial insert - Crosslinked polyethylene | STRYKER HOWMEDICA OSTEONICS | TRI PKR INSERT X3 #4 LM/RL12MM | 5630-G-412 | Standalone | DE0017074 | As per HSA registered indication(s)
Orthopaedics | Partial knee replacement (PKR) | PKR tibial insert | PKR tibial insert - Crosslinked polyethylene | STRYKER HOWMEDICA OSTEONICS | TRI PKR INSERT X3 #4 RM/LL 8MM | 5630-G-428 | Standalone | DE0017074 | As per HSA registered indication(s)
Orthopaedics | Partial knee replacement (PKR) | PKR tibial insert | PKR tibial insert - Crosslinked polyethylene | STRYKER HOWMEDICA OSTEONICS | TRI PKR INSERT X3 #4 RM/LL 9MM | 5630-G-429 | Standalone | DE0017074 | As per HSA registered indication(s)
Orthopaedics | Partial knee replacement (PKR) | PKR tibial insert | PKR tibial insert - Crosslinked polyethylene | STRYKER HOWMEDICA OSTEONICS | TRI PKR INSERT X3 #4 RM/LL10MM | 5630-G-420 | Standalone | DE0017074 | As per HSA registered indication(s)
Orthopaedics | Partial knee replacement (PKR) | PKR tibial insert | PKR tibial insert - Crosslinked polyethylene | STRYKER HOWMEDICA OSTEONICS | TRI PKR INSERT X3 #4 RM/LL12MM | 5630-G-422 | Standalone | DE0017074 | As per HSA registered indication(s)
Orthopaedics | Partial knee replacement (PKR) | PKR tibial insert | PKR tibial insert - Crosslinked polyethylene | STRYKER HOWMEDICA OSTEONICS | TRI PKR INSERT X3 #5 LM/RL 8MM | 5630-G-508 | Standalone | DE0017074 | As per HSA registered indication(s)
Orthopaedics | Partial knee replacement (PKR) | PKR tibial insert | PKR tibial insert - Crosslinked polyethylene | STRYKER HOWMEDICA OSTEONICS | TRI PKR INSERT X3 #5 LM/RL 9MM | 5630-G-509 | Standalone | DE0017074 | As per HSA registered indication(s)
Orthopaedics | Partial knee replacement (PKR) | PKR tibial insert | PKR tibial insert - Crosslinked polyethylene | STRYKER HOWMEDICA OSTEONICS | TRI PKR INSERT X3 #5 LM/RL10MM | 5630-G-510 | Standalone | DE0017074 | As per HSA registered indication(s)
Orthopaedics | Partial knee replacement (PKR) | PKR tibial insert | PKR tibial insert - Crosslinked polyethylene | STRYKER HOWMEDICA OSTEONICS | TRI PKR INSERT X3 #5 LM/RL12MM | 5630-G-512 | Standalone | DE0017074 | As per HSA registered indication(s)
Orthopaedics | Partial knee replacement (PKR) | PKR tibial insert | PKR tibial insert - Crosslinked polyethylene | STRYKER HOWMEDICA OSTEONICS | TRI PKR INSERT X3 #5 RM/LL 8MM | 5630-G-528 | Standalone | DE0017074 | As per HSA registered indication(s)
Orthopaedics | Partial knee replacement (PKR) | PKR tibial insert | PKR tibial insert - Crosslinked polyethylene | STRYKER HOWMEDICA OSTEONICS | TRI PKR INSERT X3 #5 RM/LL 9MM | 5630-G-529 | Standalone | DE0017074 | As per HSA registered indication(s)
Orthopaedics | Partial knee replacement (PKR) | PKR tibial insert | PKR tibial insert - Crosslinked polyethylene | STRYKER HOWMEDICA OSTEONICS | TRI PKR INSERT X3 #5 RM/LL10MM | 5630-G-520 | Standalone | DE0017074 | As per HSA registered indication(s)
Orthopaedics | Partial knee replacement (PKR) | PKR tibial insert | PKR tibial insert - Crosslinked polyethylene | STRYKER HOWMEDICA OSTEONICS | TRI PKR INSERT X3 #5 RM/LL12MM | 5630-G-522 | Standalone | DE0017074 | As per HSA registered indication(s)
Orthopaedics | Partial knee replacement (PKR) | PKR tibial insert | PKR tibial insert - Crosslinked polyethylene | STRYKER HOWMEDICA OSTEONICS | TRI PKR INSERT X3 #6 LM/RL 8MM | 5630-G-608 | Standalone | DE0017074 | As per HSA registered indication(s)
Orthopaedics | Partial knee replacement (PKR) | PKR tibial insert | PKR tibial insert - Crosslinked polyethylene | STRYKER HOWMEDICA OSTEONICS | TRI PKR INSERT X3 #6 LM/RL 9MM | 5630-G-609 | Standalone | DE0017074 | As per HSA registered indication(s)
Orthopaedics | Partial knee replacement (PKR) | PKR tibial insert | PKR tibial insert - Crosslinked polyethylene | STRYKER HOWMEDICA OSTEONICS | TRI PKR INSERT X3 #6 LM/RL10MM | 5630-G-610 | Standalone | DE0017074 | As per HSA registered indication(s)
Orthopaedics | Partial knee replacement (PKR) | PKR tibial insert | PKR tibial insert - Crosslinked polyethylene | STRYKER HOWMEDICA OSTEONICS | TRI PKR INSERT X3 #6 LM/RL12MM | 5630-G-612 | Standalone | DE0017074 | As per HSA registered indication(s)
Orthopaedics | Partial knee replacement (PKR) | PKR tibial insert | PKR tibial insert - Crosslinked polyethylene | STRYKER HOWMEDICA OSTEONICS | TRI PKR INSERT X3 #6 RM/LL 8MM | 5630-G-628 | Standalone | DE0017074 | As per HSA registered indication(s)
Orthopaedics | Partial knee replacement (PKR) | PKR tibial insert | PKR tibial insert - Crosslinked polyethylene | STRYKER HOWMEDICA OSTEONICS | TRI PKR INSERT X3 #6 RM/LL 9MM | 5630-G-629 | Standalone | DE0017074 | As per HSA registered indication(s)
Orthopaedics | Partial knee replacement (PKR) | PKR tibial insert | PKR tibial insert - Crosslinked polyethylene | STRYKER HOWMEDICA OSTEONICS | TRI PKR INSERT X3 #6 RM/LL10MM | 5630-G-620 | Standalone | DE0017074 | As per HSA registered indication(s)
Orthopaedics | Partial knee replacement (PKR) | PKR tibial insert | PKR tibial insert - Crosslinked polyethylene | STRYKER HOWMEDICA OSTEONICS | TRI PKR INSERT X3 #6 RM/LL12MM | 5630-G-622 | Standalone | DE0017074 | As per HSA registered indication(s)
Orthopaedics | Partial knee replacement (PKR) | PKR tibial insert | PKR tibial insert - Crosslinked polyethylene | STRYKER HOWMEDICA OSTEONICS | TRIATHLON PKR X3 TIBIAL INSERT LM/RL SIZE #1 - 8MM | 5630-G-108-E | Standalone | DE0017074 | As per HSA registered indication(s)
Orthopaedics | Partial knee replacement (PKR) | PKR tibial insert | PKR tibial insert - Crosslinked polyethylene | STRYKER HOWMEDICA OSTEONICS | TRIATHLON PKR X3 TIBIAL INSERT LM/RL SIZE #1 - 9MM | 5630-G-109-E | Standalone | DE0017074 | As per HSA registered indication(s)
Orthopaedics | Partial knee replacement (PKR) | PKR tibial insert | PKR tibial insert - Crosslinked polyethylene | STRYKER HOWMEDICA OSTEONICS | TRIATHLON PKR X3 TIBIAL INSERT LM/RL SIZE #1 - 10MM | 5630-G-110-E | Standalone | DE0017074 | As per HSA registered indication(s)
Orthopaedics | Partial knee replacement (PKR) | PKR tibial insert | PKR tibial insert - Crosslinked polyethylene | STRYKER HOWMEDICA OSTEONICS | TRIATHLON PKR X3 TIBIAL INSERT LM/RL SIZE #1 - 12MM | 5630-G-112-E | Standalone | DE0017074 | As per HSA registered indication(s)
Orthopaedics | Partial knee replacement (PKR) | PKR tibial insert | PKR tibial insert - Crosslinked polyethylene | STRYKER HOWMEDICA OSTEONICS | TRIATHLON PKR X3 TIBIAL INSERT RM/LL SIZE #1 -8MM | 5630-G-120-E | Standalone | DE0017074 | As per HSA registered indication(s)
Orthopaedics | Partial knee replacement (PKR) | PKR tibial insert | PKR tibial insert - Crosslinked polyethylene | STRYKER HOWMEDICA OSTEONICS | TRIATHLON PKR X3 TIBIAL INSERT RM/LL SIZE #1 -9MM | 5630-G-122-E | Standalone | DE0017074 | As per HSA registered indication(s)
Orthopaedics | Partial knee replacement (PKR) | PKR tibial insert | PKR tibial insert - Crosslinked polyethylene | STRYKER HOWMEDICA OSTEONICS | TRIATHLON PKR X3 TIBIAL INSERT RM/LL SIZE #1 -10MM | 5630-G-128-E | Standalone | DE0017074 | As per HSA registered indication(s)
Orthopaedics | Partial knee replacement (PKR) | PKR tibial insert | PKR tibial insert - Crosslinked polyethylene | STRYKER HOWMEDICA OSTEONICS | TRIATHLON PKR X3 TIBIAL INSERT RM/LL SIZE #1 -12MM | 5630-G-129-E | Standalone | DE0017074 | As per HSA registered indication(s)
Orthopaedics | Partial knee replacement (PKR) | PKR tibial insert | PKR tibial insert - Crosslinked polyethylene | STRYKER HOWMEDICA OSTEONICS | TRIATHLON PKR X3 TIBIAL INSERT LM/RL SIZE #2 - 8MM | 5630-G-208-E | Standalone | DE0017074 | As per HSA registered indication(s)
Orthopaedics | Partial knee replacement (PKR) | PKR tibial insert | PKR tibial insert - Crosslinked polyethylene | STRYKER HOWMEDICA OSTEONICS | TRIATHLON PKR X3 TIBIAL INSERT LM/RL SIZE #2 - 9MM | 5630-G-209-E | Standalone | DE0017074 | As per HSA registered indication(s)
Orthopaedics | Partial knee replacement (PKR) | PKR tibial insert | PKR tibial insert - Crosslinked polyethylene | STRYKER HOWMEDICA OSTEONICS | TRIATHLON PKR X3 TIBIAL INSERT LM/RL SIZE #2 - 10MM | 5630-G-210-E | Standalone | DE0017074 | As per HSA registered indication(s)
Orthopaedics | Partial knee replacement (PKR) | PKR tibial insert | PKR tibial insert - Crosslinked polyethylene | STRYKER HOWMEDICA OSTEONICS | TRIATHLON PKR X3 TIBIAL INSERT LM/RL SIZE #2 - 12MM | 5630-G-212-E | Standalone | DE0017074 | As per HSA registered indication(s)
Orthopaedics | Partial knee replacement (PKR) | PKR tibial insert | PKR tibial insert - Crosslinked polyethylene | STRYKER HOWMEDICA OSTEONICS | TRIATHLON PKR X3 TIBIAL INSERT RM/LL SIZE #2 -8MM | 5630-G-220-E | Standalone | DE0017074 | As per HSA registered indication(s)
Orthopaedics | Partial knee replacement (PKR) | PKR tibial insert | PKR tibial insert - Crosslinked polyethylene | STRYKER HOWMEDICA OSTEONICS | TRIATHLON PKR X3 TIBIAL INSERT RM/LL SIZE #2 -9MM | 5630-G-222-E | Standalone | DE0017074 | As per HSA registered indication(s)
Orthopaedics | Partial knee replacement (PKR) | PKR tibial insert | PKR tibial insert - Crosslinked polyethylene | STRYKER HOWMEDICA OSTEONICS | TRIATHLON PKR X3 TIBIAL INSERT RM/LL SIZE #2 -10MM | 5630-G-228-E | Standalone | DE0017074 | As per HSA registered indication(s)
Orthopaedics | Partial knee replacement (PKR) | PKR tibial insert | PKR tibial insert - Crosslinked polyethylene | STRYKER HOWMEDICA OSTEONICS | TRIATHLON PKR X3 TIBIAL INSERT RM/LL SIZE #2 -12MM | 5630-G-229-E | Standalone | DE0017074 | As per HSA registered indication(s)
Orthopaedics | Partial knee replacement (PKR) | PKR tibial insert | PKR tibial insert - Crosslinked polyethylene | STRYKER HOWMEDICA OSTEONICS | TRIATHLON PKR X3 TIBIAL INSERT LM/RL SIZE #3 - 8MM | 5630-G-308-E | Standalone | DE0017074 | As per HSA registered indication(s)
Orthopaedics | Partial knee replacement (PKR) | PKR tibial insert | PKR tibial insert - Crosslinked polyethylene | STRYKER HOWMEDICA OSTEONICS | TRIATHLON PKR X3 TIBIAL INSERT LM/RL SIZE #3 - 9MM | 5630-G-309-E | Standalone | DE0017074 | As per HSA registered indication(s)
Orthopaedics | Partial knee replacement (PKR) | PKR tibial insert | PKR tibial insert - Crosslinked polyethylene | STRYKER HOWMEDICA OSTEONICS | TRIATHLON PKR X3 TIBIAL INSERT LM/RL SIZE #3 - 10MM | 5630-G-310-E | Standalone | DE0017074 | As per HSA registered indication(s)
Orthopaedics | Partial knee replacement (PKR) | PKR tibial insert | PKR tibial insert - Crosslinked polyethylene | STRYKER HOWMEDICA OSTEONICS | TRIATHLON PKR X3 TIBIAL INSERT LM/RL SIZE #3 - 12MM | 5630-G-312-E | Standalone | DE0017074 | As per HSA registered indication(s)
Orthopaedics | Partial knee replacement (PKR) | PKR tibial insert | PKR tibial insert - Crosslinked polyethylene | STRYKER HOWMEDICA OSTEONICS | TRIATHLON PKR X3 TIBIAL INSERT RM/LL SIZE #3 -8MM | 5630-G-320-E | Standalone | DE0017074 | As per HSA registered indication(s)
Orthopaedics | Partial knee replacement (PKR) | PKR tibial insert | PKR tibial insert - Crosslinked polyethylene | STRYKER HOWMEDICA OSTEONICS | TRIATHLON PKR X3 TIBIAL INSERT RM/LL SIZE #3 -9MM | 5630-G-322-E | Standalone | DE0017074 | As per HSA registered indication(s)
Orthopaedics | Partial knee replacement (PKR) | PKR tibial insert | PKR tibial insert - Crosslinked polyethylene | STRYKER HOWMEDICA OSTEONICS | TRIATHLON PKR X3 TIBIAL INSERT RM/LL SIZE #3 -10MM | 5630-G-328-E | Standalone | DE0017074 | As per HSA registered indication(s)
Orthopaedics | Partial knee replacement (PKR) | PKR tibial insert | PKR tibial insert - Crosslinked polyethylene | STRYKER HOWMEDICA OSTEONICS | TRIATHLON PKR X3 TIBIAL INSERT RM/LL SIZE #3 -12MM | 5630-G-329-E | Standalone | DE0017074 | As per HSA registered indication(s)
Orthopaedics | Partial knee replacement (PKR) | PKR tibial insert | PKR tibial insert - Crosslinked polyethylene | STRYKER HOWMEDICA OSTEONICS | TRIATHLON PKR X3 TIBIAL INSERT LM/RL SIZE #4 - 8MM | 5630-G-408-E | Standalone | DE0017074 | As per HSA registered indication(s)
Orthopaedics | Partial knee replacement (PKR) | PKR tibial insert | PKR tibial insert - Crosslinked polyethylene | STRYKER HOWMEDICA OSTEONICS | TRIATHLON PKR X3 TIBIAL INSERT LM/RL SIZE #4 - 9MM | 5630-G-409-E | Standalone | DE0017074 | As per HSA registered indication(s)
Orthopaedics | Partial knee replacement (PKR) | PKR tibial insert | PKR tibial insert - Crosslinked polyethylene | STRYKER HOWMEDICA OSTEONICS | TRIATHLON PKR X3 TIBIAL INSERT LM/RL SIZE #4 - 10MM | 5630-G-410-E | Standalone | DE0017074 | As per HSA registered indication(s)
Orthopaedics | Partial knee replacement (PKR) | PKR tibial insert | PKR tibial insert - Crosslinked polyethylene | STRYKER HOWMEDICA OSTEONICS | TRIATHLON PKR X3 TIBIAL INSERT LM/RL SIZE #4 - 12MM | 5630-G-412-E | Standalone | DE0017074 | As per HSA registered indication(s)
Orthopaedics | Partial knee replacement (PKR) | PKR tibial insert | PKR tibial insert - Crosslinked polyethylene | STRYKER HOWMEDICA OSTEONICS | TRIATHLON PKR X3 TIBIAL INSERT RM/LL SIZE #4 -8MM | 5630-G-420-E | Standalone | DE0017074 | As per HSA registered indication(s)
Orthopaedics | Partial knee replacement (PKR) | PKR tibial insert | PKR tibial insert - Crosslinked polyethylene | STRYKER HOWMEDICA OSTEONICS | TRIATHLON PKR X3 TIBIAL INSERT RM/LL SIZE #4 -9MM | 5630-G-422-E | Standalone | DE0017074 | As per HSA registered indication(s)
Orthopaedics | Partial knee replacement (PKR) | PKR tibial insert | PKR tibial insert - Crosslinked polyethylene | STRYKER HOWMEDICA OSTEONICS | TRIATHLON PKR X3 TIBIAL INSERT RM/LL SIZE #4 -10MM | 5630-G-428-E | Standalone | DE0017074 | As per HSA registered indication(s)
Orthopaedics | Partial knee replacement (PKR) | PKR tibial insert | PKR tibial insert - Crosslinked polyethylene | STRYKER HOWMEDICA OSTEONICS | TRIATHLON PKR X3 TIBIAL INSERT RM/LL SIZE #4 -12MM | 5630-G-429-E | Standalone | DE0017074 | As per HSA registered indication(s)
Orthopaedics | Partial knee replacement (PKR) | PKR tibial insert | PKR tibial insert - Crosslinked polyethylene | STRYKER HOWMEDICA OSTEONICS | TRIATHLON PKR X3 TIBIAL INSERT LM/RL SIZE #5 - 8MM | 5630-G-508-E | Standalone | DE0017074 | As per HSA registered indication(s)
Orthopaedics | Partial knee replacement (PKR) | PKR tibial insert | PKR tibial insert - Crosslinked polyethylene | STRYKER HOWMEDICA OSTEONICS | TRIATHLON PKR X3 TIBIAL INSERT LM/RL SIZE #5 - 9MM | 5630-G-509-E | Standalone | DE0017074 | As per HSA registered indication(s)
Orthopaedics | Partial knee replacement (PKR) | PKR tibial insert | PKR tibial insert - Crosslinked polyethylene | STRYKER HOWMEDICA OSTEONICS | TRIATHLON PKR X3 TIBIAL INSERT LM/RL SIZE #5 - 10MM | 5630-G-510-E | Standalone | DE0017074 | As per HSA registered indication(s)
Orthopaedics | Partial knee replacement (PKR) | PKR tibial insert | PKR tibial insert - Crosslinked polyethylene | STRYKER HOWMEDICA OSTEONICS | TRIATHLON PKR X3 TIBIAL INSERT LM/RL SIZE #5 - 12MM | 5630-G-512-E | Standalone | DE0017074 | As per HSA registered indication(s)
Orthopaedics | Partial knee replacement (PKR) | PKR tibial insert | PKR tibial insert - Crosslinked polyethylene | STRYKER HOWMEDICA OSTEONICS | TRIATHLON PKR X3 TIBIAL INSERT RM/LL SIZE #5 -8MM | 5630-G-520-E | Standalone | DE0017074 | As per HSA registered indication(s)
Orthopaedics | Partial knee replacement (PKR) | PKR tibial insert | PKR tibial insert - Crosslinked polyethylene | STRYKER HOWMEDICA OSTEONICS | TRIATHLON PKR X3 TIBIAL INSERT RM/LL SIZE #5 -9MM | 5630-G-522-E | Standalone | DE0017074 | As per HSA registered indication(s)
Orthopaedics | Partial knee replacement (PKR) | PKR tibial insert | PKR tibial insert - Crosslinked polyethylene | STRYKER HOWMEDICA OSTEONICS | TRIATHLON PKR X3 TIBIAL INSERT RM/LL SIZE #5 -10MM | 5630-G-528-E | Standalone | DE0017074 | As per HSA registered indication(s)
Orthopaedics | Partial knee replacement (PKR) | PKR tibial insert | PKR tibial insert - Crosslinked polyethylene | STRYKER HOWMEDICA OSTEONICS | TRIATHLON PKR X3 TIBIAL INSERT RM/LL SIZE #5 -12MM | 5630-G-529-E | Standalone | DE0017074 | As per HSA registered indication(s)
Orthopaedics | Partial knee replacement (PKR) | PKR tibial insert | PKR tibial insert - Crosslinked polyethylene | STRYKER HOWMEDICA OSTEONICS | TRIATHLON PKR X3 TIBIAL INSERT LM/RL SIZE #6 - 8MM | 5630-G-608-E | Standalone | DE0017074 | As per HSA registered indication(s)
Orthopaedics | Partial knee replacement (PKR) | PKR tibial insert | PKR tibial insert - Crosslinked polyethylene | STRYKER HOWMEDICA OSTEONICS | TRIATHLON PKR X3 TIBIAL INSERT LM/RL SIZE #6 - 9MM | 5630-G-609-E | Standalone | DE0017074 | As per HSA registered indication(s)
Orthopaedics | Partial knee replacement (PKR) | PKR tibial insert | PKR tibial insert - Crosslinked polyethylene | STRYKER HOWMEDICA OSTEONICS | TRIATHLON PKR X3 TIBIAL INSERT LM/RL SIZE #6 - 10MM | 5630-G-610-E | Standalone | DE0017074 | As per HSA registered indication(s)
Orthopaedics | Partial knee replacement (PKR) | PKR tibial insert | PKR tibial insert - Crosslinked polyethylene | STRYKER HOWMEDICA OSTEONICS | TRIATHLON PKR X3 TIBIAL INSERT LM/RL SIZE #6 - 12MM | 5630-G-612-E | Standalone | DE0017074 | As per HSA registered indication(s)
Orthopaedics | Partial knee replacement (PKR) | PKR tibial insert | PKR tibial insert - Crosslinked polyethylene | STRYKER HOWMEDICA OSTEONICS | TRIATHLON PKR X3 TIBIAL INSERT RM/LL SIZE #6 -8MM | 5630-G-620-E | Standalone | DE0017074 | As per HSA registered indication(s)
Orthopaedics | Partial knee replacement (PKR) | PKR tibial insert | PKR tibial insert - Crosslinked polyethylene | STRYKER HOWMEDICA OSTEONICS | TRIATHLON PKR X3 TIBIAL INSERT RM/LL SIZE #6 -9MM | 5630-G-622-E | Standalone | DE0017074 | As per HSA registered indication(s)
Orthopaedics | Partial knee replacement (PKR) | PKR tibial insert | PKR tibial insert - Crosslinked polyethylene | STRYKER HOWMEDICA OSTEONICS | TRIATHLON PKR X3 TIBIAL INSERT RM/LL SIZE #6 -10MM | 5630-G-628-E | Standalone | DE0017074 | As per HSA registered indication(s)
Orthopaedics | Partial knee replacement (PKR) | PKR tibial insert | PKR tibial insert - Crosslinked polyethylene | STRYKER HOWMEDICA OSTEONICS | TRIATHLON PKR X3 TIBIAL INSERT RM/LL SIZE #6 -12MM | 5630-G-629-E | Standalone | DE0017074 | As per HSA registered indication(s)
Orthopaedics | Hip replacement - Femoral component | Femoral stem | Femoral stem - Primary cementless | Stryker RHQ NL-SHC Cork | Size 0 Accolade II 127 Deg | 6721-0027 | Standalone | DE0018427 | As per HSA registered indication(s)
Orthopaedics | Hip replacement - Femoral component | Femoral stem | Femoral stem - Primary cementless | Stryker RHQ NL-SHC Cork | Size 0 Accolade II 132 Deg | 6720-0027 | Standalone | DE0018427 | As per HSA registered indication(s)
Orthopaedics | Hip replacement - Femoral component | Femoral stem | Femoral stem - Primary cementless | Stryker RHQ NL-SHC Cork | Size 1 Accolade II 127 Deg | 6721-0127 | Standalone | DE0018427 | As per HSA registered indication(s)
Orthopaedics | Hip replacement - Femoral component | Femoral stem | Femoral stem - Primary cementless | Stryker RHQ NL-SHC Cork | Size 1 Accolade II 132 Deg | 6720-0127 | Standalone | DE0018427 | As per HSA registered indication(s)
Orthopaedics | Hip replacement - Femoral component | Femoral stem | Femoral stem - Primary cementless | Stryker RHQ NL-SHC Cork | Size 10 Accolade II 127 Deg | 6721-1040 | Standalone | DE0018427 | As per HSA registered indication(s)
Orthopaedics | Hip replacement - Femoral component | Femoral stem | Femoral stem - Primary cementless | Stryker RHQ NL-SHC Cork | Size 10 Accolade II 132 Deg | 6720-1040 | Standalone | DE0018427 | As per HSA registered indication(s)
Orthopaedics | Hip replacement - Femoral component | Femoral stem | Femoral stem - Primary cementless | Stryker RHQ NL-SHC Cork | Size 11 Accolade II 127 Deg | 6721-1140 | Standalone | DE0018427 | As per HSA registered indication(s)
Orthopaedics | Hip replacement - Femoral component | Femoral stem | Femoral stem - Primary cementless | Stryker RHQ NL-SHC Cork | Size 11 Accolade II 132 Deg | 6720-1140 | Standalone | DE0018427 | As per HSA registered indication(s)
Orthopaedics | Hip replacement - Femoral component | Femoral stem | Femoral stem - Primary cementless | Stryker RHQ NL-SHC Cork | Size 2 Accolade II 127 Deg | 6721-0230 | Standalone | DE0018427 | As per HSA registered indication(s)
Orthopaedics | Hip replacement - Femoral component | Femoral stem | Femoral stem - Primary cementless | Stryker RHQ NL-SHC Cork | Size 2 Accolade II 132 Deg | 6720-0230 | Standalone | DE0018427 | As per HSA registered indication(s)
Orthopaedics | Hip replacement - Femoral component | Femoral stem | Femoral stem - Primary cementless | Stryker RHQ NL-SHC Cork | Size 3 Accolade II 127 Deg | 6721-0330 | Standalone | DE0018427 | As per HSA registered indication(s)
Orthopaedics | Hip replacement - Femoral component | Femoral stem | Femoral stem - Primary cementless | Stryker RHQ NL-SHC Cork | Size 3 Accolade II 132 Deg | 6720-0330 | Standalone | DE0018427 | As per HSA registered indication(s)
Orthopaedics | Hip replacement - Femoral component | Femoral stem | Femoral stem - Primary cementless | Stryker RHQ NL-SHC Cork | Size 4 Accolade II 127 Deg | 6721-0435 | Standalone | DE0018427 | As per HSA registered indication(s)
Orthopaedics | Hip replacement - Femoral component | Femoral stem | Femoral stem - Primary cementless | Stryker RHQ NL-SHC Cork | Size 4 Accolade II 132 Deg | 6720-0435 | Standalone | DE0018427 | As per HSA registered indication(s)
Orthopaedics | Hip replacement - Femoral component | Femoral stem | Femoral stem - Primary cementless | Stryker RHQ NL-SHC Cork | Size 5 Accolade II 127 Deg | 6721-0535 | Standalone | DE0018427 | As per HSA registered indication(s)
Orthopaedics | Hip replacement - Femoral component | Femoral stem | Femoral stem - Primary cementless | Stryker RHQ NL-SHC Cork | Size 5 Accolade II 132 Deg | 6720-0535 | Standalone | DE0018427 | As per HSA registered indication(s)
Orthopaedics | Hip replacement - Femoral component | Femoral stem | Femoral stem - Primary cementless | Stryker RHQ NL-SHC Cork | Size 6 Accolade II 127 Deg | 6721-0635 | Standalone | DE0018427 | As per HSA registered indication(s)
Orthopaedics | Hip replacement - Femoral component | Femoral stem | Femoral stem - Primary cementless | Stryker RHQ NL-SHC Cork | Size 6 Accolade II 132 Deg | 6720-0635 | Standalone | DE0018427 | As per HSA registered indication(s)
Orthopaedics | Hip replacement - Femoral component | Femoral stem | Femoral stem - Primary cementless | Stryker RHQ NL-SHC Cork | Size 7 Accolade II 127 Deg | 6721-0737 | Standalone | DE0018427 | As per HSA registered indication(s)
Orthopaedics | Hip replacement - Femoral component | Femoral stem | Femoral stem - Primary cementless | Stryker RHQ NL-SHC Cork | Size 7 Accolade II 132 Deg | 6720-0737 | Standalone | DE0018427 | As per HSA registered indication(s)
Orthopaedics | Hip replacement - Femoral component | Femoral stem | Femoral stem - Primary cementless | Stryker RHQ NL-SHC Cork | Size 8 Accolade II 127 Deg | 6721-0837 | Standalone | DE0018427 | As per HSA registered indication(s)
Orthopaedics | Hip replacement - Femoral component | Femoral stem | Femoral stem - Primary cementless | Stryker RHQ NL-SHC Cork | Size 8 Accolade II 132 Deg | 6720-0837 | Standalone | DE0018427 | As per HSA registered indication(s)
Orthopaedics | Hip replacement - Femoral component | Femoral stem | Femoral stem - Primary cementless | Stryker RHQ NL-SHC Cork | Size 9 Accolade II 127 Deg | 6721-0937 | Standalone | DE0018427 | As per HSA registered indication(s)
Orthopaedics | Hip replacement - Femoral component | Femoral stem | Femoral stem - Primary cementless | Stryker RHQ NL-SHC Cork | Size 9 Accolade II 132 Deg | 6720-0937 | Standalone | DE0018427 | As per HSA registered indication(s)
Orthopaedics | Hip replacement - Femoral component | Femoral stem | Femoral stem - Revision cementless | STRYKER HOWMEDICA OSTEONICS | REST MOD CLINICAL STEM 21X155MM | 6276-7-021 | Standalone | DE0019153 | Revision of femoral stem or in primary replacement where there is insufficient native bone support for a primary stem
Orthopaedics | Hip replacement - Femoral component | Femoral stem | Femoral stem - Revision cementless | STRYKER HOWMEDICA OSTEONICS | REST MOD CLINICAL STEM 21X195MM | 6276-7-121 | Standalone | DE0019153 | Revision of femoral stem or in primary replacement where there is insufficient native bone support for a primary stem
Orthopaedics | Hip replacement - Femoral component | Femoral stem | Femoral stem - Revision cementless | STRYKER HOWMEDICA OSTEONICS | REST MOD CLINICAL STEM 22X155MM | 6276-7-022 | Standalone | DE0019153 | Revision of femoral stem or in primary replacement where there is insufficient native bone support for a primary stem
Orthopaedics | Hip replacement - Femoral component | Femoral stem | Femoral stem - Revision cementless | STRYKER HOWMEDICA OSTEONICS | REST MOD CLINICAL STEM 22X195MM | 6276-7-122 | Standalone | DE0019153 | Revision of femoral stem or in primary replacement where there is insufficient native bone support for a primary stem
Orthopaedics | Hip replacement - Femoral component | Femoral stem | Femoral stem - Revision cementless | STRYKER HOWMEDICA OSTEONICS | REST MOD CLINICAL STEM 23X155MM | 6276-7-023 | Standalone | DE0019153 | Revision of femoral stem or in primary replacement where there is insufficient native bone support for a primary stem
Orthopaedics | Hip replacement - Femoral component | Femoral stem | Femoral stem - Revision cementless | STRYKER HOWMEDICA OSTEONICS | REST MOD CLINICAL STEM 23X195MM | 6276-7-123 | Standalone | DE0019153 | Revision of femoral stem or in primary replacement where there is insufficient native bone support for a primary stem
Orthopaedics | Hip replacement - Femoral component | Femoral stem | Femoral stem - Revision cementless | STRYKER HOWMEDICA OSTEONICS | REST MOD CLINICAL STEM 24X155MM | 6276-7-024 | Standalone | DE0019153 | Revision of femoral stem or in primary replacement where there is insufficient native bone support for a primary stem
Orthopaedics | Hip replacement - Femoral component | Femoral stem | Femoral stem - Revision cementless | STRYKER HOWMEDICA OSTEONICS | REST MOD CLINICAL STEM 24X195MM | 6276-7-124 | Standalone | DE0019153 | Revision of femoral stem or in primary replacement where there is insufficient native bone support for a primary stem
Orthopaedics | Hip replacement - Femoral component | Femoral stem | Femoral stem - Revision cementless | STRYKER HOWMEDICA OSTEONICS | REST MOD CLINICAL STEM 25X155MM | 6276-7-025 | Standalone | DE0019153 | Revision of femoral stem or in primary replacement where there is insufficient native bone support for a primary stem
Orthopaedics | Hip replacement - Femoral component | Femoral stem | Femoral stem - Revision cementless | STRYKER HOWMEDICA OSTEONICS | REST MOD CLINICAL STEM 25X195MM | 6276-7-125 | Standalone | DE0019153 | Revision of femoral stem or in primary replacement where there is insufficient native bone support for a primary stem
Orthopaedics | Hip replacement - Femoral component | Femoral bipolar | Bipolar cup and bipolar internal liner | STRYKER HOWMEDICA OSTEONICS | OSETO UHR UNI HEAD 41mm | UH1-41-22 | Standalone | DE0004877 | Patients with hip fractures (usually older than 65).
Orthopaedics | Hip replacement - Femoral component | Femoral bipolar | Bipolar cup and bipolar internal liner | STRYKER HOWMEDICA OSTEONICS | OSTEO HUR UNI HEAD 48mm | UH1-48-28 | Standalone | DE0004877 | Patients with hip fractures (usually older than 65).
Orthopaedics | Hip replacement - Femoral component | Femoral bipolar | Bipolar cup and bipolar internal liner | STRYKER HOWMEDICA OSTEONICS | OSTEO UHR UNI HEAD 38mm | UH1-38-22 | Standalone | DE0004877 | Patients with hip fractures (usually older than 65).
Orthopaedics | Hip replacement - Femoral component | Femoral bipolar | Bipolar cup and bipolar internal liner | STRYKER HOWMEDICA OSTEONICS | OSTEO UHR UNI HEAD 40mm | UH1-40-22 | Standalone | DE0004877 | Patients with hip fractures (usually older than 65).
Orthopaedics | Hip replacement - Femoral component | Femoral bipolar | Bipolar cup and bipolar internal liner | STRYKER HOWMEDICA OSTEONICS | OSTEO UHR UNI HEAD 42mm | UH1-42-22 | Standalone | DE0004877 | Patients with hip fractures (usually older than 65).
Orthopaedics | Hip replacement - Femoral component | Femoral bipolar | Bipolar cup and bipolar internal liner | STRYKER HOWMEDICA OSTEONICS | OSTEO UHR UNI HEAD 43mm | UH1-43-22 | Standalone | DE0004877 | Patients with hip fractures (usually older than 65).
Orthopaedics | Hip replacement - Femoral component | Femoral bipolar | Bipolar cup and bipolar internal liner | STRYKER HOWMEDICA OSTEONICS | OSTEO UHR UNI HEAD 44mm | UH1-44-22 | Standalone | DE0004877 | Patients with hip fractures (usually older than 65).
Orthopaedics | Hip replacement - Femoral component | Femoral bipolar | Bipolar cup and bipolar internal liner | STRYKER HOWMEDICA OSTEONICS | OSTEO UHR UNI HEAD 45mm | UH1-45-28 | Standalone | DE0004877 | Patients with hip fractures (usually older than 65).
Orthopaedics | Hip replacement - Femoral component | Femoral bipolar | Bipolar cup and bipolar internal liner | STRYKER HOWMEDICA OSTEONICS | OSTEO UHR UNI HEAD 46mm | UH1-46-28 | Standalone | DE0004877 | Patients with hip fractures (usually older than 65).
Orthopaedics | Hip replacement - Femoral component | Femoral bipolar | Bipolar cup and bipolar internal liner | STRYKER HOWMEDICA OSTEONICS | OSTEO UHR UNI HEAD 47mm | UH1-47-28 | Standalone | DE0004877 | Patients with hip fractures (usually older than 65).
Orthopaedics | Hip replacement - Femoral component | Femoral bipolar | Bipolar cup and bipolar internal liner | STRYKER HOWMEDICA OSTEONICS | OSTEO UHR UNI HEAD 49mm | UH1-49-28 | Standalone | DE0004877 | Patients with hip fractures (usually older than 65).
Orthopaedics | Hip replacement - Femoral component | Femoral bipolar | Bipolar cup and bipolar internal liner | STRYKER HOWMEDICA OSTEONICS | OSTEO UHR UNI HEAD 50mm | UH1-50-28 | Standalone | DE0004877 | Patients with hip fractures (usually older than 65).
Orthopaedics | Hip replacement - Femoral component | Femoral bipolar | Bipolar cup and bipolar internal liner | STRYKER HOWMEDICA OSTEONICS | OSTEO UHR UNI HEAD 52mm | UH1-52-28 | Standalone | DE0004877 | Patients with hip fractures (usually older than 65).
Orthopaedics | Hip replacement - Femoral component | Femoral bipolar | Bipolar cup and bipolar internal liner | STRYKER HOWMEDICA OSTEONICS | OSTEO UHR UNI HEAD 54mm | UH1-54-28 | Standalone | DE0004877 | Patients with hip fractures (usually older than 65).
Orthopaedics | Hip replacement - Femoral component | Femoral bipolar | Bipolar cup and bipolar internal liner | STRYKER HOWMEDICA OSTEONICS | OSTEO UHR UNI HEAD 56mm | UH1-56-28 | Standalone | DE0004877 | Patients with hip fractures (usually older than 65).
Orthopaedics | Hip replacement - Femoral component | Femoral bipolar | Bipolar cup and bipolar internal liner | STRYKER HOWMEDICA OSTEONICS | OSTEO UHR UNI HEAD 58mm | UH1-58-28 | Standalone | DE0004877 | Patients with hip fractures (usually older than 65).
Orthopaedics | Hip replacement - Acetabular component | Acetabular cup | Acetabular cup - Metal | Stryker RHQ NL-SHC Cork | TRIDENT HEMI HA CLUST CUP 42A | 502-11-42A | Standalone | DE0004867 | As per HSA registered indication(s)
Orthopaedics | Hip replacement - Acetabular component | Acetabular cup | Acetabular cup - Metal | Stryker RHQ NL-SHC Cork | TRIDENT HEMI HA CLUST CUP 44B | 502-11-44B | Standalone | DE0004867 | As per HSA registered indication(s)
Orthopaedics | Hip replacement - Acetabular component | Acetabular cup | Acetabular cup - Metal | Stryker RHQ NL-SHC Cork | TRIDENT HEMI HA CLUST CUP 46C | 502-11-46C | Standalone | DE0004867 | As per HSA registered indication(s)
Orthopaedics | Hip replacement - Acetabular component | Acetabular cup | Acetabular cup - Metal | Stryker RHQ NL-SHC Cork | TRIDENT HEMI HA CLUST CUP 48D | 502-11-48D | Standalone | DE0004867 | As per HSA registered indication(s)
Orthopaedics | Hip replacement - Acetabular component | Acetabular cup | Acetabular cup - Metal | Stryker RHQ NL-SHC Cork | TRIDENT HEMI HA CLUST CUP 50D | 502-11-50D | Standalone | DE0004867 | As per HSA registered indication(s)
Orthopaedics | Hip replacement - Acetabular component | Acetabular cup | Acetabular cup - Metal | Stryker RHQ NL-SHC Cork | TRIDENT HEMI HA CLUST CUP 52E | 502-11-52E | Standalone | DE0004867 | As per HSA registered indication(s)
Orthopaedics | Hip replacement - Acetabular component | Acetabular cup | Acetabular cup - Metal | Stryker RHQ NL-SHC Cork | TRIDENT HEMI HA CLUST CUP 54E | 502-11-54E | Standalone | DE0004867 | As per HSA registered indication(s)
Orthopaedics | Hip replacement - Acetabular component | Acetabular cup | Acetabular cup - Metal | Stryker RHQ NL-SHC Cork | TRIDENT HEMI HA CLUST CUP 56F | 502-11-56F | Standalone | DE0004867 | As per HSA registered indication(s)
Orthopaedics | Hip replacement - Acetabular component | Acetabular cup | Acetabular cup - Metal | Stryker RHQ NL-SHC Cork | TRIDENT HEMI HA CLUST CUP 58F | 502-11-58F | Standalone | DE0004867 | As per HSA registered indication(s)
Orthopaedics | Hip replacement - Acetabular component | Acetabular cup | Acetabular cup - Metal | Stryker RHQ NL-SHC Cork | TRIDENT HEMI HA CLUST CUP 60G | 502-11-60G | Standalone | DE0004867 | As per HSA registered indication(s)
Orthopaedics | Hip replacement - Acetabular component | Acetabular cup | Acetabular cup - Metal | Stryker RHQ NL-SHC Cork | TRIDENT HEMI HA CLUST CUP 62G | 502-11-62G | Standalone | DE0004867 | As per HSA registered indication(s)
Orthopaedics | Hip replacement - Acetabular component | Acetabular cup | Acetabular cup - Metal | Stryker RHQ NL-SHC Cork | TRIDENT HEMI HA CLUST CUP 64H | 502-11-64H | Standalone | DE0004867 | As per HSA registered indication(s)
Orthopaedics | Hip replacement - Acetabular component | Acetabular cup | Acetabular cup - Metal | Stryker RHQ NL-SHC Cork | TRIDENT HEMI HA CLUST CUP 66H | 502-11-66H | Standalone | DE0004867 | As per HSA registered indication(s)
Orthopaedics | Hip replacement - Acetabular component | Acetabular cup | Acetabular cup - Metal | Stryker RHQ NL-SHC Cork | TRIDENT HEMI HA CLUST CUP 68I | 502-11-68I | Standalone | DE0004867 | As per HSA registered indication(s)
Orthopaedics | Hip replacement - Acetabular component | Acetabular cup | Acetabular cup - Metal | Stryker RHQ NL-SHC Cork | TRIDENT HEMI HA CLUST CUP 70I | 502-11-70I | Standalone | DE0004867 | As per HSA registered indication(s)
Orthopaedics | Hip replacement - Acetabular component | Acetabular cup | Acetabular cup - Metal | Stryker RHQ NL-SHC Cork | TRIDENT HEMI HA CLUST CUP 72J | 502-11-72J | Standalone | DE0004867 | As per HSA registered indication(s)
Orthopaedics | Hip replacement - Acetabular component | Acetabular cup | Acetabular cup - Metal | Stryker RHQ NL-SHC Cork | TRIDENT HEMI HA CLUST CUP 74J | 502-11-74J | Standalone | DE0004867 | As per HSA registered indication(s)
Orthopaedics | Hip replacement - Acetabular component | Acetabular cup | Acetabular cup - Metal | Stryker RHQ NL-SHC Cork | TRIDENT II CLUSTERHOLE HA 42A | 702-11-42A | Standalone | DE0505248 | As per HSA registered indication(s)
Orthopaedics | Hip replacement - Acetabular component | Acetabular cup | Acetabular cup - Metal | Stryker RHQ NL-SHC Cork | TRIDENT II CLUSTERHOLE HA 44B | 702-11-44B | Standalone | DE0505248 | As per HSA registered indication(s)
Orthopaedics | Hip replacement - Acetabular component | Acetabular cup | Acetabular cup - Metal | Stryker RHQ NL-SHC Cork | TRIDENT II CLUSTERHOLE HA 46C | 702-11-46C | Standalone | DE0505248 | As per HSA registered indication(s)
Orthopaedics | Hip replacement - Acetabular component | Acetabular cup | Acetabular cup - Metal | Stryker RHQ NL-SHC Cork | TRIDENT II CLUSTERHOLE HA 48D | 702-11-48D | Standalone | DE0505248 | As per HSA registered indication(s)
Orthopaedics | Hip replacement - Acetabular component | Acetabular cup | Acetabular cup - Metal | Stryker RHQ NL-SHC Cork | TRIDENT II CLUSTERHOLE HA 50D | 702-11-50D | Standalone | DE0505248 | As per HSA registered indication(s)
Orthopaedics | Hip replacement - Acetabular component | Acetabular cup | Acetabular cup - Metal | Stryker RHQ NL-SHC Cork | TRIDENT II CLUSTERHOLE HA 52E | 702-11-52E | Standalone | DE0505248 | As per HSA registered indication(s)
Orthopaedics | Hip replacement - Acetabular component | Acetabular cup | Acetabular cup - Metal | Stryker RHQ NL-SHC Cork | TRIDENT II CLUSTERHOLE HA 54E | 702-11-54E | Standalone | DE0505248 | As per HSA registered indication(s)
Orthopaedics | Hip replacement - Acetabular component | Acetabular cup | Acetabular cup - Metal | Stryker RHQ NL-SHC Cork | TRIDENT II CLUSTERHOLE HA 56F | 702-11-56F | Standalone | DE0505248 | As per HSA registered indication(s)
Orthopaedics | Hip replacement - Acetabular component | Acetabular cup | Acetabular cup - Metal | Stryker RHQ NL-SHC Cork | TRIDENT II CLUSTERHOLE HA 58F | 702-11-58F | Standalone | DE0505248 | As per HSA registered indication(s)
Orthopaedics | Hip replacement - Acetabular component | Acetabular cup | Acetabular cup - Metal | Stryker RHQ NL-SHC Cork | TRIDENT II CLUSTERHOLE HA 60G | 702-11-60G | Standalone | DE0505248 | As per HSA registered indication(s)
Orthopaedics | Hip replacement - Acetabular component | Acetabular cup | Acetabular cup - Metal | Stryker RHQ NL-SHC Cork | TRIDENT II CLUSTERHOLE HA 62G | 702-11-62G | Standalone | DE0505248 | As per HSA registered indication(s)
Orthopaedics | Hip replacement - Acetabular component | Acetabular cup | Acetabular cup - Metal | Stryker RHQ NL-SHC Cork | TRIDENT II CLUSTERHOLE HA 64H | 702-11-64H | Standalone | DE0505248 | As per HSA registered indication(s)
Orthopaedics | Hip replacement - Acetabular component | Acetabular cup | Acetabular cup - Metal | Stryker RHQ NL-SHC Cork | TRIDENT II CLUSTERHOLE HA 66H | 702-11-66H | Standalone | DE0505248 | As per HSA registered indication(s)
Orthopaedics | Hip replacement - Acetabular component | Acetabular cup | Acetabular cup - Metal | Stryker RHQ NL-SHC Cork | TRIDENT MULTI-HOLE CUP 42MM | 508-11-42A | Standalone | DE0003746 | As per HSA registered indication(s)
Orthopaedics | Hip replacement - Acetabular component | Acetabular cup | Acetabular cup - Metal | Stryker RHQ NL-SHC Cork | TRIDENT MULTI-HOLE CUP 44MM | 508-11-44B | Standalone | DE0003746 | As per HSA registered indication(s)
Orthopaedics | Hip replacement - Acetabular component | Acetabular cup | Acetabular cup - Metal | Stryker RHQ NL-SHC Cork | TRIDENT MULTI-HOLE CUP 46MM | 508-11-46C | Standalone | DE0003746 | As per HSA registered indication(s)
Orthopaedics | Hip replacement - Acetabular component | Acetabular cup | Acetabular cup - Metal | Stryker RHQ NL-SHC Cork | TRIDENT MULTI-HOLE CUP 48MM | 508-11-48D | Standalone | DE0003746 | As per HSA registered indication(s)
Orthopaedics | Hip replacement - Acetabular component | Acetabular cup | Acetabular cup - Metal | Stryker RHQ NL-SHC Cork | TRIDENT MULTI-HOLE CUP 50MM | 508-11-50D | Standalone | DE0003746 | As per HSA registered indication(s)
Orthopaedics | Hip replacement - Acetabular component | Acetabular cup | Acetabular cup - Metal | Stryker RHQ NL-SHC Cork | TRIDENT MULTI-HOLE CUP 52MM | 508-11-52E | Standalone | DE0003746 | As per HSA registered indication(s)
Orthopaedics | Hip replacement - Acetabular component | Acetabular cup | Acetabular cup - Metal | Stryker RHQ NL-SHC Cork | TRIDENT MULTI-HOLE CUP 54MM | 508-11-54E | Standalone | DE0003746 | As per HSA registered indication(s)
Orthopaedics | Hip replacement - Acetabular component | Acetabular cup | Acetabular cup - Metal | Stryker RHQ NL-SHC Cork | TRIDENT MULTI-HOLE CUP 56MM | 508-11-56F | Standalone | DE0003746 | As per HSA registered indication(s)
Orthopaedics | Hip replacement - Acetabular component | Acetabular cup | Acetabular cup - Metal | Stryker RHQ NL-SHC Cork | TRIDENT MULTI-HOLE CUP 58MM | 508-11-58F | Standalone | DE0003746 | As per HSA registered indication(s)
Orthopaedics | Hip replacement - Acetabular component | Acetabular cup | Acetabular cup - Metal | Stryker RHQ NL-SHC Cork | TRIDENT MULTI-HOLE CUP 60MM | 508-11-60G | Standalone | DE0003746 | As per HSA registered indication(s)
Orthopaedics | Hip replacement - Acetabular component | Acetabular cup | Acetabular cup - Metal | Stryker RHQ NL-SHC Cork | TRIDENT MULTI-HOLE CUP 62MM | 508-11-62G | Standalone | DE0003746 | As per HSA registered indication(s)
Orthopaedics | Hip replacement - Acetabular component | Acetabular cup | Acetabular cup - Metal | Stryker RHQ NL-SHC Cork | TRIDENT MULTI-HOLE CUP 64MM | 508-11-64H | Standalone | DE0003746 | As per HSA registered indication(s)
Orthopaedics | Hip replacement - Acetabular component | Acetabular cup | Acetabular cup - Metal | Stryker RHQ NL-SHC Cork | TRIDENT MULTI-HOLE CUP 66MM | 508-11-66H | Standalone | DE0003746 | As per HSA registered indication(s)
Orthopaedics | Hip replacement - Acetabular component | Acetabular cup | Acetabular cup - Metal | Stryker RHQ NL-SHC Cork | TRIDENT MULTI-HOLE CUP 68MM | 508-11-68I | Standalone | DE0003746 | As per HSA registered indication(s)
Orthopaedics | Hip replacement - Acetabular component | Acetabular cup | Acetabular cup - Metal | Stryker RHQ NL-SHC Cork | TRIDENT MULTI-HOLE CUP 70MM | 508-11-70I | Standalone | DE0003746 | As per HSA registered indication(s)
Orthopaedics | Hip replacement - Acetabular component | Acetabular cup | Acetabular cup - Metal | Stryker RHQ NL-SHC Cork | TRIDENT MULTI-HOLE CUP 72MM | 508-11-72J | Standalone | DE0003746 | As per HSA registered indication(s)
Orthopaedics | Hip replacement - Acetabular component | Acetabular cup | Acetabular cup - Metal | Stryker RHQ NL-SHC Cork | TRIDENT MULTI-HOLE CUP 74MM | 508-11-74J | Standalone | DE0003746 | As per HSA registered indication(s)
Orthopaedics | Hip replacement - Acetabular component | Acetabular liner | Acetabular liner - Crosslinked polyethylene | STRYKER HOWMEDICA OSTEONICS | TRIDENT 0 DEG X3 INSERT 22mm ID size A | 623-00-22A | Standalone | DE0004484 | As per HSA registered indication(s)
Orthopaedics | Hip replacement - Acetabular component | Acetabular liner | Acetabular liner - Crosslinked polyethylene | STRYKER HOWMEDICA OSTEONICS | TRIDENT 0 DEG X3 INSERT 22mm ID size B | 623-00-22B | Standalone | DE0004484 | As per HSA registered indication(s)
Orthopaedics | Hip replacement - Acetabular component | Acetabular liner | Acetabular liner - Crosslinked polyethylene | STRYKER HOWMEDICA OSTEONICS | TRIDENT 0 DEG X3 INSERT 22mm ID size C | 623-00-22C | Standalone | DE0004484 | As per HSA registered indication(s)
Orthopaedics | Hip replacement - Acetabular component | Acetabular liner | Acetabular liner - Crosslinked polyethylene | STRYKER HOWMEDICA OSTEONICS | TRIDENT 0 DEG X3 INSERT 22mm ID size D | 623-00-22D | Standalone | DE0004484 | As per HSA registered indication(s)
Orthopaedics | Hip replacement - Acetabular component | Acetabular liner | Acetabular liner - Crosslinked polyethylene | STRYKER HOWMEDICA OSTEONICS | TRIDENT 0 DEG X3 INSERT 22mm ID size E | 623-00-22E | Standalone | DE0004484 | As per HSA registered indication(s)
Orthopaedics | Hip replacement - Acetabular component | Acetabular liner | Acetabular liner - Crosslinked polyethylene | STRYKER HOWMEDICA OSTEONICS | TRIDENT 0 DEG X3 INSERT 22mm ID size F | 623-00-22F | Standalone | DE0004484 | As per HSA registered indication(s)
Orthopaedics | Hip replacement - Acetabular component | Acetabular liner | Acetabular liner - Crosslinked polyethylene | STRYKER HOWMEDICA OSTEONICS | TRIDENT 0 DEG X3 INSERT 22mm ID size G | 623-00-22G | Standalone | DE0004484 | As per HSA registered indication(s)
Orthopaedics | Hip replacement - Acetabular component | Acetabular liner | Acetabular liner - Crosslinked polyethylene | STRYKER HOWMEDICA OSTEONICS | TRIDENT 0 DEG X3 INSERT 22mm ID size H | 623-00-22H | Standalone | DE0004484 | As per HSA registered indication(s)
Orthopaedics | Hip replacement - Acetabular component | Acetabular liner | Acetabular liner - Crosslinked polyethylene | STRYKER HOWMEDICA OSTEONICS | TRIDENT 0 DEG X3 INSERT 28mm ID size C | 623-00-28C | Standalone | DE0004484 | As per HSA registered indication(s)
Orthopaedics | Hip replacement - Acetabular component | Acetabular liner | Acetabular liner - Crosslinked polyethylene | STRYKER HOWMEDICA OSTEONICS | TRIDENT 0 DEG X3 INSERT 28mm ID size D | 623-00-28D | Standalone | DE0004484 | As per HSA registered indication(s)
Orthopaedics | Hip replacement - Acetabular component | Acetabular liner | Acetabular liner - Crosslinked polyethylene | STRYKER HOWMEDICA OSTEONICS | TRIDENT 0 DEG X3 INSERT 28mm ID size E | 623-00-28E | Standalone | DE0004484 | As per HSA registered indication(s)
Orthopaedics | Hip replacement - Acetabular component | Acetabular liner | Acetabular liner - Crosslinked polyethylene | STRYKER HOWMEDICA OSTEONICS | TRIDENT 0 DEG X3 INSERT 28mm ID size F | 623-00-28F | Standalone | DE0004484 | As per HSA registered indication(s)
Orthopaedics | Hip replacement - Acetabular component | Acetabular liner | Acetabular liner - Crosslinked polyethylene | STRYKER HOWMEDICA OSTEONICS | TRIDENT 0 DEG X3 INSERT 28mm ID size G | 623-00-28G | Standalone | DE0004484 | As per HSA registered indication(s)
Orthopaedics | Hip replacement - Acetabular component | Acetabular liner | Acetabular liner - Crosslinked polyethylene | STRYKER HOWMEDICA OSTEONICS | TRIDENT 0 DEG X3 INSERT 28mm ID size H | 623-00-28H | Standalone | DE0004484 | As per HSA registered indication(s)
Orthopaedics | Hip replacement - Acetabular component | Acetabular liner | Acetabular liner - Crosslinked polyethylene | STRYKER HOWMEDICA OSTEONICS | TRIDENT 0 DEG X3 INSERT 32mm ID size D | 623-00-32D | Standalone | DE0004484 | As per HSA registered indication(s)
Orthopaedics | Hip replacement - Acetabular component | Acetabular liner | Acetabular liner - Crosslinked polyethylene | STRYKER HOWMEDICA OSTEONICS | TRIDENT 0 DEG X3 INSERT 32mm ID size E | 623-00-32E | Standalone | DE0004484 | As per HSA registered indication(s)
Orthopaedics | Hip replacement - Acetabular component | Acetabular liner | Acetabular liner - Crosslinked polyethylene | STRYKER HOWMEDICA OSTEONICS | TRIDENT 0 DEG X3 INSERT 32mm ID size F | 623-00-32F | Standalone | DE0004484 | As per HSA registered indication(s)
Orthopaedics | Hip replacement - Acetabular component | Acetabular liner | Acetabular liner - Crosslinked polyethylene | STRYKER HOWMEDICA OSTEONICS | TRIDENT 0 DEG X3 INSERT 32mm ID size G | 623-00-32G | Standalone | DE0004484 | As per HSA registered indication(s)
Orthopaedics | Hip replacement - Acetabular component | Acetabular liner | Acetabular liner - Crosslinked polyethylene | STRYKER HOWMEDICA OSTEONICS | TRIDENT 0 DEG X3 INSERT 32mm ID size H | 623-00-32H | Standalone | DE0004484 | As per HSA registered indication(s)
Orthopaedics | Hip replacement - Acetabular component | Acetabular liner | Acetabular liner - Crosslinked polyethylene | STRYKER HOWMEDICA OSTEONICS | TRIDENT 0 DEG X3 INSERT 36mm ID size D | 623-00-36D | Standalone | DE0004484 | As per HSA registered indication(s)
Orthopaedics | Hip replacement - Acetabular component | Acetabular liner | Acetabular liner - Crosslinked polyethylene | STRYKER HOWMEDICA OSTEONICS | TRIDENT 0 DEG X3 INSERT 36mm ID size E | 623-00-36E | Standalone | DE0004484 | As per HSA registered indication(s)
Orthopaedics | Hip replacement - Acetabular component | Acetabular liner | Acetabular liner - Crosslinked polyethylene | STRYKER HOWMEDICA OSTEONICS | TRIDENT 0 DEG X3 INSERT 36mm ID size F | 623-00-36F | Standalone | DE0004484 | As per HSA registered indication(s)
Orthopaedics | Hip replacement - Acetabular component | Acetabular liner | Acetabular liner - Crosslinked polyethylene | STRYKER HOWMEDICA OSTEONICS | TRIDENT 0 DEG X3 INSERT 36mm ID size G | 623-00-36G | Standalone | DE0004484 | As per HSA registered indication(s)
Orthopaedics | Hip replacement - Acetabular component | Acetabular liner | Acetabular liner - Crosslinked polyethylene | STRYKER HOWMEDICA OSTEONICS | TRIDENT 0 DEG X3 INSERT 36mm ID size H | 623-00-36H | Standalone | DE0004484 | As per HSA registered indication(s)
Orthopaedics | Hip replacement - Acetabular component | Acetabular liner | Acetabular liner - Crosslinked polyethylene | STRYKER HOWMEDICA OSTEONICS | TRIDENT 10 DEG X3 INSERT 22mm ID size A | 623-10-22A | Standalone | DE0004484 | As per HSA registered indication(s)
Orthopaedics | Hip replacement - Acetabular component | Acetabular liner | Acetabular liner - Crosslinked polyethylene | STRYKER HOWMEDICA OSTEONICS | TRIDENT 10 DEG X3 INSERT 22mm ID size B | 623-10-22B | Standalone | DE0004484 | As per HSA registered indication(s)
Orthopaedics | Hip replacement - Acetabular component | Acetabular liner | Acetabular liner - Crosslinked polyethylene | STRYKER HOWMEDICA OSTEONICS | TRIDENT 10 DEG X3 INSERT 22mm ID size C | 623-10-22C | Standalone | DE0004484 | As per HSA registered indication(s)
Orthopaedics | Hip replacement - Acetabular component | Acetabular liner | Acetabular liner - Crosslinked polyethylene | STRYKER HOWMEDICA OSTEONICS | TRIDENT 10 DEG X3 INSERT 22mm ID size D | 623-10-22D | Standalone | DE0004484 | As per HSA registered indication(s)
Orthopaedics | Hip replacement - Acetabular component | Acetabular liner | Acetabular liner - Crosslinked polyethylene | STRYKER HOWMEDICA OSTEONICS | TRIDENT 10 DEG X3 INSERT 22mm ID size E | 623-10-22E | Standalone | DE0004484 | As per HSA registered indication(s)
Orthopaedics | Hip replacement - Acetabular component | Acetabular liner | Acetabular liner - Crosslinked polyethylene | STRYKER HOWMEDICA OSTEONICS | TRIDENT 10 DEG X3 INSERT 22mm ID size F | 623-10-22F | Standalone | DE0004484 | As per HSA registered indication(s)
Orthopaedics | Hip replacement - Acetabular component | Acetabular liner | Acetabular liner - Crosslinked polyethylene | STRYKER HOWMEDICA OSTEONICS | TRIDENT 10 DEG X3 INSERT 22mm ID size G | 623-10-22G | Standalone | DE0004484 | As per HSA registered indication(s)
Orthopaedics | Hip replacement - Acetabular component | Acetabular liner | Acetabular liner - Crosslinked polyethylene | STRYKER HOWMEDICA OSTEONICS | TRIDENT 10 DEG X3 INSERT 22mm ID size H | 623-10-22H | Standalone | DE0004484 | As per HSA registered indication(s)
Orthopaedics | Hip replacement - Acetabular component | Acetabular liner | Acetabular liner - Crosslinked polyethylene | STRYKER HOWMEDICA OSTEONICS | TRIDENT 10 DEG X3 INSERT 28mm ID size C | 623-10-28C | Standalone | DE0004484 | As per HSA registered indication(s)
Orthopaedics | Hip replacement - Acetabular component | Acetabular liner | Acetabular liner - Crosslinked polyethylene | STRYKER HOWMEDICA OSTEONICS | TRIDENT 10 DEG X3 INSERT 28mm ID size D | 623-10-28D | Standalone | DE0004484 | As per HSA registered indication(s)
Orthopaedics | Hip replacement - Acetabular component | Acetabular liner | Acetabular liner - Crosslinked polyethylene | STRYKER HOWMEDICA OSTEONICS | TRIDENT 10 DEG X3 INSERT 28mm ID size E | 623-10-28E | Standalone | DE0004484 | As per HSA registered indication(s)
Orthopaedics | Hip replacement - Acetabular component | Acetabular liner | Acetabular liner - Crosslinked polyethylene | STRYKER HOWMEDICA OSTEONICS | TRIDENT 10 DEG X3 INSERT 28mm ID size F | 623-10-28F | Standalone | DE0004484 | As per HSA registered indication(s)
Orthopaedics | Hip replacement - Acetabular component | Acetabular liner | Acetabular liner - Crosslinked polyethylene | STRYKER HOWMEDICA OSTEONICS | TRIDENT 10 DEG X3 INSERT 28mm ID size G | 623-10-28G | Standalone | DE0004484 | As per HSA registered indication(s)
Orthopaedics | Hip replacement - Acetabular component | Acetabular liner | Acetabular liner - Crosslinked polyethylene | STRYKER HOWMEDICA OSTEONICS | TRIDENT 10 DEG X3 INSERT 28mm ID size H | 623-10-28H | Standalone | DE0004484 | As per HSA registered indication(s)
Orthopaedics | Hip replacement - Acetabular component | Acetabular liner | Acetabular liner - Crosslinked polyethylene | STRYKER HOWMEDICA OSTEONICS | TRIDENT 10 DEG X3 INSERT 32mm ID size D | 623-10-32D | Standalone | DE0004484 | As per HSA registered indication(s)
Orthopaedics | Hip replacement - Acetabular component | Acetabular liner | Acetabular liner - Crosslinked polyethylene | STRYKER HOWMEDICA OSTEONICS | TRIDENT 10 DEG X3 INSERT 32mm ID size E | 623-10-32E | Standalone | DE0004484 | As per HSA registered indication(s)
Orthopaedics | Hip replacement - Acetabular component | Acetabular liner | Acetabular liner - Crosslinked polyethylene | STRYKER HOWMEDICA OSTEONICS | TRIDENT 10 DEG X3 INSERT 32mm ID size F | 623-10-32F | Standalone | DE0004484 | As per HSA registered indication(s)
Orthopaedics | Hip replacement - Acetabular component | Acetabular liner | Acetabular liner - Crosslinked polyethylene | STRYKER HOWMEDICA OSTEONICS | TRIDENT 10 DEG X3 INSERT 32mm ID size G | 623-10-32G | Standalone | DE0004484 | As per HSA registered indication(s)
Orthopaedics | Hip replacement - Acetabular component | Acetabular liner | Acetabular liner - Crosslinked polyethylene | STRYKER HOWMEDICA OSTEONICS | TRIDENT 10 DEG X3 INSERT 32mm ID size H | 623-10-32H | Standalone | DE0004484 | As per HSA registered indication(s)
Orthopaedics | Hip replacement - Acetabular component | Acetabular liner | Acetabular liner - Crosslinked polyethylene | STRYKER HOWMEDICA OSTEONICS | TRIDENT 10 DEG X3 INSERT 36mm ID size E | 623-10-36E | Standalone | DE0004484 | As per HSA registered indication(s)
Orthopaedics | Hip replacement - Acetabular component | Acetabular liner | Acetabular liner - Crosslinked polyethylene | STRYKER HOWMEDICA OSTEONICS | TRIDENT 10 DEG X3 INSERT 36mm ID size F | 623-10-36F | Standalone | DE0004484 | As per HSA registered indication(s)
Orthopaedics | Hip replacement - Acetabular component | Acetabular liner | Acetabular liner - Crosslinked polyethylene | STRYKER HOWMEDICA OSTEONICS | TRIDENT 10 DEG X3 INSERT 36mm ID size G | 623-10-36G | Standalone | DE0004484 | As per HSA registered indication(s)
Orthopaedics | Hip replacement - Acetabular component | Acetabular liner | Acetabular liner - Crosslinked polyethylene | STRYKER HOWMEDICA OSTEONICS | TRIDENT 10 DEG X3 INSERT 36mm ID size H | 623-10-36H | Standalone | DE0004484 | As per HSA registered indication(s)
Orthopaedics | Hip replacement - Acetabular component | Acetabular liner | Acetabular liner - Crosslinked polyethylene | STRYKER HOWMEDICA OSTEONICS | TRIDENT ELEVATD RIM X3 INS 32E | 643-00-32E | Standalone | DE0004484 | As per HSA registered indication(s)
Orthopaedics | Hip replacement - Acetabular component | Acetabular liner | Acetabular liner - Crosslinked polyethylene | STRYKER HOWMEDICA OSTEONICS | TRIDENT ELEVATD RIM X3 INS 32F | 643-00-32F | Standalone | DE0004484 | As per HSA registered indication(s)
Orthopaedics | Hip replacement - Acetabular component | Acetabular liner | Acetabular liner - Crosslinked polyethylene | STRYKER HOWMEDICA OSTEONICS | TRIDENT ELEVATD RIM X3 INS 32G | 643-00-32G | Standalone | DE0004484 | As per HSA registered indication(s)
Orthopaedics | Hip replacement - Acetabular component | Acetabular liner | Acetabular liner - Crosslinked polyethylene | STRYKER HOWMEDICA OSTEONICS | TRIDENT ELEVATD RIM X3 INS 32H | 643-00-32H | Standalone | DE0004484 | As per HSA registered indication(s)
Orthopaedics | Hip replacement - Acetabular component | Acetabular liner | Acetabular liner - Crosslinked polyethylene | STRYKER HOWMEDICA OSTEONICS | TRIDENT ELEVATD RIM X3 INS 32I | 643-00-32I | Standalone | DE0004484 | As per HSA registered indication(s)
Orthopaedics | Hip replacement - Acetabular component | Acetabular liner | Acetabular liner - Crosslinked polyethylene | STRYKER HOWMEDICA OSTEONICS | TRIDENT ELEVATD RIM X3 INS 36E | 643-00-36E | Standalone | DE0004484 | As per HSA registered indication(s)
Orthopaedics | Hip replacement - Acetabular component | Acetabular liner | Acetabular liner - Crosslinked polyethylene | STRYKER HOWMEDICA OSTEONICS | TRIDENT ELEVATD RIM X3 INS 36F | 643-00-36F | Standalone | DE0004484 | As per HSA registered indication(s)
Orthopaedics | Hip replacement - Acetabular component | Acetabular liner | Acetabular liner - Crosslinked polyethylene | STRYKER HOWMEDICA OSTEONICS | TRIDENT ELEVATD RIM X3 INS 36G | 643-00-36G | Standalone | DE0004484 | As per HSA registered indication(s)
Orthopaedics | Hip replacement - Acetabular component | Acetabular liner | Acetabular liner - Crosslinked polyethylene | STRYKER HOWMEDICA OSTEONICS | TRIDENT ELEVATD RIM X3 INS 36H | 643-00-36H | Standalone | DE0004484 | As per HSA registered indication(s)
Orthopaedics | Hip replacement - Acetabular component | Acetabular liner | Acetabular liner - Crosslinked polyethylene | STRYKER HOWMEDICA OSTEONICS | TRIDENT ELEVATD RIM X3 INS 36I | 643-00-36I | Standalone | DE0004484 | As per HSA registered indication(s)
Orthopaedics | Hip replacement - Acetabular component | Acetabular liner | Acetabular liner - Crosslinked polyethylene | STRYKER HOWMEDICA OSTEONICS | TRIDENT X3 0DEG INSERT 40E | 623-00-40E | Standalone | DE0004484 | As per HSA registered indication(s)
Orthopaedics | Hip replacement - Acetabular component | Acetabular liner | Acetabular liner - Crosslinked polyethylene | STRYKER HOWMEDICA OSTEONICS | TRIDENT X3 0DEG INSERT 40F | 623-00-40F | Standalone | DE0004484 | As per HSA registered indication(s)
Orthopaedics | Hip replacement - Acetabular component | Acetabular liner | Acetabular liner - Crosslinked polyethylene | STRYKER HOWMEDICA OSTEONICS | TRIDENT X3 0DEG INSERT 40G | 623-00-40G | Standalone | DE0004484 | As per HSA registered indication(s)
Orthopaedics | Hip replacement - Acetabular component | Acetabular liner | Acetabular liner - Crosslinked polyethylene | STRYKER HOWMEDICA OSTEONICS | TRIDENT X3 0DEG INSERT 40H | 623-00-40H | Standalone | DE0004484 | As per HSA registered indication(s)
Orthopaedics | Hip replacement - Acetabular component | Acetabular liner | Acetabular liner - Crosslinked polyethylene | STRYKER HOWMEDICA OSTEONICS | TRIDENT X3 0DEG INSERT 40I | 623-00-40I | Standalone | DE0004484 | As per HSA registered indication(s)
Orthopaedics | Hip replacement - Acetabular component | Acetabular liner | Acetabular liner - Crosslinked polyethylene | STRYKER HOWMEDICA OSTEONICS | TRIDENT X3 0DEG INSERT 40J | 623-00-40J | Standalone | DE0004484 | As per HSA registered indication(s)
Orthopaedics | Hip replacement - Acetabular component | Acetabular liner | Acetabular liner - Crosslinked polyethylene | STRYKER HOWMEDICA OSTEONICS | TRIDENT X3 0DEG INSERT 44F | 623-00-44F | Standalone | DE0004484 | As per HSA registered indication(s)
Orthopaedics | Hip replacement - Acetabular component | Acetabular liner | Acetabular liner - Crosslinked polyethylene | STRYKER HOWMEDICA OSTEONICS | TRIDENT X3 0DEG INSERT 44G | 623-00-44G | Standalone | DE0004484 | As per HSA registered indication(s)
Orthopaedics | Hip replacement - Acetabular component | Acetabular liner | Acetabular liner - Crosslinked polyethylene | STRYKER HOWMEDICA OSTEONICS | TRIDENT X3 0DEG INSERT 44H | 623-00-44H | Standalone | DE0004484 | As per HSA registered indication(s)
Orthopaedics | Hip replacement - Acetabular component | Acetabular liner | Acetabular liner - Crosslinked polyethylene | STRYKER HOWMEDICA OSTEONICS | TRIDENT X3 0DEG INSERT 44I | 623-00-44I | Standalone | DE0004484 | As per HSA registered indication(s)
Orthopaedics | Hip replacement - Acetabular component | Acetabular liner | Acetabular liner - Crosslinked polyethylene | STRYKER HOWMEDICA OSTEONICS | TRIDENT X3 0DEG INSERT 44J | 623-00-44J | Standalone | DE0004484 | As per HSA registered indication(s)
Orthopaedics | Hip replacement - Acetabular component | Acetabular liner | Acetabular liner - Crosslinked polyethylene | STRYKER HOWMEDICA OSTEONICS | Trident X3 Elevated Rim Insert 28mm ID Size C | 643-00-28C | Standalone | DE0004484 | As per HSA registered indication(s)
Orthopaedics | Hip replacement - Acetabular component | Acetabular liner | Acetabular liner - Crosslinked polyethylene | STRYKER HOWMEDICA OSTEONICS | TRIDENT X3 0DEG POLYETHYLENE INSERT 22J | 623-00-22J | Standalone | DE0505248 | As per HSA registered indication(s)
Orthopaedics | Hip replacement - Acetabular component | Acetabular liner | Acetabular liner - Crosslinked polyethylene | STRYKER HOWMEDICA OSTEONICS | TRIDENT X3 0DEG POLYETHYLENE INSERT 28A | 623-00-28A | Standalone | DE0505248 | As per HSA registered indication(s)
Orthopaedics | Hip replacement - Acetabular component | Acetabular liner | Acetabular liner - Crosslinked polyethylene | STRYKER HOWMEDICA OSTEONICS | TRIDENT X3 0DEG POLYETHYLENE INSERT 28B | 623-00-28B | Standalone | DE0505248 | As per HSA registered indication(s)
Orthopaedics | Hip replacement - Acetabular component | Acetabular liner | Acetabular liner - Crosslinked polyethylene | STRYKER HOWMEDICA OSTEONICS | TRIDENT X3 0DEG POLYETHYLENE INSERT 32B | 623-00-32B | Standalone | DE0505248 | As per HSA registered indication(s)
Orthopaedics | Hip replacement - Acetabular component | Acetabular liner | Acetabular liner - Crosslinked polyethylene | STRYKER HOWMEDICA OSTEONICS | TRIDENT X3 0DEG POLYETHYLENE INSERT 32C | 623-00-32C | Standalone | DE0505248 | As per HSA registered indication(s)
Orthopaedics | Hip replacement - Acetabular component | Acetabular liner | Acetabular liner - Crosslinked polyethylene | STRYKER HOWMEDICA OSTEONICS | TRIDENT X3 10DEG POLYETHYLENE INSERT 22I | 623-10-22I | Standalone | DE0505248 | As per HSA registered indication(s)
Orthopaedics | Hip replacement - Acetabular component | Acetabular liner | Acetabular liner - Crosslinked polyethylene | STRYKER HOWMEDICA OSTEONICS | TRIDENT X3 10DEG POLYETHYLENE INSERT 22J | 623-10-22J | Standalone | DE0505248 | As per HSA registered indication(s)
Orthopaedics | Hip replacement - Acetabular component | Acetabular liner | Acetabular liner - Crosslinked polyethylene | STRYKER HOWMEDICA OSTEONICS | TRIDENT X3 10DEG POLYETHYLENE INSERT 26C | 623-10-26C | Standalone | DE0505248 | As per HSA registered indication(s)
Orthopaedics | Hip replacement - Acetabular component | Acetabular liner | Acetabular liner - Crosslinked polyethylene | STRYKER HOWMEDICA OSTEONICS | TRIDENT X3 10DEG POLYETHYLENE INSERT 26D | 623-10-26D | Standalone | DE0505248 | As per HSA registered indication(s)
Orthopaedics | Hip replacement - Acetabular component | Acetabular liner | Acetabular liner - Crosslinked polyethylene | STRYKER HOWMEDICA OSTEONICS | TRIDENT X3 10DEG POLYETHYLENE INSERT 26E | 623-10-26E | Standalone | DE0505248 | As per HSA registered indication(s)
Orthopaedics | Hip replacement - Acetabular component | Acetabular liner | Acetabular liner - Crosslinked polyethylene | STRYKER HOWMEDICA OSTEONICS | TRIDENT X3 10DEG POLYETHYLENE INSERT 26F | 623-10-26F | Standalone | DE0505248 | As per HSA registered indication(s)
Orthopaedics | Hip replacement - Acetabular component | Acetabular liner | Acetabular liner - Crosslinked polyethylene | STRYKER HOWMEDICA OSTEONICS | TRIDENT X3 10DEG POLYETHYLENE INSERT 26G | 623-10-26G | Standalone | DE0505248 | As per HSA registered indication(s)
Orthopaedics | Hip replacement - Acetabular component | Acetabular liner | Acetabular liner - Crosslinked polyethylene | STRYKER HOWMEDICA OSTEONICS | TRIDENT X3 10DEG POLYETHYLENE INSERT 26H | 623-10-26H | Standalone | DE0505248 | As per HSA registered indication(s)
Orthopaedics | Hip replacement - Acetabular component | Acetabular liner | Acetabular liner - Crosslinked polyethylene | STRYKER HOWMEDICA OSTEONICS | TRIDENT X3 10DEG POLYETHYLENE INSERT 26I | 623-10-26I | Standalone | DE0505248 | As per HSA registered indication(s)
Orthopaedics | Hip replacement - Acetabular component | Acetabular liner | Acetabular liner - Crosslinked polyethylene | STRYKER HOWMEDICA OSTEONICS | TRIDENT X3 10DEG POLYETHYLENE INSERT 26J | 623-10-26J | Standalone | DE0505248 | As per HSA registered indication(s)
Orthopaedics | Hip replacement - Acetabular component | Acetabular liner | Acetabular liner - Crosslinked polyethylene | STRYKER HOWMEDICA OSTEONICS | TRIDENT X3 ELEVATED RIM INSERT 28D | 643-00-28D | Standalone | DE0505248 | As per HSA registered indication(s)
Orthopaedics | Hip replacement - Acetabular component | Acetabular liner | Acetabular liner - Crosslinked polyethylene | STRYKER HOWMEDICA OSTEONICS | TRIDENT X3 ELEVATED RIM INSERT 28E | 643-00-28E | Standalone | DE0505248 | As per HSA registered indication(s)
Orthopaedics | Hip replacement - Acetabular component | Acetabular liner | Acetabular liner - Crosslinked polyethylene | STRYKER HOWMEDICA OSTEONICS | TRIDENT X3 ELEVATED RIM INSERT 28F | 643-00-28F | Standalone | DE0505248 | As per HSA registered indication(s)
Orthopaedics | Hip replacement - Acetabular component | Acetabular liner | Acetabular liner - Crosslinked polyethylene | STRYKER HOWMEDICA OSTEONICS | TRIDENT X3 ELEVATED RIM INSERT 28G | 643-00-28G | Standalone | DE0505248 | As per HSA registered indication(s)
Orthopaedics | Hip replacement - Acetabular component | Acetabular liner | Acetabular liner - Crosslinked polyethylene | STRYKER HOWMEDICA OSTEONICS | TRIDENT X3 ELEVATED RIM INSERT 28H | 643-00-28H | Standalone | DE0505248 | As per HSA registered indication(s)
Orthopaedics | Hip replacement - Acetabular component | Acetabular liner | Acetabular liner - Crosslinked polyethylene | STRYKER HOWMEDICA OSTEONICS | TRIDENT X3 ELEVATED RIM INSERT 28I | 643-00-28I | Standalone | DE0505248 | As per HSA registered indication(s)
Orthopaedics | Hip replacement - Acetabular component | Acetabular liner | Acetabular liner - Crosslinked polyethylene | STRYKER HOWMEDICA OSTEONICS | TRIDENT X3 ELEVATED RIM INSERT 28J | 643-00-28J | Standalone | DE0505248 | As per HSA registered indication(s)
Orthopaedics | Hip replacement - Acetabular component | Acetabular liner | Acetabular liner - Crosslinked polyethylene | STRYKER HOWMEDICA OSTEONICS | TRIDENT X3 ELEVATED RIM INSERT 32J | 643-00-32J | Standalone | DE0505248 | As per HSA registered indication(s)
Orthopaedics | Hip replacement - Acetabular component | Acetabular liner | Acetabular liner - Crosslinked polyethylene | STRYKER HOWMEDICA OSTEONICS | TRIDENT X3 ELEVATED RIM INSERT 36J | 643-00-36J | Standalone | DE0505248 | As per HSA registered indication(s)
Orthopaedics | Hip replacement - Acetabular component | Acetabular liner | Acetabular liner - Crosslinked polyethylene | STRYKER HOWMEDICA OSTEONICS | Trident 0DEG X3 Polyethylene Insert, 22A | 723-00-22A | Standalone | DE0004484 | As per HSA registered indication(s)
Orthopaedics | Hip replacement - Acetabular component | Acetabular liner | Acetabular liner - Crosslinked polyethylene | STRYKER HOWMEDICA OSTEONICS | Trident 0DEG X3 Polyethylene Insert, 22B | 723-00-22B | Standalone | DE0004484 | As per HSA registered indication(s)
Orthopaedics | Hip replacement - Acetabular component | Acetabular liner | Acetabular liner - Crosslinked polyethylene | STRYKER HOWMEDICA OSTEONICS | Trident 0DEG X3 Polyethylene Insert, 22C | 723-00-22C | Standalone | DE0004484 | As per HSA registered indication(s)
Orthopaedics | Hip replacement - Acetabular component | Acetabular liner | Acetabular liner - Crosslinked polyethylene | STRYKER HOWMEDICA OSTEONICS | Trident 0DEG X3 Polyethylene Insert, 22D | 723-00-22D | Standalone | DE0004484 | As per HSA registered indication(s)
Orthopaedics | Hip replacement - Acetabular component | Acetabular liner | Acetabular liner - Crosslinked polyethylene | STRYKER HOWMEDICA OSTEONICS | Trident 0DEG X3 Polyethylene Insert, 22E | 723-00-22E | Standalone | DE0004484 | As per HSA registered indication(s)
Orthopaedics | Hip replacement - Acetabular component | Acetabular liner | Acetabular liner - Crosslinked polyethylene | STRYKER HOWMEDICA OSTEONICS | Trident 0DEG X3 Polyethylene Insert, 22F | 723-00-22F | Standalone | DE0004484 | As per HSA registered indication(s)
Orthopaedics | Hip replacement - Acetabular component | Acetabular liner | Acetabular liner - Crosslinked polyethylene | STRYKER HOWMEDICA OSTEONICS | Trident 0DEG X3 Polyethylene Insert, 22G | 723-00-22G | Standalone | DE0004484 | As per HSA registered indication(s)
Orthopaedics | Hip replacement - Acetabular component | Acetabular liner | Acetabular liner - Crosslinked polyethylene | STRYKER HOWMEDICA OSTEONICS | Trident 0DEG X3 Polyethylene Insert, 22H | 723-00-22H | Standalone | DE0004484 | As per HSA registered indication(s)
Orthopaedics | Hip replacement - Acetabular component | Acetabular liner | Acetabular liner - Crosslinked polyethylene | STRYKER HOWMEDICA OSTEONICS | Trident 0DEG X3 Polyethylene Insert, 22I | 723-00-22I | Standalone | DE0004484 | As per HSA registered indication(s)
Orthopaedics | Hip replacement - Acetabular component | Acetabular liner | Acetabular liner - Crosslinked polyethylene | STRYKER HOWMEDICA OSTEONICS | Trident 0DEG X3 Polyethylene Insert, 22J | 723-00-22J | Standalone | DE0004484 | As per HSA registered indication(s)
Orthopaedics | Hip replacement - Acetabular component | Acetabular liner | Acetabular liner - Crosslinked polyethylene | STRYKER HOWMEDICA OSTEONICS | Trident 0DEG X3 Polyethylene Insert, 28A | 723-00-28A | Standalone | DE0004484 | As per HSA registered indication(s)
Orthopaedics | Hip replacement - Acetabular component | Acetabular liner | Acetabular liner - Crosslinked polyethylene | STRYKER HOWMEDICA OSTEONICS | Trident 0DEG X3 Polyethylene Insert, 28B | 723-00-28B | Standalone | DE0004484 | As per HSA registered indication(s)
Orthopaedics | Hip replacement - Acetabular component | Acetabular liner | Acetabular liner - Crosslinked polyethylene | STRYKER HOWMEDICA OSTEONICS | Trident 0DEG X3 Polyethylene Insert, 28C | 723-00-28C | Standalone | DE0004484 | As per HSA registered indication(s)
Orthopaedics | Hip replacement - Acetabular component | Acetabular liner | Acetabular liner - Crosslinked polyethylene | STRYKER HOWMEDICA OSTEONICS | Trident 0DEG X3 Polyethylene Insert, 28D | 723-00-28D | Standalone | DE0004484 | As per HSA registered indication(s)
Orthopaedics | Hip replacement - Acetabular component | Acetabular liner | Acetabular liner - Crosslinked polyethylene | STRYKER HOWMEDICA OSTEONICS | Trident 0DEG X3 Polyethylene Insert, 28E | 723-00-28E | Standalone | DE0004484 | As per HSA registered indication(s)
Orthopaedics | Hip replacement - Acetabular component | Acetabular liner | Acetabular liner - Crosslinked polyethylene | STRYKER HOWMEDICA OSTEONICS | Trident 0DEG X3 Polyethylene Insert, 28F | 723-00-28F | Standalone | DE0004484 | As per HSA registered indication(s)
Orthopaedics | Hip replacement - Acetabular component | Acetabular liner | Acetabular liner - Crosslinked polyethylene | STRYKER HOWMEDICA OSTEONICS | Trident 0DEG X3 Polyethylene Insert, 28G | 723-00-28G | Standalone | DE0004484 | As per HSA registered indication(s)
Orthopaedics | Hip replacement - Acetabular component | Acetabular liner | Acetabular liner - Crosslinked polyethylene | STRYKER HOWMEDICA OSTEONICS | Trident 0DEG X3 Polyethylene Insert, 28H | 723-00-28H | Standalone | DE0004484 | As per HSA registered indication(s)
Orthopaedics | Hip replacement - Acetabular component | Acetabular liner | Acetabular liner - Crosslinked polyethylene | STRYKER HOWMEDICA OSTEONICS | Trident 0DEG X3 Polyethylene Insert, 28I | 723-00-28I | Standalone | DE0004484 | As per HSA registered indication(s)
Orthopaedics | Hip replacement - Acetabular component | Acetabular liner | Acetabular liner - Crosslinked polyethylene | STRYKER HOWMEDICA OSTEONICS | Trident 0DEG X3 Polyethylene Insert, 28J | 723-00-28J | Standalone | DE0004484 | As per HSA registered indication(s)
Orthopaedics | Hip replacement - Acetabular component | Acetabular liner | Acetabular liner - Crosslinked polyethylene | STRYKER HOWMEDICA OSTEONICS | Trident 0DEG X3 Polyethylene Insert, 32B | 723-00-32B | Standalone | DE0004484 | As per HSA registered indication(s)
Orthopaedics | Hip replacement - Acetabular component | Acetabular liner | Acetabular liner - Crosslinked polyethylene | STRYKER HOWMEDICA OSTEONICS | Trident 0DEG X3 Polyethylene Insert, 32C | 723-00-32C | Standalone | DE0004484 | As per HSA registered indication(s)
Orthopaedics | Hip replacement - Acetabular component | Acetabular liner | Acetabular liner - Crosslinked polyethylene | STRYKER HOWMEDICA OSTEONICS | Trident 0DEG X3 Polyethylene Insert, 32D | 723-00-32D | Standalone | DE0004484 | As per HSA registered indication(s)
Orthopaedics | Hip replacement - Acetabular component | Acetabular liner | Acetabular liner - Crosslinked polyethylene | STRYKER HOWMEDICA OSTEONICS | Trident 0DEG X3 Polyethylene Insert, 32E | 723-00-32E | Standalone | DE0004484 | As per HSA registered indication(s)
Orthopaedics | Hip replacement - Acetabular component | Acetabular liner | Acetabular liner - Crosslinked polyethylene | STRYKER HOWMEDICA OSTEONICS | Trident 0DEG X3 Polyethylene Insert, 32F | 723-00-32F | Standalone | DE0004484 | As per HSA registered indication(s)
Orthopaedics | Hip replacement - Acetabular component | Acetabular liner | Acetabular liner - Crosslinked polyethylene | STRYKER HOWMEDICA OSTEONICS | Trident 0DEG X3 Polyethylene Insert, 32G | 723-00-32G | Standalone | DE0004484 | As per HSA registered indication(s)
Orthopaedics | Hip replacement - Acetabular component | Acetabular liner | Acetabular liner - Crosslinked polyethylene | STRYKER HOWMEDICA OSTEONICS | Trident 0DEG X3 Polyethylene Insert, 32H | 723-00-32H | Standalone | DE0004484 | As per HSA registered indication(s)
Orthopaedics | Hip replacement - Acetabular component | Acetabular liner | Acetabular liner - Crosslinked polyethylene | STRYKER HOWMEDICA OSTEONICS | Trident 0DEG X3 Polyethylene Insert, 32I | 723-00-32I | Standalone | DE0004484 | As per HSA registered indication(s)
Orthopaedics | Hip replacement - Acetabular component | Acetabular liner | Acetabular liner - Crosslinked polyethylene | STRYKER HOWMEDICA OSTEONICS | Trident 0DEG X3 Polyethylene Insert, 32J | 723-00-32J | Standalone | DE0004484 | As per HSA registered indication(s)
Orthopaedics | Hip replacement - Acetabular component | Acetabular liner | Acetabular liner - Crosslinked polyethylene | STRYKER HOWMEDICA OSTEONICS | Trident 0DEG X3 Polyethylene Insert, 36D | 723-00-36D | Standalone | DE0004484 | As per HSA registered indication(s)
Orthopaedics | Hip replacement - Acetabular component | Acetabular liner | Acetabular liner - Crosslinked polyethylene | STRYKER HOWMEDICA OSTEONICS | Trident 0DEG X3 Polyethylene Insert, 36E | 723-00-36E | Standalone | DE0004484 | As per HSA registered indication(s)
Orthopaedics | Hip replacement - Acetabular component | Acetabular liner | Acetabular liner - Crosslinked polyethylene | STRYKER HOWMEDICA OSTEONICS | Trident 0DEG X3 Polyethylene Insert, 36F | 723-00-36F | Standalone | DE0004484 | As per HSA registered indication(s)
Orthopaedics | Hip replacement - Acetabular component | Acetabular liner | Acetabular liner - Crosslinked polyethylene | STRYKER HOWMEDICA OSTEONICS | Trident 0DEG X3 Polyethylene Insert, 36G | 723-00-36G | Standalone | DE0004484 | As per HSA registered indication(s)
Orthopaedics | Hip replacement - Acetabular component | Acetabular liner | Acetabular liner - Crosslinked polyethylene | STRYKER HOWMEDICA OSTEONICS | Trident 0DEG X3 Polyethylene Insert, 36H | 723-00-36H | Standalone | DE0004484 | As per HSA registered indication(s)
Orthopaedics | Hip replacement - Acetabular component | Acetabular liner | Acetabular liner - Crosslinked polyethylene | STRYKER HOWMEDICA OSTEONICS | Trident 0DEG X3 Polyethylene Insert, 36I | 723-00-36I | Standalone | DE0004484 | As per HSA registered indication(s)
Orthopaedics | Hip replacement - Acetabular component | Acetabular liner | Acetabular liner - Crosslinked polyethylene | STRYKER HOWMEDICA OSTEONICS | Trident 0DEG X3 Polyethylene Insert, 36J | 723-00-36J | Standalone | DE0004484 | As per HSA registered indication(s)
Orthopaedics | Hip replacement - Acetabular component | Acetabular liner | Acetabular liner - Crosslinked polyethylene | STRYKER HOWMEDICA OSTEONICS | Trident 0DEG X3 Polyethylene Insert, 40E | 723-00-40E | Standalone | DE0004484 | As per HSA registered indication(s)
Orthopaedics | Hip replacement - Acetabular component | Acetabular liner | Acetabular liner - Crosslinked polyethylene | STRYKER HOWMEDICA OSTEONICS | Trident 0DEG X3 Polyethylene Insert, 40F | 723-00-40F | Standalone | DE0004484 | As per HSA registered indication(s)
Orthopaedics | Hip replacement - Acetabular component | Acetabular liner | Acetabular liner - Crosslinked polyethylene | STRYKER HOWMEDICA OSTEONICS | Trident 0DEG X3 Polyethylene Insert, 40G | 723-00-40G | Standalone | DE0004484 | As per HSA registered indication(s)
Orthopaedics | Hip replacement - Acetabular component | Acetabular liner | Acetabular liner - Crosslinked polyethylene | STRYKER HOWMEDICA OSTEONICS | Trident 0DEG X3 Polyethylene Insert, 40H | 723-00-40H | Standalone | DE0004484 | As per HSA registered indication(s)
Orthopaedics | Hip replacement - Acetabular component | Acetabular liner | Acetabular liner - Crosslinked polyethylene | STRYKER HOWMEDICA OSTEONICS | Trident 0DEG X3 Polyethylene Insert, 40I | 723-00-40I | Standalone | DE0004484 | As per HSA registered indication(s)
Orthopaedics | Hip replacement - Acetabular component | Acetabular liner | Acetabular liner - Crosslinked polyethylene | STRYKER HOWMEDICA OSTEONICS | Trident 0DEG X3 Polyethylene Insert, 40J | 723-00-40J | Standalone | DE0004484 | As per HSA registered indication(s)
Orthopaedics | Hip replacement - Acetabular component | Acetabular liner | Acetabular liner - Crosslinked polyethylene | STRYKER HOWMEDICA OSTEONICS | Trident 0DEG X3 Polyethylene Insert, 44F | 723-00-44F | Standalone | DE0004484 | As per HSA registered indication(s)
Orthopaedics | Hip replacement - Acetabular component | Acetabular liner | Acetabular liner - Crosslinked polyethylene | STRYKER HOWMEDICA OSTEONICS | Trident 0DEG X3 Polyethylene Insert, 44G | 723-00-44G | Standalone | DE0004484 | As per HSA registered indication(s)
Orthopaedics | Hip replacement - Acetabular component | Acetabular liner | Acetabular liner - Crosslinked polyethylene | STRYKER HOWMEDICA OSTEONICS | Trident 0DEG X3 Polyethylene Insert, 44H | 723-00-44H | Standalone | DE0004484 | As per HSA registered indication(s)
Orthopaedics | Hip replacement - Acetabular component | Acetabular liner | Acetabular liner - Crosslinked polyethylene | STRYKER HOWMEDICA OSTEONICS | Trident 0DEG X3 Polyethylene Insert, 44I | 723-00-44I | Standalone | DE0004484 | As per HSA registered indication(s)
Orthopaedics | Hip replacement - Acetabular component | Acetabular liner | Acetabular liner - Crosslinked polyethylene | STRYKER HOWMEDICA OSTEONICS | Trident 0DEG X3 Polyethylene Insert, 44J | 723-00-44J | Standalone | DE0004484 | As per HSA registered indication(s)
Orthopaedics | Hip replacement - Acetabular component | Acetabular liner | Acetabular liner - Crosslinked polyethylene | STRYKER HOWMEDICA OSTEONICS | Trident 10DEG X3 Polyethylene Insert, 22A | 723-10-22A | Standalone | DE0004484 | As per HSA registered indication(s)
Orthopaedics | Hip replacement - Acetabular component | Acetabular liner | Acetabular liner - Crosslinked polyethylene | STRYKER HOWMEDICA OSTEONICS | Trident 10DEG X3 Polyethylene Insert, 22B | 723-10-22B | Standalone | DE0004484 | As per HSA registered indication(s)
Orthopaedics | Hip replacement - Acetabular component | Acetabular liner | Acetabular liner - Crosslinked polyethylene | STRYKER HOWMEDICA OSTEONICS | Trident 10DEG X3 Polyethylene Insert, 22C | 723-10-22C | Standalone | DE0004484 | As per HSA registered indication(s)
Orthopaedics | Hip replacement - Acetabular component | Acetabular liner | Acetabular liner - Crosslinked polyethylene | STRYKER HOWMEDICA OSTEONICS | Trident 10DEG X3 Polyethylene Insert, 22D | 723-10-22D | Standalone | DE0004484 | As per HSA registered indication(s)
Orthopaedics | Hip replacement - Acetabular component | Acetabular liner | Acetabular liner - Crosslinked polyethylene | STRYKER HOWMEDICA OSTEONICS | Trident 10DEG X3 Polyethylene Insert, 22E | 723-10-22E | Standalone | DE0004484 | As per HSA registered indication(s)
Orthopaedics | Hip replacement - Acetabular component | Acetabular liner | Acetabular liner - Crosslinked polyethylene | STRYKER HOWMEDICA OSTEONICS | Trident 10DEG X3 Polyethylene Insert, 22F | 723-10-22F | Standalone | DE0004484 | As per HSA registered indication(s)
Orthopaedics | Hip replacement - Acetabular component | Acetabular liner | Acetabular liner - Crosslinked polyethylene | STRYKER HOWMEDICA OSTEONICS | Trident 10DEG X3 Polyethylene Insert, 22G | 723-10-22G | Standalone | DE0004484 | As per HSA registered indication(s)
Orthopaedics | Hip replacement - Acetabular component | Acetabular liner | Acetabular liner - Crosslinked polyethylene | STRYKER HOWMEDICA OSTEONICS | Trident 10DEG X3 Polyethylene Insert, 22H | 723-10-22H | Standalone | DE0004484 | As per HSA registered indication(s)
Orthopaedics | Hip replacement - Acetabular component | Acetabular liner | Acetabular liner - Crosslinked polyethylene | STRYKER HOWMEDICA OSTEONICS | Trident 10DEG X3 Polyethylene Insert, 22I | 723-10-22I | Standalone | DE0004484 | As per HSA registered indication(s)
Orthopaedics | Hip replacement - Acetabular component | Acetabular liner | Acetabular liner - Crosslinked polyethylene | STRYKER HOWMEDICA OSTEONICS | Trident 10DEG X3 Polyethylene Insert, 22J | 723-10-22J | Standalone | DE0004484 | As per HSA registered indication(s)
Orthopaedics | Hip replacement - Acetabular component | Acetabular liner | Acetabular liner - Crosslinked polyethylene | STRYKER HOWMEDICA OSTEONICS | Trident 10DEG X3 Polyethylene Insert, 26C | 723-10-26C | Standalone | DE0004484 | As per HSA registered indication(s)
Orthopaedics | Hip replacement - Acetabular component | Acetabular liner | Acetabular liner - Crosslinked polyethylene | STRYKER HOWMEDICA OSTEONICS | Trident 10DEG X3 Polyethylene Insert, 26D | 723-10-26D | Standalone | DE0004484 | As per HSA registered indication(s)
Orthopaedics | Hip replacement - Acetabular component | Acetabular liner | Acetabular liner - Crosslinked polyethylene | STRYKER HOWMEDICA OSTEONICS | Trident 10DEG X3 Polyethylene Insert, 26E | 723-10-26E | Standalone | DE0004484 | As per HSA registered indication(s)
Orthopaedics | Hip replacement - Acetabular component | Acetabular liner | Acetabular liner - Crosslinked polyethylene | STRYKER HOWMEDICA OSTEONICS | Trident 10DEG X3 Polyethylene Insert, 26F | 723-10-26F | Standalone | DE0004484 | As per HSA registered indication(s)
Orthopaedics | Hip replacement - Acetabular component | Acetabular liner | Acetabular liner - Crosslinked polyethylene | STRYKER HOWMEDICA OSTEONICS | Trident 10DEG X3 Polyethylene Insert, 26G | 723-10-26G | Standalone | DE0004484 | As per HSA registered indication(s)
Orthopaedics | Hip replacement - Acetabular component | Acetabular liner | Acetabular liner - Crosslinked polyethylene | STRYKER HOWMEDICA OSTEONICS | Trident 10DEG X3 Polyethylene Insert, 26H | 723-10-26H | Standalone | DE0004484 | As per HSA registered indication(s)
Orthopaedics | Hip replacement - Acetabular component | Acetabular liner | Acetabular liner - Crosslinked polyethylene | STRYKER HOWMEDICA OSTEONICS | Trident 10DEG X3 Polyethylene Insert, 26I | 723-10-26I | Standalone | DE0004484 | As per HSA registered indication(s)
Orthopaedics | Hip replacement - Acetabular component | Acetabular liner | Acetabular liner - Crosslinked polyethylene | STRYKER HOWMEDICA OSTEONICS | Trident 10DEG X3 Polyethylene Insert, 26J | 723-10-26J | Standalone | DE0004484 | As per HSA registered indication(s)
Orthopaedics | Hip replacement - Acetabular component | Acetabular liner | Acetabular liner - Crosslinked polyethylene | STRYKER HOWMEDICA OSTEONICS | Trident 10DEG X3 Polyethylene Insert, 28C | 723-10-28C | Standalone | DE0004484 | As per HSA registered indication(s)
Orthopaedics | Hip replacement - Acetabular component | Acetabular liner | Acetabular liner - Crosslinked polyethylene | STRYKER HOWMEDICA OSTEONICS | Trident 10DEG X3 Polyethylene Insert, 28D | 723-10-28D | Standalone | DE0004484 | As per HSA registered indication(s)
Orthopaedics | Hip replacement - Acetabular component | Acetabular liner | Acetabular liner - Crosslinked polyethylene | STRYKER HOWMEDICA OSTEONICS | Trident 10DEG X3 Polyethylene Insert, 28E | 723-10-28E | Standalone | DE0004484 | As per HSA registered indication(s)
Orthopaedics | Hip replacement - Acetabular component | Acetabular liner | Acetabular liner - Crosslinked polyethylene | STRYKER HOWMEDICA OSTEONICS | Trident 10DEG X3 Polyethylene Insert, 28F | 723-10-28F | Standalone | DE0004484 | As per HSA registered indication(s)
Orthopaedics | Hip replacement - Acetabular component | Acetabular liner | Acetabular liner - Crosslinked polyethylene | STRYKER HOWMEDICA OSTEONICS | Trident 10DEG X3 Polyethylene Insert, 28G | 723-10-28G | Standalone | DE0004484 | As per HSA registered indication(s)
Orthopaedics | Hip replacement - Acetabular component | Acetabular liner | Acetabular liner - Crosslinked polyethylene | STRYKER HOWMEDICA OSTEONICS | Trident 10DEG X3 Polyethylene Insert, 28H | 723-10-28H | Standalone | DE0004484 | As per HSA registered indication(s)
Orthopaedics | Hip replacement - Acetabular component | Acetabular liner | Acetabular liner - Crosslinked polyethylene | STRYKER HOWMEDICA OSTEONICS | Trident 10DEG X3 Polyethylene Insert, 28I | 723-10-28I | Standalone | DE0004484 | As per HSA registered indication(s)
Orthopaedics | Hip replacement - Acetabular component | Acetabular liner | Acetabular liner - Crosslinked polyethylene | STRYKER HOWMEDICA OSTEONICS | Trident 10DEG X3 Polyethylene Insert, 28J | 723-10-28J | Standalone | DE0004484 | As per HSA registered indication(s)
Orthopaedics | Hip replacement - Acetabular component | Acetabular liner | Acetabular liner - Crosslinked polyethylene | STRYKER HOWMEDICA OSTEONICS | Trident 10DEG X3 Polyethylene Insert, 32D | 723-10-32D | Standalone | DE0004484 | As per HSA registered indication(s)
Orthopaedics | Hip replacement - Acetabular component | Acetabular liner | Acetabular liner - Crosslinked polyethylene | STRYKER HOWMEDICA OSTEONICS | Trident 10DEG X3 Polyethylene Insert, 32E | 723-10-32E | Standalone | DE0004484 | As per HSA registered indication(s)
Orthopaedics | Hip replacement - Acetabular component | Acetabular liner | Acetabular liner - Crosslinked polyethylene | STRYKER HOWMEDICA OSTEONICS | Trident 10DEG X3 Polyethylene Insert, 32F | 723-10-32F | Standalone | DE0004484 | As per HSA registered indication(s)
Orthopaedics | Hip replacement - Acetabular component | Acetabular liner | Acetabular liner - Crosslinked polyethylene | STRYKER HOWMEDICA OSTEONICS | Trident 10DEG X3 Polyethylene Insert, 32G | 723-10-32G | Standalone | DE0004484 | As per HSA registered indication(s)
Orthopaedics | Hip replacement - Acetabular component | Acetabular liner | Acetabular liner - Crosslinked polyethylene | STRYKER HOWMEDICA OSTEONICS | Trident 10DEG X3 Polyethylene Insert, 32H | 723-10-32H | Standalone | DE0004484 | As per HSA registered indication(s)
Orthopaedics | Hip replacement - Acetabular component | Acetabular liner | Acetabular liner - Crosslinked polyethylene | STRYKER HOWMEDICA OSTEONICS | Trident 10DEG X3 Polyethylene Insert, 32I | 723-10-32I | Standalone | DE0004484 | As per HSA registered indication(s)
Orthopaedics | Hip replacement - Acetabular component | Acetabular liner | Acetabular liner - Crosslinked polyethylene | STRYKER HOWMEDICA OSTEONICS | Trident 10DEG X3 Polyethylene Insert, 32J | 723-10-32J | Standalone | DE0004484 | As per HSA registered indication(s)
Orthopaedics | Hip replacement - Acetabular component | Acetabular liner | Acetabular liner - Crosslinked polyethylene | STRYKER HOWMEDICA OSTEONICS | Trident 10DEG X3 Polyethylene Insert, 36E | 723-10-36E | Standalone | DE0004484 | As per HSA registered indication(s)
Orthopaedics | Hip replacement - Acetabular component | Acetabular liner | Acetabular liner - Crosslinked polyethylene | STRYKER HOWMEDICA OSTEONICS | Trident 10DEG X3 Polyethylene Insert, 36F | 723-10-36F | Standalone | DE0004484 | As per HSA registered indication(s)
Orthopaedics | Hip replacement - Acetabular component | Acetabular liner | Acetabular liner - Crosslinked polyethylene | STRYKER HOWMEDICA OSTEONICS | Trident 10DEG X3 Polyethylene Insert, 36G | 723-10-36G | Standalone | DE0004484 | As per HSA registered indication(s)
Orthopaedics | Hip replacement - Acetabular component | Acetabular liner | Acetabular liner - Crosslinked polyethylene | STRYKER HOWMEDICA OSTEONICS | Trident 10DEG X3 Polyethylene Insert, 36H | 723-10-36H | Standalone | DE0004484 | As per HSA registered indication(s)
Orthopaedics | Hip replacement - Acetabular component | Acetabular liner | Acetabular liner - Crosslinked polyethylene | STRYKER HOWMEDICA OSTEONICS | Trident 10DEG X3 Polyethylene Insert, 36I | 723-10-36I | Standalone | DE0004484 | As per HSA registered indication(s)
Orthopaedics | Hip replacement - Acetabular component | Acetabular liner | Acetabular liner - Crosslinked polyethylene | STRYKER HOWMEDICA OSTEONICS | Trident 10DEG X3 Polyethylene Insert, 36J | 723-10-36J | Standalone | DE0004484 | As per HSA registered indication(s)
Orthopaedics | Hip replacement - Acetabular component | Acetabular liner | Acetabular liner - Crosslinked polyethylene | STRYKER HOWMEDICA OSTEONICS | Trident Elevated Rim X3 Polyethylene Insert, 28C | 743-00-28C | Standalone | DE0004484 | As per HSA registered indication(s)
Orthopaedics | Hip replacement - Acetabular component | Acetabular liner | Acetabular liner - Crosslinked polyethylene | STRYKER HOWMEDICA OSTEONICS | Trident Elevated Rim X3 Polyethylene Insert, 28D | 743-00-28D | Standalone | DE0004484 | As per HSA registered indication(s)
Orthopaedics | Hip replacement - Acetabular component | Acetabular liner | Acetabular liner - Crosslinked polyethylene | STRYKER HOWMEDICA OSTEONICS | Trident Elevated Rim X3 Polyethylene Insert, 28E | 743-00-28E | Standalone | DE0004484 | As per HSA registered indication(s)
Orthopaedics | Hip replacement - Acetabular component | Acetabular liner | Acetabular liner - Crosslinked polyethylene | STRYKER HOWMEDICA OSTEONICS | Trident Elevated Rim X3 Polyethylene Insert, 28F | 743-00-28F | Standalone | DE0004484 | As per HSA registered indication(s)
Orthopaedics | Hip replacement - Acetabular component | Acetabular liner | Acetabular liner - Crosslinked polyethylene | STRYKER HOWMEDICA OSTEONICS | Trident Elevated Rim X3 Polyethylene Insert, 28G | 743-00-28G | Standalone | DE0004484 | As per HSA registered indication(s)
Orthopaedics | Hip replacement - Acetabular component | Acetabular liner | Acetabular liner - Crosslinked polyethylene | STRYKER HOWMEDICA OSTEONICS | Trident Elevated Rim X3 Polyethylene Insert, 28H | 743-00-28H | Standalone | DE0004484 | As per HSA registered indication(s)
Orthopaedics | Hip replacement - Acetabular component | Acetabular liner | Acetabular liner - Crosslinked polyethylene | STRYKER HOWMEDICA OSTEONICS | Trident Elevated Rim X3 Polyethylene Insert, 28I | 743-00-28I | Standalone | DE0004484 | As per HSA registered indication(s)
Orthopaedics | Hip replacement - Acetabular component | Acetabular liner | Acetabular liner - Crosslinked polyethylene | STRYKER HOWMEDICA OSTEONICS | Trident Elevated Rim X3 Polyethylene Insert, 28J | 743-00-28J | Standalone | DE0004484 | As per HSA registered indication(s)
Orthopaedics | Hip replacement - Acetabular component | Acetabular liner | Acetabular liner - Crosslinked polyethylene | STRYKER HOWMEDICA OSTEONICS | Trident Elevated Rim X3 Polyethylene Insert, 32E | 743-00-32E | Standalone | DE0004484 | As per HSA registered indication(s)
Orthopaedics | Hip replacement - Acetabular component | Acetabular liner | Acetabular liner - Crosslinked polyethylene | STRYKER HOWMEDICA OSTEONICS | Trident Elevated Rim X3 Polyethylene Insert, 32F | 743-00-32F | Standalone | DE0004484 | As per HSA registered indication(s)
Orthopaedics | Hip replacement - Acetabular component | Acetabular liner | Acetabular liner - Crosslinked polyethylene | STRYKER HOWMEDICA OSTEONICS | Trident Elevated Rim X3 Polyethylene Insert, 32G | 743-00-32G | Standalone | DE0004484 | As per HSA registered indication(s)
Orthopaedics | Hip replacement - Acetabular component | Acetabular liner | Acetabular liner - Crosslinked polyethylene | STRYKER HOWMEDICA OSTEONICS | Trident Elevated Rim X3 Polyethylene Insert, 32H | 743-00-32H | Standalone | DE0004484 | As per HSA registered indication(s)
Orthopaedics | Hip replacement - Acetabular component | Acetabular liner | Acetabular liner - Crosslinked polyethylene | STRYKER HOWMEDICA OSTEONICS | Trident Elevated Rim X3 Polyethylene Insert, 32I | 743-00-32I | Standalone | DE0004484 | As per HSA registered indication(s)
Orthopaedics | Hip replacement - Acetabular component | Acetabular liner | Acetabular liner - Crosslinked polyethylene | STRYKER HOWMEDICA OSTEONICS | Trident Elevated Rim X3 Polyethylene Insert, 32J | 743-00-32J | Standalone | DE0004484 | As per HSA registered indication(s)
Orthopaedics | Hip replacement - Acetabular component | Acetabular liner | Acetabular liner - Crosslinked polyethylene | STRYKER HOWMEDICA OSTEONICS | Trident Elevated Rim X3 Polyethylene Insert, 36E | 743-00-36E | Standalone | DE0004484 | As per HSA registered indication(s)
Orthopaedics | Hip replacement - Acetabular component | Acetabular liner | Acetabular liner - Crosslinked polyethylene | STRYKER HOWMEDICA OSTEONICS | Trident Elevated Rim X3 Polyethylene Insert, 36F | 743-00-36F | Standalone | DE0004484 | As per HSA registered indication(s)
Orthopaedics | Hip replacement - Acetabular component | Acetabular liner | Acetabular liner - Crosslinked polyethylene | STRYKER HOWMEDICA OSTEONICS | Trident Elevated Rim X3 Polyethylene Insert, 36G | 743-00-36G | Standalone | DE0004484 | As per HSA registered indication(s)
Orthopaedics | Hip replacement - Acetabular component | Acetabular liner | Acetabular liner - Crosslinked polyethylene | STRYKER HOWMEDICA OSTEONICS | Trident Elevated Rim X3 Polyethylene Insert, 36H | 743-00-36H | Standalone | DE0004484 | As per HSA registered indication(s)
Orthopaedics | Hip replacement - Acetabular component | Acetabular liner | Acetabular liner - Crosslinked polyethylene | STRYKER HOWMEDICA OSTEONICS | Trident Elevated Rim X3 Polyethylene Insert, 36I | 743-00-36I | Standalone | DE0004484 | As per HSA registered indication(s)
Orthopaedics | Hip replacement - Acetabular component | Acetabular liner | Acetabular liner - Crosslinked polyethylene | STRYKER HOWMEDICA OSTEONICS | Trident Elevated Rim X3 Polyethylene Insert, 36J | 743-00-36J | Standalone | DE0004484 | As per HSA registered indication(s)
Orthopaedics | Hip replacement - Acetabular component | Acetabular component - Dual mobility | Dual mobility acetabular component - Liner | Stryker RHQ NL-SHC Cork | MDM LINER 36C | 626-00-36C | Standalone | DE0018443 | Revision THR in cases of iterative dislocations and in patients with a high risk of dislocation. Primary THR, in patients with a high risk of dislocation (severe neurological disorders, neuropsychiatric disorders, addictions and major neuromuscular failures).
Orthopaedics | Hip replacement - Acetabular component | Acetabular component - Dual mobility | Dual mobility acetabular component - Liner | Stryker RHQ NL-SHC Cork | MDM LINER 38D | 626-00-38D | Standalone | DE0018443 | Revision THR in cases of iterative dislocations and in patients with a high risk of dislocation. Primary THR, in patients with a high risk of dislocation (severe neurological disorders, neuropsychiatric disorders, addictions and major neuromuscular failures).
Orthopaedics | Hip replacement - Acetabular component | Acetabular component - Dual mobility | Dual mobility acetabular component - Liner | Stryker RHQ NL-SHC Cork | MDM LINER 42E | 626-00-42E | Standalone | DE0018443 | Revision THR in cases of iterative dislocations and in patients with a high risk of dislocation. Primary THR, in patients with a high risk of dislocation (severe neurological disorders, neuropsychiatric disorders, addictions and major neuromuscular failures).
Orthopaedics | Hip replacement - Acetabular component | Acetabular component - Dual mobility | Dual mobility acetabular component - Liner | Stryker RHQ NL-SHC Cork | MDM LINER 46F | 626-00-46F | Standalone | DE0018443 | Revision THR in cases of iterative dislocations and in patients with a high risk of dislocation. Primary THR, in patients with a high risk of dislocation (severe neurological disorders, neuropsychiatric disorders, addictions and major neuromuscular failures).
Orthopaedics | Hip replacement - Acetabular component | Acetabular component - Dual mobility | Dual mobility acetabular component - Liner | Stryker RHQ NL-SHC Cork | MDM LINER 48G | 626-00-48G | Standalone | DE0018443 | Revision THR in cases of iterative dislocations and in patients with a high risk of dislocation. Primary THR, in patients with a high risk of dislocation (severe neurological disorders, neuropsychiatric disorders, addictions and major neuromuscular failures).
Orthopaedics | Hip replacement - Acetabular component | Acetabular component - Dual mobility | Dual mobility acetabular component - Liner | Stryker RHQ NL-SHC Cork | MDM LINER 52H | 626-00-52H | Standalone | DE0018443 | Revision THR in cases of iterative dislocations and in patients with a high risk of dislocation. Primary THR, in patients with a high risk of dislocation (severe neurological disorders, neuropsychiatric disorders, addictions and major neuromuscular failures).
Orthopaedics | Hip replacement - Acetabular component | Acetabular component - Dual mobility | Dual mobility acetabular component - Liner | Stryker RHQ NL-SHC Cork | MDM LINER 54I | 626-00-54I | Standalone | DE0018443 | Revision THR in cases of iterative dislocations and in patients with a high risk of dislocation. Primary THR, in patients with a high risk of dislocation (severe neurological disorders, neuropsychiatric disorders, addictions and major neuromuscular failures).
Orthopaedics | Hip replacement - Acetabular component | Acetabular component - Dual mobility | Dual mobility acetabular component - Liner | Stryker RHQ NL-SHC Cork | MDM LINER 58J | 626-00-58J | Standalone | DE0018443 | Revision THR in cases of iterative dislocations and in patients with a high risk of dislocation. Primary THR, in patients with a high risk of dislocation (severe neurological disorders, neuropsychiatric disorders, addictions and major neuromuscular failures).
Orthopaedics | Hip replacement - Acetabular component | Acetabular component - Extra stability | Extra stability acetabular component - Cup | Stryker RHQ NL-SHC Cork | TRIDENT II TRITANIUM CLUSTERHOLE 42A | 702-04-42A | Standalone | DE0505248 | Revision THR in cases of iterative dislocations and in patients with a high risk of dislocation. Primary THR, in patients with a high risk of dislocation (severe neurological disorders, neuropsychiatric disorders, addictions and major neuromuscular failures).
Orthopaedics | Hip replacement - Acetabular component | Acetabular component - Extra stability | Extra stability acetabular component - Cup | Stryker RHQ NL-SHC Cork | TRIDENT II TRITANIUM CLUSTERHOLE 44B | 702-04-44B | Standalone | DE0505248 | Revision THR in cases of iterative dislocations and in patients with a high risk of dislocation. Primary THR, in patients with a high risk of dislocation (severe neurological disorders, neuropsychiatric disorders, addictions and major neuromuscular failures).
Orthopaedics | Hip replacement - Acetabular component | Acetabular component - Extra stability | Extra stability acetabular component - Cup | Stryker RHQ NL-SHC Cork | TRIDENT II TRITANIUM CLUSTERHOLE 46C | 702-04-46C | Standalone | DE0505248 | Revision THR in cases of iterative dislocations and in patients with a high risk of dislocation. Primary THR, in patients with a high risk of dislocation (severe neurological disorders, neuropsychiatric disorders, addictions and major neuromuscular failures).
Orthopaedics | Hip replacement - Acetabular component | Acetabular component - Extra stability | Extra stability acetabular component - Cup | Stryker RHQ NL-SHC Cork | TRIDENT II TRITANIUM CLUSTERHOLE 48D | 702-04-48D | Standalone | DE0505248 | Revision THR in cases of iterative dislocations and in patients with a high risk of dislocation. Primary THR, in patients with a high risk of dislocation (severe neurological disorders, neuropsychiatric disorders, addictions and major neuromuscular failures).
Orthopaedics | Hip replacement - Acetabular component | Acetabular component - Extra stability | Extra stability acetabular component - Cup | Stryker RHQ NL-SHC Cork | TRIDENT II TRITANIUM CLUSTERHOLE 50D | 702-04-50D | Standalone | DE0505248 | Revision THR in cases of iterative dislocations and in patients with a high risk of dislocation. Primary THR, in patients with a high risk of dislocation (severe neurological disorders, neuropsychiatric disorders, addictions and major neuromuscular failures).
Orthopaedics | Hip replacement - Acetabular component | Acetabular component - Extra stability | Extra stability acetabular component - Cup | Stryker RHQ NL-SHC Cork | TRIDENT II TRITANIUM CLUSTERHOLE 52E | 702-04-52E | Standalone | DE0505248 | Revision THR in cases of iterative dislocations and in patients with a high risk of dislocation. Primary THR, in patients with a high risk of dislocation (severe neurological disorders, neuropsychiatric disorders, addictions and major neuromuscular failures).
Orthopaedics | Hip replacement - Acetabular component | Acetabular component - Extra stability | Extra stability acetabular component - Cup | Stryker RHQ NL-SHC Cork | TRIDENT II TRITANIUM CLUSTERHOLE 54E | 702-04-54E | Standalone | DE0505248 | Revision THR in cases of iterative dislocations and in patients with a high risk of dislocation. Primary THR, in patients with a high risk of dislocation (severe neurological disorders, neuropsychiatric disorders, addictions and major neuromuscular failures).
Orthopaedics | Hip replacement - Acetabular component | Acetabular component - Extra stability | Extra stability acetabular component - Cup | Stryker RHQ NL-SHC Cork | TRIDENT II TRITANIUM CLUSTERHOLE 56F | 702-04-56F | Standalone | DE0505248 | Revision THR in cases of iterative dislocations and in patients with a high risk of dislocation. Primary THR, in patients with a high risk of dislocation (severe neurological disorders, neuropsychiatric disorders, addictions and major neuromuscular failures).
Orthopaedics | Hip replacement - Acetabular component | Acetabular component - Extra stability | Extra stability acetabular component - Cup | Stryker RHQ NL-SHC Cork | TRIDENT II TRITANIUM CLUSTERHOLE 58F | 702-04-58F | Standalone | DE0505248 | Revision THR in cases of iterative dislocations and in patients with a high risk of dislocation. Primary THR, in patients with a high risk of dislocation (severe neurological disorders, neuropsychiatric disorders, addictions and major neuromuscular failures).
Orthopaedics | Hip replacement - Acetabular component | Acetabular component - Extra stability | Extra stability acetabular component - Cup | Stryker RHQ NL-SHC Cork | TRIDENT II TRITANIUM CLUSTERHOLE 60G | 702-04-60G | Standalone | DE0505248 | Revision THR in cases of iterative dislocations and in patients with a high risk of dislocation. Primary THR, in patients with a high risk of dislocation (severe neurological disorders, neuropsychiatric disorders, addictions and major neuromuscular failures).
Orthopaedics | Hip replacement - Acetabular component | Acetabular component - Extra stability | Extra stability acetabular component - Cup | Stryker RHQ NL-SHC Cork | TRIDENT II TRITANIUM CLUSTERHOLE 62G | 702-04-62G | Standalone | DE0505248 | Revision THR in cases of iterative dislocations and in patients with a high risk of dislocation. Primary THR, in patients with a high risk of dislocation (severe neurological disorders, neuropsychiatric disorders, addictions and major neuromuscular failures).
Orthopaedics | Hip replacement - Acetabular component | Acetabular component - Extra stability | Extra stability acetabular component - Cup | Stryker RHQ NL-SHC Cork | TRIDENT II TRITANIUM CLUSTERHOLE 64H | 702-04-64H | Standalone | DE0505248 | Revision THR in cases of iterative dislocations and in patients with a high risk of dislocation. Primary THR, in patients with a high risk of dislocation (severe neurological disorders, neuropsychiatric disorders, addictions and major neuromuscular failures).
Orthopaedics | Hip replacement - Acetabular component | Acetabular component - Extra stability | Extra stability acetabular component - Cup | Stryker RHQ NL-SHC Cork | TRIDENT II TRITANIUM CLUSTERHOLE 66H | 702-04-66H | Standalone | DE0505248 | Revision THR in cases of iterative dislocations and in patients with a high risk of dislocation. Primary THR, in patients with a high risk of dislocation (severe neurological disorders, neuropsychiatric disorders, addictions and major neuromuscular failures).
Orthopaedics | Hip replacement - Acetabular component | Acetabular component - Extra stability | Extra stability acetabular component - Cup | Stryker RHQ NL-SHC Cork | TRIDENT II TRITANIUM MULTIHOLE 42A | 709-04-42A | Standalone | DE0505248 | Revision THR in cases of iterative dislocations and in patients with a high risk of dislocation. Primary THR, in patients with a high risk of dislocation (severe neurological disorders, neuropsychiatric disorders, addictions and major neuromuscular failures).
Orthopaedics | Hip replacement - Acetabular component | Acetabular component - Extra stability | Extra stability acetabular component - Cup | Stryker RHQ NL-SHC Cork | TRIDENT II TRITANIUM MULTIHOLE 44B | 709-04-44B | Standalone | DE0505248 | Revision THR in cases of iterative dislocations and in patients with a high risk of dislocation. Primary THR, in patients with a high risk of dislocation (severe neurological disorders, neuropsychiatric disorders, addictions and major neuromuscular failures).
Orthopaedics | Hip replacement - Acetabular component | Acetabular component - Extra stability | Extra stability acetabular component - Cup | Stryker RHQ NL-SHC Cork | TRIDENT II TRITANIUM MULTIHOLE 46C | 709-04-46C | Standalone | DE0505248 | Revision THR in cases of iterative dislocations and in patients with a high risk of dislocation. Primary THR, in patients with a high risk of dislocation (severe neurological disorders, neuropsychiatric disorders, addictions and major neuromuscular failures).
Orthopaedics | Hip replacement - Acetabular component | Acetabular component - Extra stability | Extra stability acetabular component - Cup | Stryker RHQ NL-SHC Cork | TRIDENT II TRITANIUM MULTIHOLE 48D | 709-04-48D | Standalone | DE0505248 | Revision THR in cases of iterative dislocations and in patients with a high risk of dislocation. Primary THR, in patients with a high risk of dislocation (severe neurological disorders, neuropsychiatric disorders, addictions and major neuromuscular failures).
Orthopaedics | Hip replacement - Acetabular component | Acetabular component - Extra stability | Extra stability acetabular component - Cup | Stryker RHQ NL-SHC Cork | TRIDENT II TRITANIUM MULTIHOLE 50D | 709-04-50D | Standalone | DE0505248 | Revision THR in cases of iterative dislocations and in patients with a high risk of dislocation. Primary THR, in patients with a high risk of dislocation (severe neurological disorders, neuropsychiatric disorders, addictions and major neuromuscular failures).
Orthopaedics | Hip replacement - Acetabular component | Acetabular component - Extra stability | Extra stability acetabular component - Cup | Stryker RHQ NL-SHC Cork | TRIDENT II TRITANIUM MULTIHOLE 52E | 709-04-52E | Standalone | DE0505248 | Revision THR in cases of iterative dislocations and in patients with a high risk of dislocation. Primary THR, in patients with a high risk of dislocation (severe neurological disorders, neuropsychiatric disorders, addictions and major neuromuscular failures).
Orthopaedics | Hip replacement - Acetabular component | Acetabular component - Extra stability | Extra stability acetabular component - Cup | Stryker RHQ NL-SHC Cork | TRIDENT II TRITANIUM MULTIHOLE 54E | 709-04-54E | Standalone | DE0505248 | Revision THR in cases of iterative dislocations and in patients with a high risk of dislocation. Primary THR, in patients with a high risk of dislocation (severe neurological disorders, neuropsychiatric disorders, addictions and major neuromuscular failures).
Orthopaedics | Hip replacement - Acetabular component | Acetabular component - Extra stability | Extra stability acetabular component - Cup | Stryker RHQ NL-SHC Cork | TRIDENT II TRITANIUM MULTIHOLE 56F | 709-04-56F | Standalone | DE0505248 | Revision THR in cases of iterative dislocations and in patients with a high risk of dislocation. Primary THR, in patients with a high risk of dislocation (severe neurological disorders, neuropsychiatric disorders, addictions and major neuromuscular failures).
Orthopaedics | Hip replacement - Acetabular component | Acetabular component - Extra stability | Extra stability acetabular component - Cup | Stryker RHQ NL-SHC Cork | TRIDENT II TRITANIUM MULTIHOLE 58F | 709-04-58F | Standalone | DE0505248 | Revision THR in cases of iterative dislocations and in patients with a high risk of dislocation. Primary THR, in patients with a high risk of dislocation (severe neurological disorders, neuropsychiatric disorders, addictions and major neuromuscular failures).
Orthopaedics | Hip replacement - Acetabular component | Acetabular component - Extra stability | Extra stability acetabular component - Cup | Stryker RHQ NL-SHC Cork | TRIDENT II TRITANIUM MULTIHOLE 60G | 709-04-60G | Standalone | DE0505248 | Revision THR in cases of iterative dislocations and in patients with a high risk of dislocation. Primary THR, in patients with a high risk of dislocation (severe neurological disorders, neuropsychiatric disorders, addictions and major neuromuscular failures).
Orthopaedics | Hip replacement - Acetabular component | Acetabular component - Extra stability | Extra stability acetabular component - Cup | Stryker RHQ NL-SHC Cork | TRIDENT II TRITANIUM MULTIHOLE 62G | 709-04-62G | Standalone | DE0505248 | Revision THR in cases of iterative dislocations and in patients with a high risk of dislocation. Primary THR, in patients with a high risk of dislocation (severe neurological disorders, neuropsychiatric disorders, addictions and major neuromuscular failures).
Orthopaedics | Hip replacement - Acetabular component | Acetabular component - Extra stability | Extra stability acetabular component - Cup | Stryker RHQ NL-SHC Cork | TRIDENT II TRITANIUM MULTIHOLE 64H | 709-04-64H | Standalone | DE0505248 | Revision THR in cases of iterative dislocations and in patients with a high risk of dislocation. Primary THR, in patients with a high risk of dislocation (severe neurological disorders, neuropsychiatric disorders, addictions and major neuromuscular failures).
Orthopaedics | Hip replacement - Acetabular component | Acetabular component - Extra stability | Extra stability acetabular component - Cup | Stryker RHQ NL-SHC Cork | TRIDENT II TRITANIUM MULTIHOLE 66H | 709-04-66H | Standalone | DE0505248 | Revision THR in cases of iterative dislocations and in patients with a high risk of dislocation. Primary THR, in patients with a high risk of dislocation (severe neurological disorders, neuropsychiatric disorders, addictions and major neuromuscular failures).
Orthopaedics | Hip replacement - Acetabular component | Acetabular component - Extra stability | Extra stability acetabular component - Cup | Stryker RHQ NL-SHC Cork | TRIDENT II TRITANIUM MULTIHOLE 68I | 709-04-68I | Standalone | DE0505248 | Revision THR in cases of iterative dislocations and in patients with a high risk of dislocation. Primary THR, in patients with a high risk of dislocation (severe neurological disorders, neuropsychiatric disorders, addictions and major neuromuscular failures).
Orthopaedics | Hip replacement - Acetabular component | Acetabular component - Extra stability | Extra stability acetabular component - Cup | Stryker RHQ NL-SHC Cork | TRIDENT II TRITANIUM MULTIHOLE 70I | 709-04-70I | Standalone | DE0505248 | Revision THR in cases of iterative dislocations and in patients with a high risk of dislocation. Primary THR, in patients with a high risk of dislocation (severe neurological disorders, neuropsychiatric disorders, addictions and major neuromuscular failures).
Orthopaedics | Hip replacement - Acetabular component | Acetabular component - Extra stability | Extra stability acetabular component - Cup | Stryker RHQ NL-SHC Cork | TRIDENT II TRITANIUM MULTIHOLE 72J | 709-04-72J | Standalone | DE0505248 | Revision THR in cases of iterative dislocations and in patients with a high risk of dislocation. Primary THR, in patients with a high risk of dislocation (severe neurological disorders, neuropsychiatric disorders, addictions and major neuromuscular failures).
Orthopaedics | Hip replacement - Acetabular component | Acetabular component - Extra stability | Extra stability acetabular component - Cup | Stryker RHQ NL-SHC Cork | TRIDENT II TRITANIUM SOLID BACK 54E | 700-04-54E | Standalone | DE0505248 | Revision THR in cases of iterative dislocations and in patients with a high risk of dislocation. Primary THR, in patients with a high risk of dislocation (severe neurological disorders, neuropsychiatric disorders, addictions and major neuromuscular failures).
Orthopaedics | Hip replacement - Acetabular component | Acetabular component - Extra stability | Extra stability acetabular component - Cup | Stryker RHQ NL-SHC Cork | TRIDENT II TRITANIUM SOLIDBACK 42A | 700-04-42A | Standalone | DE0505248 | Revision THR in cases of iterative dislocations and in patients with a high risk of dislocation. Primary THR, in patients with a high risk of dislocation (severe neurological disorders, neuropsychiatric disorders, addictions and major neuromuscular failures).
Orthopaedics | Hip replacement - Acetabular component | Acetabular component - Extra stability | Extra stability acetabular component - Cup | Stryker RHQ NL-SHC Cork | TRIDENT II TRITANIUM SOLIDBACK 44B | 700-04-44B | Standalone | DE0505248 | Revision THR in cases of iterative dislocations and in patients with a high risk of dislocation. Primary THR, in patients with a high risk of dislocation (severe neurological disorders, neuropsychiatric disorders, addictions and major neuromuscular failures).
Orthopaedics | Hip replacement - Acetabular component | Acetabular component - Extra stability | Extra stability acetabular component - Cup | Stryker RHQ NL-SHC Cork | TRIDENT II TRITANIUM SOLIDBACK 46C | 700-04-46C | Standalone | DE0505248 | Revision THR in cases of iterative dislocations and in patients with a high risk of dislocation. Primary THR, in patients with a high risk of dislocation (severe neurological disorders, neuropsychiatric disorders, addictions and major neuromuscular failures).
Orthopaedics | Hip replacement - Acetabular component | Acetabular component - Extra stability | Extra stability acetabular component - Cup | Stryker RHQ NL-SHC Cork | TRIDENT II TRITANIUM SOLIDBACK 48D | 700-04-48D | Standalone | DE0505248 | Revision THR in cases of iterative dislocations and in patients with a high risk of dislocation. Primary THR, in patients with a high risk of dislocation (severe neurological disorders, neuropsychiatric disorders, addictions and major neuromuscular failures).
Orthopaedics | Hip replacement - Acetabular component | Acetabular component - Extra stability | Extra stability acetabular component - Cup | Stryker RHQ NL-SHC Cork | TRIDENT II TRITANIUM SOLIDBACK 50D | 700-04-50D | Standalone | DE0505248 | Revision THR in cases of iterative dislocations and in patients with a high risk of dislocation. Primary THR, in patients with a high risk of dislocation (severe neurological disorders, neuropsychiatric disorders, addictions and major neuromuscular failures).
Orthopaedics | Hip replacement - Acetabular component | Acetabular component - Extra stability | Extra stability acetabular component - Cup | Stryker RHQ NL-SHC Cork | TRIDENT II TRITANIUM SOLIDBACK 52E | 700-04-52E | Standalone | DE0505248 | Revision THR in cases of iterative dislocations and in patients with a high risk of dislocation. Primary THR, in patients with a high risk of dislocation (severe neurological disorders, neuropsychiatric disorders, addictions and major neuromuscular failures).
Orthopaedics | Hip replacement - Acetabular component | Acetabular component - Extra stability | Extra stability acetabular component - Cup | Stryker RHQ NL-SHC Cork | TRIDENT II TRITANIUM SOLIDBACK 56F | 700-04-56F | Standalone | DE0505248 | Revision THR in cases of iterative dislocations and in patients with a high risk of dislocation. Primary THR, in patients with a high risk of dislocation (severe neurological disorders, neuropsychiatric disorders, addictions and major neuromuscular failures).
Orthopaedics | Hip replacement - Acetabular component | Acetabular component - Extra stability | Extra stability acetabular component - Cup | Stryker RHQ NL-SHC Cork | TRIDENT II TRITANIUM SOLIDBACK 58F | 700-04-58F | Standalone | DE0505248 | Revision THR in cases of iterative dislocations and in patients with a high risk of dislocation. Primary THR, in patients with a high risk of dislocation (severe neurological disorders, neuropsychiatric disorders, addictions and major neuromuscular failures).
Orthopaedics | Hip replacement - Acetabular component | Acetabular component - Extra stability | Extra stability acetabular component - Cup | Stryker RHQ NL-SHC Cork | TRIDENT II TRITANIUM SOLIDBACK 60G | 700-04-60G | Standalone | DE0505248 | Revision THR in cases of iterative dislocations and in patients with a high risk of dislocation. Primary THR, in patients with a high risk of dislocation (severe neurological disorders, neuropsychiatric disorders, addictions and major neuromuscular failures).
Orthopaedics | Hip replacement - Acetabular component | Acetabular component - Extra stability | Extra stability acetabular component - Cup | Stryker RHQ NL-SHC Cork | TRIDENT II TRITANIUM SOLIDBACK 62G | 700-04-62G | Standalone | DE0505248 | Revision THR in cases of iterative dislocations and in patients with a high risk of dislocation. Primary THR, in patients with a high risk of dislocation (severe neurological disorders, neuropsychiatric disorders, addictions and major neuromuscular failures).
Orthopaedics | Hip replacement - Acetabular component | Acetabular component - Extra stability | Extra stability acetabular component - Cup | Stryker RHQ NL-SHC Cork | TRIDENT II TRITANIUM SOLIDBACK 64H | 700-04-64H | Standalone | DE0505248 | Revision THR in cases of iterative dislocations and in patients with a high risk of dislocation. Primary THR, in patients with a high risk of dislocation (severe neurological disorders, neuropsychiatric disorders, addictions and major neuromuscular failures).
Orthopaedics | Hip replacement - Acetabular component | Acetabular component - Extra stability | Extra stability acetabular component - Cup | Stryker RHQ NL-SHC Cork | TRIDENT II TRITANIUM SOLIDBACK 66H | 700-04-66H | Standalone | DE0505248 | Revision THR in cases of iterative dislocations and in patients with a high risk of dislocation. Primary THR, in patients with a high risk of dislocation (severe neurological disorders, neuropsychiatric disorders, addictions and major neuromuscular failures).
Orthopaedics | Hip replacement - Acetabular component | Acetabular component - Extra stability | Extra stability acetabular component - Liner | STRYKER HOWMEDICA OSTEONICS | Trident Constrained Acetabular Insert 28mm | 690-10-28J | Standalone | DE0004484 | Revision THR in cases of iterative dislocations and in patients with a high risk of dislocation. Primary THR, in patients with a high risk of dislocation (severe neurological disorders, neuropsychiatric disorders, addictions and major neuromuscular failures).
Otorhinolaryngology | Hearing device | Cochlear implant (CI) | CI sound processor replacement | Cochlear Limited | ACE Upgrade - Kanso 3 Sound processor (Package A) | PRC21999 | Package | DE0508647 | Children with severe-to-profound sensorineural hearing loss in one ear who are using cochlear implant system can be eligible for subsidy for the replacement of cochlear implant sound processor, which includes replacement with or without upgrade, where an upgrade refers to a change to a later model than currently used by the individual, if all of the following criteria are met: - The child is deemed by the attending healthcare professional to be receiving sufficient benefits from the cochlear implant, and demonstrating continued need for cochlear implant; AND - The existing cochlear implant sound processor has been used for at least 5 years, and its deterioration in performance is deemed by the attending healthcare professional to warrant replacement for achieving optimal hearing.
Otorhinolaryngology | Hearing device | Cochlear implant (CI) | CI sound processor replacement | Cochlear Limited | ACE Replacement - Kanso 3 Sound processor (Package B) | PRC22002 | Package | DE0508647 | Children with severe-to-profound sensorineural hearing loss in one ear who are using cochlear implant system can be eligible for subsidy for the replacement of cochlear implant sound processor, which includes replacement with or without upgrade, where an upgrade refers to a change to a later model than currently used by the individual, if all of the following criteria are met: - The child is deemed by the attending healthcare professional to be receiving sufficient benefits from the cochlear implant, and demonstrating continued need for cochlear implant; AND - The existing cochlear implant sound processor has been used for at least 5 years, and its deterioration in performance is deemed by the attending healthcare professional to warrant replacement for achieving optimal hearing.
Otorhinolaryngology | Hearing device | Cochlear implant (CI) | CI sound processor replacement | Cochlear Limited | ACE Upgrade - Kanso 3 Nexa sound processor - Package B | PRC22011 | Package | DE0508647 | Children with severe-to-profound sensorineural hearing loss in one ear who are using cochlear implant system can be eligible for subsidy for the replacement of cochlear implant sound processor, which includes replacement with or without upgrade, where an upgrade refers to a change to a later model than currently used by the individual, if all of the following criteria are met: - The child is deemed by the attending healthcare professional to be receiving sufficient benefits from the cochlear implant, and demonstrating continued need for cochlear implant; AND - The existing cochlear implant sound processor has been used for at least 5 years, and its deterioration in performance is deemed by the attending healthcare professional to warrant replacement for achieving optimal hearing.
Otorhinolaryngology | Hearing device | Cochlear implant (CI) | CI sound processor replacement | Cochlear Limited | ACE Replacement - Nucleus 8 Nexa Sound Processor (Package B) | PRC22020 | Package | DE0508511 | Children with severe-to-profound sensorineural hearing loss in one ear who are using cochlear implant system can be eligible for subsidy for the replacement of cochlear implant sound processor, which includes replacement with or without upgrade, where an upgrade refers to a change to a later model than currently used by the individual, if all of the following criteria are met: - The child is deemed by the attending healthcare professional to be receiving sufficient benefits from the cochlear implant, and demonstrating continued need for cochlear implant; AND - The existing cochlear implant sound processor has been used for at least 5 years, and its deterioration in performance is deemed by the attending healthcare professional to warrant replacement for achieving optimal hearing.