## Implant Subsidy List A (ISL A)
Clinical function | Clinical category | Product category | Product group | Manufacturer | Product name | Product/package code | Unit of measure (Package/standalone) | HSA registration number | Clinical criteria
Cardiac | Heart rhythm device | Cardiac resynchronisation therapy (CRT) | Cardiac resynchronisation therapy - Defibrillator | Abbott | Quadra Assura MP DF4 (Standard) | CD3371-40QC | Package | DE0018930 | As per HSA registered indication(s)
Cardiac | Heart rhythm device | Cardiac resynchronisation therapy (CRT) | Cardiac resynchronisation therapy - Defibrillator | Abbott | Unify Assura DF4 (Standard) | CD3361-40QC | Package | DE0018929 | As per HSA registered indication(s)
Cardiac | Heart rhythm device | Cardiac resynchronisation therapy (CRT) | Cardiac resynchronisation therapy - Defibrillator | Abbott | Quadra Assura MP DF1 (Standard) | CD3371-40C | Package | DE0018930 | As per HSA registered indication(s)
Cardiac | Heart rhythm device | Cardiac resynchronisation therapy (CRT) | Cardiac resynchronisation therapy - Defibrillator | Abbott | Unify Assura DF1 (Standard) | CD3361-40C | Package | DE0018929 | As per HSA registered indication(s)
Cardiac | Heart rhythm device | Cardiac resynchronisation therapy (CRT) | Cardiac resynchronisation therapy - Defibrillator | Abbott | Quadra Assura MP DF4 (Standard) | CD3371-40QC(HM) | Package | DE0018930 | As per HSA registered indication(s)
Cardiac | Heart rhythm device | Cardiac resynchronisation therapy (CRT) | Cardiac resynchronisation therapy - Defibrillator | Abbott | Unify Assura DF4 (Standard) | CD3361-40QC(HM) | Package | DE0018929 | As per HSA registered indication(s)
Cardiac | Heart rhythm device | Cardiac resynchronisation therapy (CRT) | Cardiac resynchronisation therapy - Defibrillator | Abbott | Quadra Assura MP DF1 (Standard) | CD3371-40C(HM) | Package | DE0018930 | As per HSA registered indication(s)
Cardiac | Heart rhythm device | Cardiac resynchronisation therapy (CRT) | Cardiac resynchronisation therapy - Defibrillator | Abbott | Unify Assura DF1 (Standard) | CD3361-40C(HM) | Package | DE0018929 | As per HSA registered indication(s)
Cardiac | Heart rhythm device | Cardiac resynchronisation therapy (CRT) | Cardiac resynchronisation therapy - Defibrillator | Abbott | Entrant HF DF4 (Standard) | CDHFA300Q | Package | DE0505533 | As per HSA registered indication(s)
Cardiac | Heart rhythm device | Cardiac resynchronisation therapy (CRT) | Cardiac resynchronisation therapy - Defibrillator | Abbott | Entrant HF DF4 (Standard) | CDHFA300Q(HM) | Package | DE0505533 | As per HSA registered indication(s)
Cardiac | Heart rhythm device | Cardiac resynchronisation therapy (CRT) | Cardiac resynchronisation therapy - Defibrillator | Biotronik | Rivacor 5 HFT QP ProMRI | 429561 | Package | DE0504064 | As per HSA registered indication(s)
Cardiac | Heart rhythm device | Cardiac resynchronisation therapy (CRT) | Cardiac resynchronisation therapy - Defibrillator | Biotronik | Rivacor 7 HFT QP ProMRI | 429532 | Package | DE0504064 | As per HSA registered indication(s)
Cardiac | Heart rhythm device | Cardiac resynchronisation therapy (CRT) | Cardiac resynchronisation therapy - Defibrillator | Biotronik | Rivacor 5 HFT BP ProMRI | 429562 | Package | DE0504064 | As per HSA registered indication(s)
Cardiac | Heart rhythm device | Cardiac resynchronisation therapy (CRT) | Cardiac resynchronisation therapy - Defibrillator | Biotronik | Intica Neo 5 HFT QP ProMRI (DF1) | 429566 | Package | DE0504550 | As per HSA registered indication(s)
Cardiac | Heart rhythm device | Cardiac resynchronisation therapy (CRT) | Cardiac resynchronisation therapy - Defibrillator | Biotronik | Intica Neo 5 HFT BP ProMRI (DF1) | 429567 | Package | DE0504550 | As per HSA registered indication(s)
Cardiac | Heart rhythm device | Cardiac resynchronisation therapy (CRT) | Cardiac resynchronisation therapy - Defibrillator | Biotronik | Rivacor 7 HFT BP ProMRI | 429533 | Package | DE0504064 | As per HSA registered indication(s)
Cardiac | Heart rhythm device | Cardiac resynchronisation therapy (CRT) | Cardiac resynchronisation therapy - Defibrillator | Biotronik | Intica Neo 7 HFT QP ProMRI (DF1) | 429552 | Package | DE0504550 | As per HSA registered indication(s)
Cardiac | Heart rhythm device | Cardiac resynchronisation therapy (CRT) | Cardiac resynchronisation therapy - Defibrillator | Biotronik | Intica Neo 7 HFT BP ProMRI (DF1) | 429553 | Package | DE0504550 | As per HSA registered indication(s)
Cardiac | Heart rhythm device | Cardiac resynchronisation therapy (CRT) | Cardiac resynchronisation therapy - Defibrillator | Biotronik | Rivacor 5 HFT BP ProMRI with HBP | 429562C | Package | DE0504064 | As per HSA registered indication(s)
Cardiac | Heart rhythm device | Cardiac resynchronisation therapy (CRT) | Cardiac resynchronisation therapy - Defibrillator | Biotronik | Intica Neo 5 HFT BP ProMRI with HBP (DF1) | 429567C | Package | DE0504550 | As per HSA registered indication(s)
Cardiac | Heart rhythm device | Cardiac resynchronisation therapy (CRT) | Cardiac resynchronisation therapy - Defibrillator | Biotronik | Rivacor 7 HFT BP ProMRI with HBP | 429533C | Package | DE0504064 | As per HSA registered indication(s)
Cardiac | Heart rhythm device | Cardiac resynchronisation therapy (CRT) | Cardiac resynchronisation therapy - Defibrillator | Biotronik | Intica Neo 7 HFT BP ProMRI with HBP (DF1) | 429553C | Package | DE0504550 | As per HSA registered indication(s)
Cardiac | Heart rhythm device | Cardiac resynchronisation therapy (CRT) | Cardiac resynchronisation therapy - Defibrillator | Biotronik | Rivacor 5 HFT QP ProMRI | 429561H | Package | DE0504064 | As per HSA registered indication(s)
Cardiac | Heart rhythm device | Cardiac resynchronisation therapy (CRT) | Cardiac resynchronisation therapy - Defibrillator | Biotronik | Rivacor 7 HFT QP ProMRI | 429532H | Package | DE0504064 | As per HSA registered indication(s)
Cardiac | Heart rhythm device | Cardiac resynchronisation therapy (CRT) | Cardiac resynchronisation therapy - Defibrillator | Biotronik | Rivacor 5 HFT BP ProMRI | 429562H | Package | DE0504064 | As per HSA registered indication(s)
Cardiac | Heart rhythm device | Cardiac resynchronisation therapy (CRT) | Cardiac resynchronisation therapy - Defibrillator | Biotronik | Intica Neo 5 HFT QP ProMRI (DF1) | 429566H | Package | DE0504550 | As per HSA registered indication(s)
Cardiac | Heart rhythm device | Cardiac resynchronisation therapy (CRT) | Cardiac resynchronisation therapy - Defibrillator | Biotronik | Intica Neo 5 HFT BP ProMRI (DF1) | 429567H | Package | DE0504550 | As per HSA registered indication(s)
Cardiac | Heart rhythm device | Cardiac resynchronisation therapy (CRT) | Cardiac resynchronisation therapy - Defibrillator | Biotronik | Rivacor 7 HFT BP ProMRI | 429533H | Package | DE0504064 | As per HSA registered indication(s)
Cardiac | Heart rhythm device | Cardiac resynchronisation therapy (CRT) | Cardiac resynchronisation therapy - Defibrillator | Biotronik | Intica Neo 7 HFT QP ProMRI (DF1) | 429552H | Package | DE0504550 | As per HSA registered indication(s)
Cardiac | Heart rhythm device | Cardiac resynchronisation therapy (CRT) | Cardiac resynchronisation therapy - Defibrillator | Biotronik | Intica Neo 7 HFT BP ProMRI (DF1) | 429553H | Package | DE0504550 | As per HSA registered indication(s)
Cardiac | Heart rhythm device | Cardiac resynchronisation therapy (CRT) | Cardiac resynchronisation therapy - Defibrillator | Biotronik | Rivacor 5 HFT BP ProMRI with HBP | 429562CH | Package | DE0504064 | As per HSA registered indication(s)
Cardiac | Heart rhythm device | Cardiac resynchronisation therapy (CRT) | Cardiac resynchronisation therapy - Defibrillator | Biotronik | Intica Neo 5 HFT BP ProMRI with HBP (DF1) | 429567CH | Package | DE0504550 | As per HSA registered indication(s)
Cardiac | Heart rhythm device | Cardiac resynchronisation therapy (CRT) | Cardiac resynchronisation therapy - Defibrillator | Biotronik | Rivacor 7 HFT BP ProMRI with HBP | 429533CH | Package | DE0504064 | As per HSA registered indication(s)
Cardiac | Heart rhythm device | Cardiac resynchronisation therapy (CRT) | Cardiac resynchronisation therapy - Defibrillator | Biotronik | Intica Neo 7 HFT BP ProMRI with HBP (DF1) | 429553CH | Package | DE0504550 | As per HSA registered indication(s)
Cardiac | Heart rhythm device | Cardiac resynchronisation therapy (CRT) | Cardiac resynchronisation therapy - Defibrillator | Boston Scientific | VIGILANT X4 CRT-D MRI G247 | G247 | Package | DE0019505 | As per HSA registered indication(s)
Cardiac | Heart rhythm device | Cardiac resynchronisation therapy (CRT) | Cardiac resynchronisation therapy - Defibrillator | Boston Scientific | VIGILANT X4 CRT-D MRI G247 | BUN54G247LAT | Package | DE0019505 | As per HSA registered indication(s)
Cardiac | Heart rhythm device | Cardiac resynchronisation therapy (CRT) | Cardiac resynchronisation therapy - Defibrillator | Boston Scientific | MOMENTUM CRT-D MSP X4 DF1 G138 | G138 | Package | DE0019506 | As per HSA registered indication(s)
Cardiac | Heart rhythm device | Cardiac resynchronisation therapy (CRT) | Cardiac resynchronisation therapy - Defibrillator | Boston Scientific | MOMENTUM CRT-D MSP X4 DF1 G138 | BUN54G138LAT | Package | DE0019506 | As per HSA registered indication(s)
Cardiac | Heart rhythm device | Cardiac resynchronisation therapy (CRT) | Cardiac resynchronisation therapy - Defibrillator | Boston Scientific | MOMENTUM CRT-D RV-DF1 LV-IS1 G125 | G125 | Package | DE0019506 | As per HSA registered indication(s)
Cardiac | Heart rhythm device | Cardiac resynchronisation therapy (CRT) | Cardiac resynchronisation therapy - Defibrillator | Boston Scientific | MOMENTUM CRT-D RV-DF1 LV-IS1 G125 | BUN54G125LAT | Package | DE0019506 | As per HSA registered indication(s)
Cardiac | Heart rhythm device | Cardiac resynchronisation therapy (CRT) | Cardiac resynchronisation therapy - Defibrillator | Boston Scientific | MOMENTUM CRT-D RV-DF1, LV-LV1 G126 | G126 | Package | DE0019506 | As per HSA registered indication(s)
Cardiac | Heart rhythm device | Cardiac resynchronisation therapy (CRT) | Cardiac resynchronisation therapy - Defibrillator | Boston Scientific | MOMENTUM CRT-D RV-DF1, LV-LV1 G126 | BUN54G126LAT | Package | DE0019506 | As per HSA registered indication(s)
Cardiac | Heart rhythm device | Cardiac resynchronisation therapy (CRT) | Cardiac resynchronisation therapy - Defibrillator | Boston Scientific | MOMENTUM CRT-D RV-DF4 LV-IS1 G124 | G124 | Package | DE0019506 | As per HSA registered indication(s)
Cardiac | Heart rhythm device | Cardiac resynchronisation therapy (CRT) | Cardiac resynchronisation therapy - Defibrillator | Boston Scientific | MOMENTUM CRT-D RV-DF4 LV-IS1 G124 | BUN54G124LAT | Package | DE0019506 | As per HSA registered indication(s)
Cardiac | Heart rhythm device | Cardiac resynchronisation therapy (CRT) | Cardiac resynchronisation therapy - Defibrillator | Cardiac Pacemakers | CHARISMA X4 CRT-D MRI MSP SMART CRT G347 | G347 | Package | DE0019507 | As per HSA registered indication(s)
Cardiac | Heart rhythm device | Cardiac resynchronisation therapy (CRT) | Cardiac resynchronisation therapy - Defibrillator | Cardiac Pacemakers | CHARISMA X4 CRT-D MRI MSP SMART CRT G347 | BUN54G347LAT | Package | DE0019507 | As per HSA registered indication(s)
Cardiac | Heart rhythm device | Cardiac resynchronisation therapy (CRT) | Cardiac resynchronisation therapy - Defibrillator | Cardiac Pacemakers | VIGILANT X4 CRT-D MRI G247 + SSPC | BUN54G247SSPC | Package | DE0019505 | As per HSA registered indication(s)
Cardiac | Heart rhythm device | Cardiac resynchronisation therapy (CRT) | Cardiac resynchronisation therapy - Defibrillator | Cardiac Pacemakers | VIGILANT X4 CRT-D MRI G247 + SSPC | BUN54G247LATSSPC | Package | DE0019505 | As per HSA registered indication(s)
Cardiac | Heart rhythm device | Cardiac resynchronisation therapy (CRT) | Cardiac resynchronisation therapy - Defibrillator | Cardiac Pacemakers | CHARISMA X4 CRT-D MRI MSP SMART CRT G347 + SSPC | BUN54G347SSPC | Package | DE0019507 | As per HSA registered indication(s)
Cardiac | Heart rhythm device | Cardiac resynchronisation therapy (CRT) | Cardiac resynchronisation therapy - Defibrillator | Cardiac Pacemakers | CHARISMA X4 CRT-D MRI MSP SMART CRT G347 + SSPC | BUN54G347LATSSPC | Package | DE0019507 | As per HSA registered indication(s)
Cardiac | Heart rhythm device | Cardiac resynchronisation therapy (CRT) | Cardiac resynchronisation therapy - Defibrillator | Cardiac Pacemakers | MOMENTUM CRT-D RV-DF1 LV-IS1 G125 + SSPC | BUN54G125SSPC | Package | DE0019506 | As per HSA registered indication(s)
Cardiac | Heart rhythm device | Cardiac resynchronisation therapy (CRT) | Cardiac resynchronisation therapy - Defibrillator | Cardiac Pacemakers | MOMENTUM CRT-D RV-DF1 LV-IS1 G125 + SSPC | BUN54G125LATSSPC | Package | DE0019506 | As per HSA registered indication(s)
Cardiac | Heart rhythm device | Cardiac resynchronisation therapy (CRT) | Cardiac resynchronisation therapy - Defibrillator | Cardiac Pacemakers | MOMENTUM CRT-D MSP X4 DF1 G138 + SSPC | BUN54G138SSPC | Package | DE0019506 | As per HSA registered indication(s)
Cardiac | Heart rhythm device | Cardiac resynchronisation therapy (CRT) | Cardiac resynchronisation therapy - Defibrillator | Cardiac Pacemakers | MOMENTUM CRT-D MSP X4 DF1 G138 + SSPC | BUN54G138LATSSPC | Package | DE0019506 | As per HSA registered indication(s)
Cardiac | Heart rhythm device | Cardiac resynchronisation therapy (CRT) | Cardiac resynchronisation therapy - Defibrillator | Cardiac Pacemakers | MOMENTUM CRT-D RV-DF4 LV-IS1 G124 + SSPC | BUN54G124SSPC | Package | DE0019506 | As per HSA registered indication(s)
Cardiac | Heart rhythm device | Cardiac resynchronisation therapy (CRT) | Cardiac resynchronisation therapy - Defibrillator | Cardiac Pacemakers | MOMENTUM CRT-D RV-DF4 LV-IS1 G124 + SSPC | BUN54G124LATSSPC | Package | DE0019506 | As per HSA registered indication(s)
Cardiac | Heart rhythm device | Cardiac resynchronisation therapy (CRT) | Cardiac resynchronisation therapy - Defibrillator | Medtronic | Crome MRI CRTD | DTPC2QQ | Package | DE0505687 | As per HSA registered indication(s)
Cardiac | Heart rhythm device | Cardiac resynchronisation therapy (CRT) | Cardiac resynchronisation therapy - Defibrillator | Medtronic | Crome MRI CRTD | DTPC2D4 | Package | DE0505687 | As per HSA registered indication(s)
Cardiac | Heart rhythm device | Cardiac resynchronisation therapy (CRT) | Cardiac resynchronisation therapy - Defibrillator | Medtronic | Crome MRI CRTD | DTPC2D1 | Package | DE0505687 | As per HSA registered indication(s)
Cardiac | Heart rhythm device | Cardiac resynchronisation therapy (CRT) | Cardiac resynchronisation therapy - Defibrillator | Medtronic | Crome MRI CRTD | DTPC2Q1 | Package | DE0505687 | As per HSA registered indication(s)
Cardiac | Heart rhythm device | Cardiac resynchronisation therapy (CRT) | Cardiac resynchronisation therapy - Pacemaker | Abbott | Quadra Allure MP (Standard) | PM3562 | Package | DE0503115 | As per HSA registered indication(s)
Cardiac | Heart rhythm device | Cardiac resynchronisation therapy (CRT) | Cardiac resynchronisation therapy - Pacemaker | Abbott | Allure (Standard) | PM3222 | Package | DE0503115 | As per HSA registered indication(s)
Cardiac | Heart rhythm device | Cardiac resynchronisation therapy (CRT) | Cardiac resynchronisation therapy - Pacemaker | Abbott | Quadra Allure MP (HBP) | PM3562(HBP) | Package | DE0503115 | As per HSA registered indication(s)
Cardiac | Heart rhythm device | Cardiac resynchronisation therapy (CRT) | Cardiac resynchronisation therapy - Pacemaker | Abbott | Allure (HBP) | PM3222(HBP) | Package | DE0503115 | As per HSA registered indication(s)
Cardiac | Heart rhythm device | Cardiac resynchronisation therapy (CRT) | Cardiac resynchronisation therapy - Pacemaker | Abbott | Quadra Allure MP (Standard) | PM3562(HM) | Package | DE0503115 | As per HSA registered indication(s)
Cardiac | Heart rhythm device | Cardiac resynchronisation therapy (CRT) | Cardiac resynchronisation therapy - Pacemaker | Abbott | Allure (Standard) | PM3222(HM) | Package | DE0503115 | As per HSA registered indication(s)
Cardiac | Heart rhythm device | Cardiac resynchronisation therapy (CRT) | Cardiac resynchronisation therapy - Pacemaker | Abbott | Quadra Allure MP (HBP) | PM3562(HBPHM) | Package | DE0503115 | As per HSA registered indication(s)
Cardiac | Heart rhythm device | Cardiac resynchronisation therapy (CRT) | Cardiac resynchronisation therapy - Pacemaker | Abbott | Allure (HBP) | PM3222(HBPHM) | Package | DE0503115 | As per HSA registered indication(s)
Cardiac | Heart rhythm device | Cardiac resynchronisation therapy (CRT) | Cardiac resynchronisation therapy - Pacemaker | Biotronik | Evity 8 HFT QP ProMRI | 407139 | Package | DE0501613 | As per HSA registered indication(s)
Cardiac | Heart rhythm device | Cardiac resynchronisation therapy (CRT) | Cardiac resynchronisation therapy - Pacemaker | Biotronik | Evity 8 HFT BP ProMRI | 407140 | Package | DE0501613 | As per HSA registered indication(s)
Cardiac | Heart rhythm device | Cardiac resynchronisation therapy (CRT) | Cardiac resynchronisation therapy - Pacemaker | Biotronik | Evity 8 HFT QP ProMRI with HBP | 407139C | Package | DE0501613 | As per HSA registered indication(s)
Cardiac | Heart rhythm device | Cardiac resynchronisation therapy (CRT) | Cardiac resynchronisation therapy - Pacemaker | Biotronik | Evity 8 HFT BP ProMRI with HBP | 407140C | Package | DE0501613 | As per HSA registered indication(s)
Cardiac | Heart rhythm device | Cardiac resynchronisation therapy (CRT) | Cardiac resynchronisation therapy - Pacemaker | Biotronik | Evity 8 HFT QP ProMRI | 407139H | Package | DE0501613 | As per HSA registered indication(s)
Cardiac | Heart rhythm device | Cardiac resynchronisation therapy (CRT) | Cardiac resynchronisation therapy - Pacemaker | Biotronik | Evity 8 HFT BP ProMRI | 407140H | Package | DE0501613 | As per HSA registered indication(s)
Cardiac | Heart rhythm device | Cardiac resynchronisation therapy (CRT) | Cardiac resynchronisation therapy - Pacemaker | Biotronik | Evity 8 HFT QP ProMRI with HBP | 407139CH | Package | DE0501613 | As per HSA registered indication(s)
Cardiac | Heart rhythm device | Cardiac resynchronisation therapy (CRT) | Cardiac resynchronisation therapy - Pacemaker | Biotronik | Evity 8 HFT BP ProMRI with HBP | 407140CH | Package | DE0501613 | As per HSA registered indication(s)
Cardiac | Heart rhythm device | Cardiac resynchronisation therapy (CRT) | Cardiac resynchronisation therapy - Pacemaker | Boston Scientific | VISIONIST CRT-P X4 U228 | U228 | Package | DE0017363 | As per HSA registered indication(s)
Cardiac | Heart rhythm device | Cardiac resynchronisation therapy (CRT) | Cardiac resynchronisation therapy - Pacemaker | Boston Scientific | VISIONIST CRT-P X4 U228 | BUN52U228LAT | Package | DE0017363 | As per HSA registered indication(s)
Cardiac | Heart rhythm device | Cardiac resynchronisation therapy (CRT) | Cardiac resynchronisation therapy - Pacemaker | Boston Scientific | VISIONIST CRT-P RV-LV-IS1 U225 | U225 | Package | DE0017363 | As per HSA registered indication(s)
Cardiac | Heart rhythm device | Cardiac resynchronisation therapy (CRT) | Cardiac resynchronisation therapy - Pacemaker | Boston Scientific | VISIONIST CRT-P RV-LV-IS1 U225 | BUN52U225LAT | Package | DE0017363 | As per HSA registered indication(s)
Cardiac | Heart rhythm device | Cardiac resynchronisation therapy (CRT) | Cardiac resynchronisation therapy - Pacemaker | Cardiac Pacemakers | VISIONIST CRT-P X4 U228 + SSPC | BUN52U228SSPC | Package | DE0017363 | As per HSA registered indication(s)
Cardiac | Heart rhythm device | Cardiac resynchronisation therapy (CRT) | Cardiac resynchronisation therapy - Pacemaker | Cardiac Pacemakers | VISIONIST CRT-P X4 U228 + SSPC | BUN52U228LATSSPC | Package | DE0017363 | As per HSA registered indication(s)
Cardiac | Heart rhythm device | Cardiac resynchronisation therapy (CRT) | Cardiac resynchronisation therapy - Pacemaker | Cardiac Pacemakers | VISIONIST CRT-P RV-LV-IS1 U225 + SSPC | BUN52U225SSPC | Package | DE0017363 | As per HSA registered indication(s)
Cardiac | Heart rhythm device | Cardiac resynchronisation therapy (CRT) | Cardiac resynchronisation therapy - Pacemaker | Cardiac Pacemakers | VISIONIST CRT-P RV-LV-IS1 U225 + SSPC | BUN52U225LATSSPC | Package | DE0017363 | As per HSA registered indication(s)
Cardiac | Heart rhythm device | Cardiac resynchronisation therapy (CRT) | Cardiac resynchronisation therapy - Pacemaker | Medtronic | Serena MRI CRTP | W1TR05 | Package | DE0501440 | As per HSA registered indication(s)
Cardiac | Heart rhythm device | Cardiac resynchronisation therapy (CRT) | Cardiac resynchronisation therapy - Pacemaker | Medtronic | Serena MRI CRTP | W4TR05 | Package | DE0501440 | As per HSA registered indication(s)
Cardiac | Heart rhythm device | Implantable cardioverter defibrillator (ICD) | Dual chamber implantable cardioverter defibrillator | Abbott | Ellipse DR DF4 (Standard) | CD2377-36QC | Package | DE0503069 | As per HSA registered indication(s)
Cardiac | Heart rhythm device | Implantable cardioverter defibrillator (ICD) | Dual chamber implantable cardioverter defibrillator | Abbott | Ellipse DR DF1 (Standard) | CD2377-36C | Package | DE0503069 | As per HSA registered indication(s)
Cardiac | Heart rhythm device | Implantable cardioverter defibrillator (ICD) | Dual chamber implantable cardioverter defibrillator | Abbott | Ellipse DR DF4 (HBP) | CD2377-36QC(HBP) | Package | DE0503069 | As per HSA registered indication(s)
Cardiac | Heart rhythm device | Implantable cardioverter defibrillator (ICD) | Dual chamber implantable cardioverter defibrillator | Abbott | Ellipse DR DF1 (HBP) | CD2377-36C(HBP) | Package | DE0503069 | As per HSA registered indication(s)
Cardiac | Heart rhythm device | Implantable cardioverter defibrillator (ICD) | Dual chamber implantable cardioverter defibrillator | Abbott | Ellipse DR DF4 (Standard) | CD2377-36QC(HM) | Package | DE0503069 | As per HSA registered indication(s)
Cardiac | Heart rhythm device | Implantable cardioverter defibrillator (ICD) | Dual chamber implantable cardioverter defibrillator | Abbott | Ellipse DR DF1 (Standard) | CD2377-36C(HM) | Package | DE0503069 | As per HSA registered indication(s)
Cardiac | Heart rhythm device | Implantable cardioverter defibrillator (ICD) | Dual chamber implantable cardioverter defibrillator | Abbott | Ellipse DR DF4 (HBP) | CD2377-36QC(HBPHM) | Package | DE0503069 | As per HSA registered indication(s)
Cardiac | Heart rhythm device | Implantable cardioverter defibrillator (ICD) | Dual chamber implantable cardioverter defibrillator | Abbott | Ellipse DR DF1 (HBP) | CD2377-36C(HBPHM) | Package | DE0503069 | As per HSA registered indication(s)
Cardiac | Heart rhythm device | Implantable cardioverter defibrillator (ICD) | Dual chamber implantable cardioverter defibrillator | Abbott | Entrant DR DF4 (Standard) | CDDRA300Q | Package | DE0505533 | As per HSA registered indication(s)
Cardiac | Heart rhythm device | Implantable cardioverter defibrillator (ICD) | Dual chamber implantable cardioverter defibrillator | Abbott | Entrant DR DF4 (Standard) | CDDRA300Q(HM) | Package | DE0505533 | As per HSA registered indication(s)
Cardiac | Heart rhythm device | Implantable cardioverter defibrillator (ICD) | Dual chamber implantable cardioverter defibrillator | Abbott | Entrant DR DF4 (HBP) | CDDRA300Q(HBP) | Package | DE0505533 | As per HSA registered indication(s)
Cardiac | Heart rhythm device | Implantable cardioverter defibrillator (ICD) | Dual chamber implantable cardioverter defibrillator | Abbott | Entrant DR DF4 (HBP) | CDDRA300Q(HBPHM) | Package | DE0505533 | As per HSA registered indication(s)
Cardiac | Heart rhythm device | Implantable cardioverter defibrillator (ICD) | Dual chamber implantable cardioverter defibrillator | Abbott | Fortify Assura DR DF4 (Standard) RMS | CD2359-40QC(HM) | Package | DE0018271 | As per HSA registered indication(s)
Cardiac | Heart rhythm device | Implantable cardioverter defibrillator (ICD) | Dual chamber implantable cardioverter defibrillator | Abbott | Fortify Assura DR DF4 (Standard) | CD2359-40QC | Package | DE0018271 | As per HSA registered indication(s)
Cardiac | Heart rhythm device | Implantable cardioverter defibrillator (ICD) | Dual chamber implantable cardioverter defibrillator | Abbott | Fortify Assura DR DF1 (Standard) RMS | CD2359-40C(HM) | Package | DE0018271 | As per HSA registered indication(s)
Cardiac | Heart rhythm device | Implantable cardioverter defibrillator (ICD) | Dual chamber implantable cardioverter defibrillator | Abbott | Fortify Assura DR DF1 (Standard) | CD2359-40C | Package | DE0018271 | As per HSA registered indication(s)
Cardiac | Heart rhythm device | Implantable cardioverter defibrillator (ICD) | Dual chamber implantable cardioverter defibrillator | Abbott | Fortify Assura DR DF4 (HBP) RMS | CD2359-40QC(HBPHM) | Package | DE0018271 | As per HSA registered indication(s)
Cardiac | Heart rhythm device | Implantable cardioverter defibrillator (ICD) | Dual chamber implantable cardioverter defibrillator | Abbott | Fortify Assura DR DF4 (HBP) | CD2359-40QC(HBP) | Package | DE0018271 | As per HSA registered indication(s)
Cardiac | Heart rhythm device | Implantable cardioverter defibrillator (ICD) | Dual chamber implantable cardioverter defibrillator | Abbott | Fortify Assura DR DF1 (HBP) RMS | CD2359-40C(HBPHM) | Package | DE0018271 | As per HSA registered indication(s)
Cardiac | Heart rhythm device | Implantable cardioverter defibrillator (ICD) | Dual chamber implantable cardioverter defibrillator | Abbott | Fortify Assura DR DF1 (HBP) | CD2359-40C(HBP) | Package | DE0018271 | As per HSA registered indication(s)
Cardiac | Heart rhythm device | Implantable cardioverter defibrillator (ICD) | Dual chamber implantable cardioverter defibrillator | Biotronik | Rivacor 5 DRT ProMRI | 429563 | Package | DE0504064 | As per HSA registered indication(s)
Cardiac | Heart rhythm device | Implantable cardioverter defibrillator (ICD) | Dual chamber implantable cardioverter defibrillator | Biotronik | Rivacor 3 DRT ProMRI | 429573 | Package | DE0504064 | As per HSA registered indication(s)
Cardiac | Heart rhythm device | Implantable cardioverter defibrillator (ICD) | Dual chamber implantable cardioverter defibrillator | Biotronik | Intica Neo 5 DRT ProMRI (DF1) | 429568 | Package | DE0504550 | As per HSA registered indication(s)
Cardiac | Heart rhythm device | Implantable cardioverter defibrillator (ICD) | Dual chamber implantable cardioverter defibrillator | Biotronik | Rivacor 5 DRT ProMRI | 429563H | Package | DE0504064 | As per HSA registered indication(s)
Cardiac | Heart rhythm device | Implantable cardioverter defibrillator (ICD) | Dual chamber implantable cardioverter defibrillator | Biotronik | Rivacor 3 DRT ProMRI | 429573H | Package | DE0504064 | As per HSA registered indication(s)
Cardiac | Heart rhythm device | Implantable cardioverter defibrillator (ICD) | Dual chamber implantable cardioverter defibrillator | Biotronik | Intica Neo 5 DRT ProMRI (DF1) | 429568H | Package | DE0504550 | As per HSA registered indication(s)
Cardiac | Heart rhythm device | Implantable cardioverter defibrillator (ICD) | Dual chamber implantable cardioverter defibrillator | Boston Scientific | MOMENTUM EL DR D121 | D121 | Package | DE0500639 | As per HSA registered indication(s)
Cardiac | Heart rhythm device | Implantable cardioverter defibrillator (ICD) | Dual chamber implantable cardioverter defibrillator | Boston Scientific | VIGILANT EL DR MRI D233 | D233 | Package | DE0500636 | As per HSA registered indication(s)
Cardiac | Heart rhythm device | Implantable cardioverter defibrillator (ICD) | Dual chamber implantable cardioverter defibrillator | Boston Scientific | MOMENTUM EL DR D121 | BUN53D121LAT | Package | DE0500639 | As per HSA registered indication(s)
Cardiac | Heart rhythm device | Implantable cardioverter defibrillator (ICD) | Dual chamber implantable cardioverter defibrillator | Boston Scientific | VIGILANT EL DR MRI D233 | BUN53D233LAT | Package | DE0500636 | As per HSA registered indication(s)
Cardiac | Heart rhythm device | Implantable cardioverter defibrillator (ICD) | Dual chamber implantable cardioverter defibrillator | Boston Scientific | CHARISMA EL DR MRI D333 | BUN53D333LAT | Package | DE0500637 | As per HSA registered indication(s)
Cardiac | Heart rhythm device | Implantable cardioverter defibrillator (ICD) | Dual chamber implantable cardioverter defibrillator | Boston Scientific | CHARISMA EL DR MRI D333 | D333 | Package | DE0500637 | As per HSA registered indication(s)
Cardiac | Heart rhythm device | Implantable cardioverter defibrillator (ICD) | Dual chamber implantable cardioverter defibrillator | Cardiac Pacemakers | VIGILANT EL DR MRI D233 + SSPC | BUN53D233SSPC | Package | DE0500636 | As per HSA registered indication(s)
Cardiac | Heart rhythm device | Implantable cardioverter defibrillator (ICD) | Dual chamber implantable cardioverter defibrillator | Cardiac Pacemakers | VIGILANT EL DR MRI D233 + SSPC | BUN53D233LATSSPC | Package | DE0500636 | As per HSA registered indication(s)
Cardiac | Heart rhythm device | Implantable cardioverter defibrillator (ICD) | Dual chamber implantable cardioverter defibrillator | Cardiac Pacemakers | CHARISMA EL DR MRI D333 + SSPC | BUN53D333SSPC | Package | DE0500637 | As per HSA registered indication(s)
Cardiac | Heart rhythm device | Implantable cardioverter defibrillator (ICD) | Dual chamber implantable cardioverter defibrillator | Cardiac Pacemakers | CHARISMA EL DR MRI D333 + SSPC | BUN53D333LATSSPC | Package | DE0500637 | As per HSA registered indication(s)
Cardiac | Heart rhythm device | Implantable cardioverter defibrillator (ICD) | Dual chamber implantable cardioverter defibrillator | Cardiac Pacemakers | MOMENTUM EL DR D121 +SSPC | BUN53D121SSPC | Package | DE0500639 | As per HSA registered indication(s)
Cardiac | Heart rhythm device | Implantable cardioverter defibrillator (ICD) | Dual chamber implantable cardioverter defibrillator | Cardiac Pacemakers | MOMENTUM EL DR D121 +SSPC | BUN53D121LATSSPC | Package | DE0500639 | As per HSA registered indication(s)
Cardiac | Heart rhythm device | Implantable cardioverter defibrillator (ICD) | Dual chamber implantable cardioverter defibrillator | Medtronic | Evera S DR MRI | DDMC3D1 | Package | DE0017071 | As per HSA registered indication(s)
Cardiac | Heart rhythm device | Implantable cardioverter defibrillator (ICD) | Dual chamber implantable cardioverter defibrillator | Medtronic | Evera S DR MRI | DDMC3D4 | Package | DE0017071 | As per HSA registered indication(s)
Cardiac | Heart rhythm device | Implantable cardioverter defibrillator (ICD) | Dual chamber implantable cardioverter defibrillator | Medtronic | Crome DR MRI | DDPC3D4 | Package | DE0505703 | As per HSA registered indication(s)
Cardiac | Heart rhythm device | Implantable cardioverter defibrillator (ICD) | Dual chamber implantable cardioverter defibrillator | Medtronic | Crome DR MRI | DDPC3D1 | Package | DE0505703 | As per HSA registered indication(s)
Cardiac | Heart rhythm device | Implantable cardioverter defibrillator (ICD) | Single chamber implantable cardioverter defibrillator | Abbott | Ellipse SR DF4 (Standard) | CD1377-36QC | Package | DE0503069 | As per HSA registered indication(s)
Cardiac | Heart rhythm device | Implantable cardioverter defibrillator (ICD) | Single chamber implantable cardioverter defibrillator | Abbott | Ellipse SR DF1 (Standard) | CD1377-36C | Package | DE0503069 | As per HSA registered indication(s)
Cardiac | Heart rhythm device | Implantable cardioverter defibrillator (ICD) | Single chamber implantable cardioverter defibrillator | Abbott | Ellipse SR DF4 (Standard) | CD1377-36QC(HM) | Package | DE0503069 | As per HSA registered indication(s)
Cardiac | Heart rhythm device | Implantable cardioverter defibrillator (ICD) | Single chamber implantable cardioverter defibrillator | Abbott | Ellipse SR DF1 (Standard) | CD1377-36C(HM) | Package | DE0503069 | As per HSA registered indication(s)
Cardiac | Heart rhythm device | Implantable cardioverter defibrillator (ICD) | Single chamber implantable cardioverter defibrillator | Abbott | Entrant SR DF4 (Standard) | CDVRA300Q | Package | DE0505533 | As per HSA registered indication(s)
Cardiac | Heart rhythm device | Implantable cardioverter defibrillator (ICD) | Single chamber implantable cardioverter defibrillator | Abbott | Entrant SR DF4 (Standard) | CDVRA300Q(HM) | Package | DE0505533 | As per HSA registered indication(s)
Cardiac | Heart rhythm device | Implantable cardioverter defibrillator (ICD) | Single chamber implantable cardioverter defibrillator | Abbott | Fortify Assura VR DF4 (Standard) | CD1359-40QC | Package | DE0018270 | As per HSA registered indication(s)
Cardiac | Heart rhythm device | Implantable cardioverter defibrillator (ICD) | Single chamber implantable cardioverter defibrillator | Abbott | Fortify Assura VR DF4 (Standard) RMS | CD1359-40QC(HM) | Package | DE0018270 | As per HSA registered indication(s)
Cardiac | Heart rhythm device | Implantable cardioverter defibrillator (ICD) | Single chamber implantable cardioverter defibrillator | Abbott | Fortify Assura VR DF1 (Standard) | CD1359-40C | Package | DE0018270 | As per HSA registered indication(s)
Cardiac | Heart rhythm device | Implantable cardioverter defibrillator (ICD) | Single chamber implantable cardioverter defibrillator | Abbott | Fortify Assura VR DF1 (Standard) RMS | CD1359-40C(HM) | Package | DE0018270 | As per HSA registered indication(s)
Cardiac | Heart rhythm device | Implantable cardioverter defibrillator (ICD) | Single chamber implantable cardioverter defibrillator | Biotronik | Rivacor 5 VRT DX ProMRI | 429564 | Package | DE0504064 | As per HSA registered indication(s)
Cardiac | Heart rhythm device | Implantable cardioverter defibrillator (ICD) | Single chamber implantable cardioverter defibrillator | Biotronik | Rivacor 5 VRT ProMRI | 429565 | Package | DE0504064 | As per HSA registered indication(s)
Cardiac | Heart rhythm device | Implantable cardioverter defibrillator (ICD) | Single chamber implantable cardioverter defibrillator | Biotronik | Rivacor 3 VRT ProMRI | 429574 | Package | DE0504064 | As per HSA registered indication(s)
Cardiac | Heart rhythm device | Implantable cardioverter defibrillator (ICD) | Single chamber implantable cardioverter defibrillator | Biotronik | Intica Neo 5 VRT ProMRI (DF1) | 429570 | Package | DE0504550 | As per HSA registered indication(s)
Cardiac | Heart rhythm device | Implantable cardioverter defibrillator (ICD) | Single chamber implantable cardioverter defibrillator | Biotronik | Intica Neo 5 VRT DX ProMRI (DF1) | 429569 | Package | DE0504550 | As per HSA registered indication(s)
Cardiac | Heart rhythm device | Implantable cardioverter defibrillator (ICD) | Single chamber implantable cardioverter defibrillator | Biotronik | Rivacor 5 VRT DX ProMRI | 429564H | Package | DE0504064 | As per HSA registered indication(s)
Cardiac | Heart rhythm device | Implantable cardioverter defibrillator (ICD) | Single chamber implantable cardioverter defibrillator | Biotronik | Rivacor 5 VRT ProMRI | 429565H | Package | DE0504064 | As per HSA registered indication(s)
Cardiac | Heart rhythm device | Implantable cardioverter defibrillator (ICD) | Single chamber implantable cardioverter defibrillator | Biotronik | Rivacor 3 VRT ProMRI | 429574H | Package | DE0504064 | As per HSA registered indication(s)
Cardiac | Heart rhythm device | Implantable cardioverter defibrillator (ICD) | Single chamber implantable cardioverter defibrillator | Biotronik | Intica Neo 5 VRT ProMRI (DF1) | 429570H | Package | DE0504550 | As per HSA registered indication(s)
Cardiac | Heart rhythm device | Implantable cardioverter defibrillator (ICD) | Single chamber implantable cardioverter defibrillator | Biotronik | Intica Neo 5 VRT DX ProMRI (DF1) | 429569H | Package | DE0504550 | As per HSA registered indication(s)
Cardiac | Heart rhythm device | Implantable cardioverter defibrillator (ICD) | Single chamber implantable cardioverter defibrillator | Boston Scientific | MOMENTUM EL VR D120 | D120 | Package | DE0500639 | As per HSA registered indication(s)
Cardiac | Heart rhythm device | Implantable cardioverter defibrillator (ICD) | Single chamber implantable cardioverter defibrillator | Boston Scientific | VIGILANT EL VR MRI D232 | D232 | Package | DE0500636 | As per HSA registered indication(s)
Cardiac | Heart rhythm device | Implantable cardioverter defibrillator (ICD) | Single chamber implantable cardioverter defibrillator | Boston Scientific | MOMENTUM EL VR D120 | BUN53D120LAT | Package | DE0500639 | As per HSA registered indication(s)
Cardiac | Heart rhythm device | Implantable cardioverter defibrillator (ICD) | Single chamber implantable cardioverter defibrillator | Boston Scientific | VIGILANT EL VR MRI D232 | BUN53D232LAT | Package | DE0500636 | As per HSA registered indication(s)
Cardiac | Heart rhythm device | Implantable cardioverter defibrillator (ICD) | Single chamber implantable cardioverter defibrillator | Boston Scientific | CHARISMA EL VR MRI D332 | BUN53D332LAT | Package | DE0500637 | As per HSA registered indication(s)
Cardiac | Heart rhythm device | Implantable cardioverter defibrillator (ICD) | Single chamber implantable cardioverter defibrillator | Boston Scientific | CHARISMA EL VR MRI D332 | D332 | Package | DE0500637 | As per HSA registered indication(s)
Cardiac | Heart rhythm device | Implantable cardioverter defibrillator (ICD) | Single chamber implantable cardioverter defibrillator | Medtronic | Primo VR MRI | DVMD3D1NCL | Package | DE0501961 | As per HSA registered indication(s)
Cardiac | Heart rhythm device | Implantable cardioverter defibrillator (ICD) | Single chamber implantable cardioverter defibrillator | Medtronic | Primo VR MRI | DVMD3D4NCL | Package | DE0501961 | As per HSA registered indication(s)
Cardiac | Heart rhythm device | Implantable cardioverter defibrillator (ICD) | Single chamber implantable cardioverter defibrillator | Medtronic | Evera S VR MRI | DVMC3D1 | Package | DE0017069 | As per HSA registered indication(s)
Cardiac | Heart rhythm device | Implantable cardioverter defibrillator (ICD) | Single chamber implantable cardioverter defibrillator | Medtronic | Evera S VR MRI | DVMC3D4 | Package | DE0017069 | As per HSA registered indication(s)
Cardiac | Heart rhythm device | Implantable cardioverter defibrillator (ICD) | Single chamber implantable cardioverter defibrillator | Medtronic | Crome VR MRI | DVPC3D4 | Package | DE0505703 | As per HSA registered indication(s)
Cardiac | Heart rhythm device | Implantable cardioverter defibrillator (ICD) | Single chamber implantable cardioverter defibrillator | Medtronic | Crome VR MRI | DVPC3D1 | Package | DE0505703 | As per HSA registered indication(s)
Cardiac | Heart rhythm device | Implantable cardioverter defibrillator (ICD) | Subcutaneous implantable cardioverter defibrillator | Boston Scientific | EMBLEM MRI S-ICD SYSTEM A219 | A219 | Package | DE0018809 | Subcutaneous ICD implantation can be considered for patients meeting the criteria for an ICD who have inadequate vascular access or are at high risk for infection; and in whom pacing is not needed or anticipated for bradycardia, VT termination, or as part of CRT.
Cardiac | Heart rhythm device | Implantable cardioverter defibrillator (ICD) | Subcutaneous implantable cardioverter defibrillator | Boston Scientific | EMBLEM MRI S-ICD SYSTEM A219 | BUN53A219LAT | Package | DE0018809 | Subcutaneous ICD implantation can be considered for patients meeting the criteria for an ICD who have inadequate vascular access or are at high risk for infection; and in whom pacing is not needed or anticipated for bradycardia, VT termination, or as part of CRT.
Cardiac | Heart rhythm device | Infection control | Antibacterial envelope | Medtronic | Tyrx with Medtronic Devices (Medium) | CMRM6122INT | Standalone | DE0019441 | Patients deemed to be at high risk of CIED-related infections based on: - patient-related risk factors such as end-stage renal disease, corticosteroid use, renal failure, history of device infection, COPD, higher than NYHA class II HF, malignancy, diabetes mellitus, fever prior to implantation, skin disorders, heparin bridging, and oral anticoagulants; - procedure-related risk factors such as device replacement or revision or upgrade, generator replacement, lead repositioning; or - device-related risk factors such as ICD, CRT-D, epicardial leads, abdominal pocket, more than or equal to 2 leads. Patients receiving permanent pacemaker and CRT-P should not receive subsidy for antibacterial envelope unless they have other high-risk factors for CIED infection.
Cardiac | Heart rhythm device | Infection control | Antibacterial envelope | Medtronic | Tyrx with Medtronic Devices (Large) | CMRM6133INT | Standalone | DE0019441 | Patients deemed to be at high risk of CIED-related infections based on: - patient-related risk factors such as end-stage renal disease, corticosteroid use, renal failure, history of device infection, COPD, higher than NYHA class II HF, malignancy, diabetes mellitus, fever prior to implantation, skin disorders, heparin bridging, and oral anticoagulants; - procedure-related risk factors such as device replacement or revision or upgrade, generator replacement, lead repositioning; or - device-related risk factors such as ICD, CRT-D, epicardial leads, abdominal pocket, more than or equal to 2 leads. Patients receiving permanent pacemaker and CRT-P should not receive subsidy for antibacterial envelope unless they have other high-risk factors for CIED infection.
Cardiac | Heart rhythm device | Pacemaker | Dual chamber pacemaker | Abbott | Assurity MRI DR (Standard) | PM2272 | Package | DE0503095 | As per HSA registered indication(s)
Cardiac | Heart rhythm device | Pacemaker | Dual chamber pacemaker | Abbott | Endurity MRI DR (Standard) | PM2172 | Package | DE0503094 | As per HSA registered indication(s)
Cardiac | Heart rhythm device | Pacemaker | Dual chamber pacemaker | Abbott | Endurity MRI DR (HBP) | PM2172(HBP) | Package | DE0503094 | As per HSA registered indication(s)
Cardiac | Heart rhythm device | Pacemaker | Dual chamber pacemaker | Abbott | Endurity MRI DR (LV lead) | PM2172(LV) | Package | DE0503094 | As per HSA registered indication(s)
Cardiac | Heart rhythm device | Pacemaker | Dual chamber pacemaker | Abbott | Assurity MRI DR (Standard) | PM2272(HM) | Package | DE0503095 | As per HSA registered indication(s)
Cardiac | Heart rhythm device | Pacemaker | Dual chamber pacemaker | Abbott | Endurity MRI DR (Standard) | PM2172(HM) | Package | DE0503094 | As per HSA registered indication(s)
Cardiac | Heart rhythm device | Pacemaker | Dual chamber pacemaker | Abbott | Endurity MRI DR (HBP) | PM2172(HBPHM) | Package | DE0503094 | As per HSA registered indication(s)
Cardiac | Heart rhythm device | Pacemaker | Dual chamber pacemaker | Abbott | Endurity MRI DR (LV lead) | PM2172(LVHM) | Package | DE0503094 | As per HSA registered indication(s)
Cardiac | Heart rhythm device | Pacemaker | Dual chamber pacemaker | Biotronik | Evity 8 DRT ProMRI | 407146 | Package | DE0501613 | As per HSA registered indication(s)
Cardiac | Heart rhythm device | Pacemaker | Dual chamber pacemaker | Biotronik | Evity 6 DRT ProMRI | 407149 | Package | DE0501613 | As per HSA registered indication(s)
Cardiac | Heart rhythm device | Pacemaker | Dual chamber pacemaker | Biotronik | Evity 6 DRT ProMRI with HBP | 407149C | Package | DE0501613 | As per HSA registered indication(s)
Cardiac | Heart rhythm device | Pacemaker | Dual chamber pacemaker | Biotronik | Evity 8 DRT ProMRI with HBP | 407146C | Package | DE0501613 | As per HSA registered indication(s)
Cardiac | Heart rhythm device | Pacemaker | Dual chamber pacemaker | Biotronik | Evity 8 DRT ProMRI | 407146H | Package | DE0501613 | As per HSA registered indication(s)
Cardiac | Heart rhythm device | Pacemaker | Dual chamber pacemaker | Biotronik | Evity 6 DRT ProMRI | 407149H | Package | DE0501613 | As per HSA registered indication(s)
Cardiac | Heart rhythm device | Pacemaker | Dual chamber pacemaker | Biotronik | Evity 6 DRT ProMRI with HBP | 407149CH | Package | DE0501613 | As per HSA registered indication(s)
Cardiac | Heart rhythm device | Pacemaker | Dual chamber pacemaker | Biotronik | Evity 8 DRT ProMRI with HBP | 407146CH | Package | DE0501613 | As per HSA registered indication(s)
Cardiac | Heart rhythm device | Pacemaker | Dual chamber pacemaker | Boston Scientific | ESSENTIO EL MRI DR L131 | L131 | Package | DE0017511 | As per HSA registered indication(s)
Cardiac | Heart rhythm device | Pacemaker | Dual chamber pacemaker | Boston Scientific | ESSENTIO MRI DR L111 | L111 | Package | DE0017511 | As per HSA registered indication(s)
Cardiac | Heart rhythm device | Pacemaker | Dual chamber pacemaker | Boston Scientific | ESSENTIO EL MRI DR L131 | BUN51L131LAT | Package | DE0017511 | As per HSA registered indication(s)
Cardiac | Heart rhythm device | Pacemaker | Dual chamber pacemaker | Boston Scientific | ESSENTIO MRI DR L111 | BUN51L111LAT | Package | DE0017511 | As per HSA registered indication(s)
Cardiac | Heart rhythm device | Pacemaker | Dual chamber pacemaker | Cardiac Pacemakers | ESSENTIO | BUN51L111SSPC | Package | DE0017511 | As per HSA registered indication(s)
Cardiac | Heart rhythm device | Pacemaker | Dual chamber pacemaker | Cardiac Pacemakers | ESSENTIO | BUN51L111LATSSPC | Package | DE0017511 | As per HSA registered indication(s)
Cardiac | Heart rhythm device | Pacemaker | Dual chamber pacemaker | Cardiac Pacemakers | ESSENTIO MRI DR L131 + SSPC | BUN51L131SSPC | Package | DE0017511 | As per HSA registered indication(s)
Cardiac | Heart rhythm device | Pacemaker | Dual chamber pacemaker | Cardiac Pacemakers | ESSENTIO MRI DR L131 + SSPC | BUN51L131LATSSPC | Package | DE0017511 | As per HSA registered indication(s)
Cardiac | Heart rhythm device | Pacemaker | Dual chamber pacemaker | Medtronic | Azure S DR MRI | W3DR01 | Package | DE0502944 | As per HSA registered indication(s)
Cardiac | Heart rhythm device | Pacemaker | Dual chamber pacemaker | Medtronic | Attesta DR L MRI | ATDRL1 | Package | DE0501046 | As per HSA registered indication(s)
Cardiac | Heart rhythm device | Pacemaker | Single chamber leadless pacemaker | Medtronic | Micra TPS | MC1VR01 | Package | DE0019240 | - Leadless pacing should be considered in patients with a clear indication for bradycardia pacing or cardiac resynchronisation, and could be a reasonable option for patients with intermittent symptomatic bradycardia due to sick sinus syndrome since it can remove the need for atrial pacing lead; - Patient should have a clear and explicit reason such as prior CIED-related infections or poor vascular access documented for choice of single chamber leadless pacemaker over conventional transvenous pacemakers; and - Single chamber leadless pacemaker should not be used in patients who are contraindicated for leadless pacing, such as patient habitus and venous abnormalities likely to result in difficulties or complications from large sheaths required for device delivery.
Cardiac | Heart rhythm device | Pacemaker | Single chamber pacemaker | Abbott | Assurity MRI SR (Standard) | PM1272 | Package | DE0503095 | As per HSA registered indication(s)
Cardiac | Heart rhythm device | Pacemaker | Single chamber pacemaker | Abbott | Endurity MRI SR (Standard) | PM1172 | Package | DE0503094 | As per HSA registered indication(s)
Cardiac | Heart rhythm device | Pacemaker | Single chamber pacemaker | Abbott | Assurity MRI SR (HBP) | PM1272(HBP) | Package | DE0503095 | As per HSA registered indication(s)
Cardiac | Heart rhythm device | Pacemaker | Single chamber pacemaker | Abbott | Endurity MRI SR (HBP) | PM1172(HBP) | Package | DE0503094 | As per HSA registered indication(s)
Cardiac | Heart rhythm device | Pacemaker | Single chamber pacemaker | Abbott | Assurity MRI SR (LV lead) | PM1272(LV) | Package | DE0503095 | As per HSA registered indication(s)
Cardiac | Heart rhythm device | Pacemaker | Single chamber pacemaker | Abbott | Endurity MRI SR (LV lead) | PM1172(LV) | Package | DE0503094 | As per HSA registered indication(s)
Cardiac | Heart rhythm device | Pacemaker | Single chamber pacemaker | Abbott | Assurity MRI SR (Standard) | PM1272(HM) | Package | DE0503095 | As per HSA registered indication(s)
Cardiac | Heart rhythm device | Pacemaker | Single chamber pacemaker | Abbott | Endurity MRI SR (Standard) | PM1172(HM) | Package | DE0503094 | As per HSA registered indication(s)
Cardiac | Heart rhythm device | Pacemaker | Single chamber pacemaker | Abbott | Assurity MRI SR (HBP) | PM1272(HBPHM) | Package | DE0503095 | As per HSA registered indication(s)
Cardiac | Heart rhythm device | Pacemaker | Single chamber pacemaker | Abbott | Endurity MRI SR (HBP) | PM1172(HBPHM) | Package | DE0503094 | As per HSA registered indication(s)
Cardiac | Heart rhythm device | Pacemaker | Single chamber pacemaker | Abbott | Assurity MRI SR (LV lead) | PM1272(LVHM) | Package | DE0503095 | As per HSA registered indication(s)
Cardiac | Heart rhythm device | Pacemaker | Single chamber pacemaker | Abbott | Endurity MRI SR (LV lead) | PM1172(LVHM) | Package | DE0503094 | As per HSA registered indication(s)
Cardiac | Heart rhythm device | Pacemaker | Single chamber pacemaker | Biotronik | Evity 8 SRT ProMRI | 407158 | Package | DE0501613 | As per HSA registered indication(s)
Cardiac | Heart rhythm device | Pacemaker | Single chamber pacemaker | Biotronik | Evity 6 SRT ProMRI | 407161 | Package | DE0501613 | As per HSA registered indication(s)
Cardiac | Heart rhythm device | Pacemaker | Single chamber pacemaker | Biotronik | Evity 6 SRT ProMRI with HBP | 407161C | Package | DE0501613 | As per HSA registered indication(s)
Cardiac | Heart rhythm device | Pacemaker | Single chamber pacemaker | Biotronik | Evity 8 SRT ProMRI | 407158H | Package | DE0501613 | As per HSA registered indication(s)
Cardiac | Heart rhythm device | Pacemaker | Single chamber pacemaker | Biotronik | Evity 6 SRT ProMRI | 407161H | Package | DE0501613 | As per HSA registered indication(s)
Cardiac | Heart rhythm device | Pacemaker | Single chamber pacemaker | Biotronik | Evity 6 SRT ProMRI with HBP | 407161CH | Package | DE0501613 | As per HSA registered indication(s)
Cardiac | Heart rhythm device | Pacemaker | Single chamber pacemaker | Medtronic | Azure S SR MRI | W3SR01 | Package | DE0502944 | As per HSA registered indication(s)
Cardiac | Heart rhythm electrode | Heart rhythm electrode | Defibrillation lead | Abbott | Durata 7122 (DF1) | 7122 | Standalone | DE0502394, DE0013859 | As per HSA registered indication(s)
Cardiac | Heart rhythm electrode | Heart rhythm electrode | Defibrillation lead | Abbott | Durata 7120 (DF1) | 7120 | Standalone | DE0502394, DE0013859 | As per HSA registered indication(s)
Cardiac | Heart rhythm electrode | Heart rhythm electrode | Defibrillation lead | Abbott | Durata 7121 (DF1) | 7121 | Standalone | DE0502394, DE0013859 | As per HSA registered indication(s)
Cardiac | Heart rhythm electrode | Heart rhythm electrode | Defibrillation lead | Abbott | Optisure LDA210 (DF1) | LDA210 | Standalone | DE0502394, DE0013859 | As per HSA registered indication(s)
Cardiac | Heart rhythm electrode | Heart rhythm electrode | Defibrillation lead | Abbott | Durata 7122Q (DF4) | 7122Q | Standalone | DE0502394, DE0013858 | As per HSA registered indication(s)
Cardiac | Heart rhythm electrode | Heart rhythm electrode | Defibrillation lead | Abbott | Durata 7120Q (DF4) | 7120Q | Standalone | DE0502394, DE0013858 | As per HSA registered indication(s)
Cardiac | Heart rhythm electrode | Heart rhythm electrode | Defibrillation lead | Abbott | Durata 7121Q (DF4) | 7121Q | Standalone | DE0502394, DE0013858 | As per HSA registered indication(s)
Cardiac | Heart rhythm electrode | Heart rhythm electrode | Defibrillation lead | Abbott | Optisure LDA210Q (DF4) | LDA210Q | Standalone | DE0502394, DE0013858 | As per HSA registered indication(s)
Cardiac | Heart rhythm electrode | Heart rhythm electrode | Defibrillation lead | Abbott | ICD lead replacement DF1 | ICDDF1set | Package | DE0502394, DE0013859 | As per HSA registered indication(s)
Cardiac | Heart rhythm electrode | Heart rhythm electrode | Defibrillation lead | Abbott | ICD lead replacement DF4 | ICDDF4set | Package | DE0502394, DE0013858 | As per HSA registered indication(s)
Cardiac | Heart rhythm electrode | Heart rhythm electrode | Defibrillation lead | Biotronik | Plexa DF-4 ProMRI S 60 | 402265 | Standalone | DE0502789 | As per HSA registered indication(s)
Cardiac | Heart rhythm electrode | Heart rhythm electrode | Defibrillation lead | Biotronik | Plexa DF-4 ProMRI S 65 | 402266 | Standalone | DE0502789 | As per HSA registered indication(s)
Cardiac | Heart rhythm electrode | Heart rhythm electrode | Defibrillation lead | Biotronik | Plexa DF-4 ProMRI SD 65/16 | 402262 | Standalone | DE0502789 | As per HSA registered indication(s)
Cardiac | Heart rhythm electrode | Heart rhythm electrode | Defibrillation lead | Biotronik | Plexa DF-4 ProMRI SD 65/18 | 402263 | Standalone | DE0502789 | As per HSA registered indication(s)
Cardiac | Heart rhythm electrode | Heart rhythm electrode | Defibrillation lead | Biotronik | Plexa DF-4 ProMRI S DX 65/15 | 436909 | Standalone | DE0502789 | As per HSA registered indication(s)
Cardiac | Heart rhythm electrode | Heart rhythm electrode | Defibrillation lead | Biotronik | Plexa DF-4 ProMRI S DX 65/17 | 436910 | Standalone | DE0502789 | As per HSA registered indication(s)
Cardiac | Heart rhythm electrode | Heart rhythm electrode | Defibrillation lead | Biotronik | Plexa DF-1 ProMRI S 65 | 413997 | Standalone | DE0502789 | As per HSA registered indication(s)
Cardiac | Heart rhythm electrode | Heart rhythm electrode | Defibrillation lead | Biotronik | Plexa DF-1 ProMRI S SD 65/16 | 414000 | Standalone | DE0502789 | As per HSA registered indication(s)
Cardiac | Heart rhythm electrode | Heart rhythm electrode | Defibrillation lead | Biotronik | Plexa DF-1 ProMRI S DX 65/15 | 414005 | Standalone | DE0502789 | As per HSA registered indication(s)
Cardiac | Heart rhythm electrode | Heart rhythm electrode | Defibrillation lead | Biotronik | Plexa DF-1 ProMRI S DX 65/17 | 414006 | Standalone | DE0502789 | As per HSA registered indication(s)
Cardiac | Heart rhythm electrode | Heart rhythm electrode | Defibrillation lead | Biotronik | Plexa DF-4 ProMRI S 60 Lead Package | 402265L | Package | DE0502789 | As per HSA registered indication(s)
Cardiac | Heart rhythm electrode | Heart rhythm electrode | Defibrillation lead | Biotronik | Plexa DF-4 ProMRI S 65 Lead Package | 402266L | Package | DE0502789 | As per HSA registered indication(s)
Cardiac | Heart rhythm electrode | Heart rhythm electrode | Defibrillation lead | Biotronik | Plexa DF-4 ProMRI SD 65/16 Lead Package | 402262L | Package | DE0502789 | As per HSA registered indication(s)
Cardiac | Heart rhythm electrode | Heart rhythm electrode | Defibrillation lead | Biotronik | Plexa DF-4 ProMRI SD 65/18 Lead Package | 402263L | Package | DE0502789 | As per HSA registered indication(s)
Cardiac | Heart rhythm electrode | Heart rhythm electrode | Defibrillation lead | Biotronik | Plexa DF-4 ProMRI S DX 65/15 Lead Package | 436909L | Package | DE0502789 | As per HSA registered indication(s)
Cardiac | Heart rhythm electrode | Heart rhythm electrode | Defibrillation lead | Biotronik | Plexa DF-4 ProMRI S DX 65/17 Lead Package | 436910L | Package | DE0502789 | As per HSA registered indication(s)
Cardiac | Heart rhythm electrode | Heart rhythm electrode | Defibrillation lead | Biotronik | Plexa DF-1 ProMRI S 65 Lead Package | 413997L | Package | DE0502789 | As per HSA registered indication(s)
Cardiac | Heart rhythm electrode | Heart rhythm electrode | Defibrillation lead | Biotronik | Plexa DF-1 ProMRI S SD 65/16 Lead Package | 414000L | Package | DE0502789 | As per HSA registered indication(s)
Cardiac | Heart rhythm electrode | Heart rhythm electrode | Defibrillation lead | Biotronik | Plexa DF-1 ProMRI S DX 65/15 Lead Package | 414005L | Package | DE0502789 | As per HSA registered indication(s)
Cardiac | Heart rhythm electrode | Heart rhythm electrode | Defibrillation lead | Biotronik | Plexa DF-1 ProMRI S DX 65/17 Lead Package | 414006L | Package | DE0502789 | As per HSA registered indication(s)
Cardiac | Heart rhythm electrode | Heart rhythm electrode | Defibrillation lead | Biotronik | Plexa DF-4 ProMRI SD 60/16 Lead Package | 402261L | Package | DE0502789 | As per HSA registered indication(s)
Cardiac | Heart rhythm electrode | Heart rhythm electrode | Defibrillation lead | Biotronik | Plexa DF-4 ProMRI SD 60/16 | 402261 | Standalone | DE0502789 | As per HSA registered indication(s)
Cardiac | Heart rhythm electrode | Heart rhythm electrode | Defibrillation lead | Boston Scientific | RELIANCE 4-FRONT WITH SILICONE IN-FILL 59CM/64CM | 0652 | Standalone | DE0016685 | As per HSA registered indication(s)
Cardiac | Heart rhythm electrode | Heart rhythm electrode | Defibrillation lead | Boston Scientific | RELIANCE 4-FRONT WITH SILICONE IN-FILL 59CM/64CM | 0653 | Standalone | DE0016685 | As per HSA registered indication(s)
Cardiac | Heart rhythm electrode | Heart rhythm electrode | Defibrillation lead | Boston Scientific | RELIANCE 4-FRONT WITH SILICONE IN-FILL 59CM/64CM | 0657 | Standalone | DE0016685 | As per HSA registered indication(s)
Cardiac | Heart rhythm electrode | Heart rhythm electrode | Defibrillation lead | Boston Scientific | RELIANCE 4-FRONT WITH SILICONE IN-FILL 59CM/64CM | 0658 | Standalone | DE0016685 | As per HSA registered indication(s)
Cardiac | Heart rhythm electrode | Heart rhythm electrode | Defibrillation lead | Boston Scientific | RELIANCE 4-FRONT WITH SILICONE IN-FILL 59CM/64CM | 0672 | Standalone | DE0016685 | As per HSA registered indication(s)
Cardiac | Heart rhythm electrode | Heart rhythm electrode | Defibrillation lead | Boston Scientific | RELIANCE 4-FRONT WITH SILICONE IN-FILL 59CM/64CM | 0673 | Standalone | DE0016685 | As per HSA registered indication(s)
Cardiac | Heart rhythm electrode | Heart rhythm electrode | Defibrillation lead | Boston Scientific | RELIANCE 4-FRONT WITH SILICONE IN-FILL 59CM/64CM | 0675 | Standalone | DE0016685 | As per HSA registered indication(s)
Cardiac | Heart rhythm electrode | Heart rhythm electrode | Defibrillation lead | Boston Scientific | RELIANCE 4-FRONT WITH SILICONE IN-FILL 59CM/64CM | 0676 | Standalone | DE0016685 | As per HSA registered indication(s)
Cardiac | Heart rhythm electrode | Heart rhythm electrode | Defibrillation lead | Boston Scientific | RELIANCE 4-FRONT WITH SILICONE IN-FILL 59CM/64CM | 0692 | Standalone | DE0016685 | As per HSA registered indication(s)
Cardiac | Heart rhythm electrode | Heart rhythm electrode | Defibrillation lead | Boston Scientific | RELIANCE 4-FRONT WITH SILICONE IN-FILL 59CM/64CM | 0693 | Standalone | DE0016685 | As per HSA registered indication(s)
Cardiac | Heart rhythm electrode | Heart rhythm electrode | Defibrillation lead | Boston Scientific | RELIANCE 4-FRONT WITH SILICONE IN-FILL 59CM/64CM | 0695 | Standalone | DE0016685 | As per HSA registered indication(s)
Cardiac | Heart rhythm electrode | Heart rhythm electrode | Defibrillation lead | Boston Scientific | RELIANCE 4-FRONT WITH SILICONE IN-FILL 59CM/64CM | 0696 | Standalone | DE0016685 | As per HSA registered indication(s)
Cardiac | Heart rhythm electrode | Heart rhythm electrode | Defibrillation lead | Boston Scientific | ENDOTAK RELIANCE DF4 / S / G / SG 59CM/64CM | 0275 | Standalone | DE0013916 | As per HSA registered indication(s)
Cardiac | Heart rhythm electrode | Heart rhythm electrode | Defibrillation lead | Boston Scientific | ENDOTAK RELIANCE DF4 / S / G / SG 59CM/64CM | 0276 | Standalone | DE0013916 | As per HSA registered indication(s)
Cardiac | Heart rhythm electrode | Heart rhythm electrode | Defibrillation lead | Boston Scientific | ENDOTAK RELIANCE DF4 / S / G / SG 59CM/64CM | 0272 | Standalone | DE0013916 | As per HSA registered indication(s)
Cardiac | Heart rhythm electrode | Heart rhythm electrode | Defibrillation lead | Boston Scientific | ENDOTAK RELIANCE DF4 / S / G / SG 59CM/64CM | 0273 | Standalone | DE0013916 | As per HSA registered indication(s)
Cardiac | Heart rhythm electrode | Heart rhythm electrode | Defibrillation lead | Boston Scientific | ENDOTAK RELIANCE DF4 / S / G / SG 59CM/64CM | 0295 | Standalone | DE0013916 | As per HSA registered indication(s)
Cardiac | Heart rhythm electrode | Heart rhythm electrode | Defibrillation lead | Boston Scientific | ENDOTAK RELIANCE DF4 / S / G / SG 59CM/64CM | 0296 | Standalone | DE0013916 | As per HSA registered indication(s)
Cardiac | Heart rhythm electrode | Heart rhythm electrode | Defibrillation lead | Boston Scientific | ENDOTAK RELIANCE DF4 / S / G / SG 59CM/64CM | 0292 | Standalone | DE0013916 | As per HSA registered indication(s)
Cardiac | Heart rhythm electrode | Heart rhythm electrode | Defibrillation lead | Boston Scientific | ENDOTAK RELIANCE DF4 / S / G / SG 59CM/64CM | 0293 | Standalone | DE0013916 | As per HSA registered indication(s)
Cardiac | Heart rhythm electrode | Heart rhythm electrode | Defibrillation lead | Boston Scientific | ENDOTAK RELIANCE DF1 / S / G / SG 59CM/64CM | 0153 | Standalone | DE0001894 | As per HSA registered indication(s)
Cardiac | Heart rhythm electrode | Heart rhythm electrode | Defibrillation lead | Boston Scientific | ENDOTAK RELIANCE DF1 / S / G / SG 59CM/64CM | 0157 | Standalone | DE0001894 | As per HSA registered indication(s)
Cardiac | Heart rhythm electrode | Heart rhythm electrode | Defibrillation lead | Boston Scientific | ENDOTAK RELIANCE DF1 / S / G / SG 59CM/64CM | 0158 | Standalone | DE0001894 | As per HSA registered indication(s)
Cardiac | Heart rhythm electrode | Heart rhythm electrode | Defibrillation lead | Boston Scientific | ENDOTAK RELIANCE DF1 / S / G / SG 59CM/64CM | 0159 | Standalone | DE0001894 | As per HSA registered indication(s)
Cardiac | Heart rhythm electrode | Heart rhythm electrode | Defibrillation lead | Boston Scientific | ENDOTAK RELIANCE DF1 / S / G / SG 59CM/64CM | 0137 | Standalone | DE0001894 | As per HSA registered indication(s)
Cardiac | Heart rhythm electrode | Heart rhythm electrode | Defibrillation lead | Boston Scientific | ENDOTAK RELIANCE DF1 / S / G / SG 59CM/64CM | 0138 | Standalone | DE0001894 | As per HSA registered indication(s)
Cardiac | Heart rhythm electrode | Heart rhythm electrode | Defibrillation lead | Boston Scientific | ENDOTAK RELIANCE DF1 / S / G / SG 59CM/64CM | 0139 | Standalone | DE0001894 | As per HSA registered indication(s)
Cardiac | Heart rhythm electrode | Heart rhythm electrode | Defibrillation lead | Boston Scientific | ENDOTAK RELIANCE DF1 / S / G / SG 59CM/64CM | 0180 | Standalone | DE0001894 | As per HSA registered indication(s)
Cardiac | Heart rhythm electrode | Heart rhythm electrode | Defibrillation lead | Boston Scientific | ENDOTAK RELIANCE DF1 / S / G / SG 59CM/64CM | 0181 | Standalone | DE0001894 | As per HSA registered indication(s)
Cardiac | Heart rhythm electrode | Heart rhythm electrode | Defibrillation lead | Boston Scientific | ENDOTAK RELIANCE DF1 / S / G / SG 59CM/64CM | 0182 | Standalone | DE0001894 | As per HSA registered indication(s)
Cardiac | Heart rhythm electrode | Heart rhythm electrode | Defibrillation lead | Boston Scientific | ENDOTAK RELIANCE DF1 / S / G / SG 59CM/64CM | 0183 | Standalone | DE0001894 | As per HSA registered indication(s)
Cardiac | Heart rhythm electrode | Heart rhythm electrode | Defibrillation lead | Boston Scientific | ENDOTAK RELIANCE DF1 / S / G / SG 59CM/64CM | 0184 | Standalone | DE0001894 | As per HSA registered indication(s)
Cardiac | Heart rhythm electrode | Heart rhythm electrode | Defibrillation lead | Boston Scientific | ENDOTAK RELIANCE DF1 / S / G / SG 59CM/64CM | 0185 | Standalone | DE0001894 | As per HSA registered indication(s)
Cardiac | Heart rhythm electrode | Heart rhythm electrode | Defibrillation lead | Boston Scientific | ENDOTAK RELIANCE DF1 / S / G / SG 59CM/64CM | 0186 | Standalone | DE0001894 | As per HSA registered indication(s)
Cardiac | Heart rhythm electrode | Heart rhythm electrode | Defibrillation lead | Boston Scientific | ENDOTAK RELIANCE DF1 / S / G / SG 59CM/64CM | 0187 | Standalone | DE0001894 | As per HSA registered indication(s)
Cardiac | Heart rhythm electrode | Heart rhythm electrode | Defibrillation lead | Boston Scientific | ENDOTAK RELIANCE DF4 / S / G / SG 59CM/64CM (PACKAGE) | BUN53DACC1 | Package | DE0013916 | As per HSA registered indication(s)
Cardiac | Heart rhythm electrode | Heart rhythm electrode | Defibrillation lead | Boston Scientific | RELIANCE 4-FRONT WITH SILICONE IN-FILL 59CM/64CM (PACKAGE) | BUN53DACC2 | Package | DE0016685 | As per HSA registered indication(s)
Cardiac | Heart rhythm electrode | Heart rhythm electrode | Defibrillation lead | Boston Scientific | ENDOTAK RELIANCE DF1 / S / G / SG 59CM/64CM (PACKAGE) | BUN53DACC3 | Package | DE0001894 | As per HSA registered indication(s)
Cardiac | Heart rhythm electrode | Heart rhythm electrode | Defibrillation lead | Medtronic | ICD Lead package (insertion + testing) | 6947M55PAK | Package | DE0016388 | As per HSA registered indication(s)
Cardiac | Heart rhythm electrode | Heart rhythm electrode | Defibrillation lead | Medtronic | ICD Lead package (insertion + testing) | 6947M62PAK | Package | DE0016388 | As per HSA registered indication(s)
Cardiac | Heart rhythm electrode | Heart rhythm electrode | Defibrillation lead | Medtronic | ICD Lead package (insertion + testing) | 6947M72PAK | Package | DE0016388 | As per HSA registered indication(s)
Cardiac | Heart rhythm electrode | Heart rhythm electrode | Defibrillation lead | Medtronic | Dual coil ICD lead DF4 | 6947M55 | Standalone | DE0016388 | As per HSA registered indication(s)
Cardiac | Heart rhythm electrode | Heart rhythm electrode | Defibrillation lead | Medtronic | Dual coil ICD lead DF4 | 6947M62 | Standalone | DE0016388 | As per HSA registered indication(s)
Cardiac | Heart rhythm electrode | Heart rhythm electrode | Defibrillation lead | Medtronic | Dual coil ICD lead DF4 | 6947M72 | Standalone | DE0016388 | As per HSA registered indication(s)
Cardiac | Heart rhythm electrode | Heart rhythm electrode | Defibrillation lead | Medtronic | Dual coil ICD lead DF4 | 6947M97 | Standalone | DE0016388 | As per HSA registered indication(s)
Cardiac | Heart rhythm electrode | Heart rhythm electrode | Defibrillation lead | Medtronic | Dual coil ICD lead DF1 | 694758 | Standalone | DE0010853 | As per HSA registered indication(s)
Cardiac | Heart rhythm electrode | Heart rhythm electrode | Defibrillation lead | Medtronic | Dual coil ICD lead DF1 | 694765 | Standalone | DE0010853 | As per HSA registered indication(s)
Cardiac | Heart rhythm electrode | Heart rhythm electrode | Defibrillation lead | Medtronic | Single coil ICD lead DF4 | 6935M55 | Standalone | DE0016389 | As per HSA registered indication(s)
Cardiac | Heart rhythm electrode | Heart rhythm electrode | Defibrillation lead | Medtronic | Single coil ICD lead DF4 | 6935M62 | Standalone | DE0016389 | As per HSA registered indication(s)
Cardiac | Heart rhythm electrode | Heart rhythm electrode | Defibrillation lead | Medtronic | Single coil ICD lead DF4 | 6935M72 | Standalone | DE0016389 | As per HSA registered indication(s)
Cardiac | Heart rhythm electrode | Heart rhythm electrode | Defibrillation lead | Medtronic | Single coil ICD lead DF4 | 6935M97 | Standalone | DE0016389 | As per HSA registered indication(s)
Cardiac | Heart rhythm electrode | Heart rhythm electrode | Defibrillation lead | Medtronic | Single coil ICD lead DF1 | 693558 | Standalone | DE0011501 | As per HSA registered indication(s)
Cardiac | Heart rhythm electrode | Heart rhythm electrode | Defibrillation lead | Medtronic | Single coil ICD lead DF1 | 693565 | Standalone | DE0011501 | As per HSA registered indication(s)
Cardiac | Heart rhythm electrode | Heart rhythm electrode | Defibrillation lead | Medtronic | Single coil ICD lead DF1 | 6935100 | Standalone | DE0011501 | As per HSA registered indication(s)
Cardiac | Heart rhythm electrode | Heart rhythm electrode | Defibrillation lead | Medtronic | ICD Lead package (insertion + testing) | 6947M97PAK | Package | DE0016388 | As per HSA registered indication(s)
Cardiac | Heart rhythm electrode | Heart rhythm electrode | Defibrillation lead | Medtronic | ICD Lead package (insertion + testing) | 694758PAK | Package | DE0010853 | As per HSA registered indication(s)
Cardiac | Heart rhythm electrode | Heart rhythm electrode | Defibrillation lead | Medtronic | ICD Lead package (insertion + testing) | 694765PAK | Package | DE0010853 | As per HSA registered indication(s)
Cardiac | Heart rhythm electrode | Heart rhythm electrode | Defibrillation lead | Medtronic | ICD Lead package (insertion + testing) | 6935M62PAK | Package | DE0016389 | As per HSA registered indication(s)
Cardiac | Heart rhythm electrode | Heart rhythm electrode | Defibrillation lead | Medtronic | ICD Lead package (insertion + testing) | 6935M72PAK | Package | DE0016389 | As per HSA registered indication(s)
Cardiac | Heart rhythm electrode | Heart rhythm electrode | Defibrillation lead | Medtronic | ICD Lead package (insertion + testing) | 6935M97PAK | Package | DE0016389 | As per HSA registered indication(s)
Cardiac | Heart rhythm electrode | Heart rhythm electrode | Defibrillation lead | Medtronic | ICD Lead package (insertion + testing) | 693558PAK | Package | DE0011501 | As per HSA registered indication(s)
Cardiac | Heart rhythm electrode | Heart rhythm electrode | Defibrillation lead | Medtronic | ICD Lead package (insertion + testing) | 693565PAK | Package | DE0011501 | As per HSA registered indication(s)
Cardiac | Heart rhythm electrode | Heart rhythm electrode | Defibrillation lead | Medtronic | ICD Lead package (insertion + testing) | 6935100PAK | Package | DE0011501 | As per HSA registered indication(s)
Cardiac | Heart rhythm electrode | Heart rhythm electrode | Epicardial patch | Medtronic | Epicardial Patch | 6721M-50 | Standalone | DE0012816 | As per HSA registered indication(s)
Cardiac | Heart rhythm electrode | Heart rhythm electrode | Epicardial patch | Medtronic | Epicardial Patch | 6721L-50 | Standalone | DE0012816 | As per HSA registered indication(s)
Cardiac | Heart rhythm electrode | Heart rhythm electrode | Left-heart lead and His-bundle pacing lead | Abbott | Tendril STS 2088TC + Agilis Hispro | 2088TC +DS3H010-38 | Standalone | DE0004899 | As per HSA registered indication(s)
Cardiac | Heart rhythm electrode | Heart rhythm electrode | Left-heart lead and His-bundle pacing lead | Abbott | Quickflex u 1258T | 1258T | Standalone | DE0014679 | As per HSA registered indication(s)
Cardiac | Heart rhythm electrode | Heart rhythm electrode | Left-heart lead and His-bundle pacing lead | Abbott | Quartet 1458Q | 1458Q | Standalone | DE0013857 | As per HSA registered indication(s)
Cardiac | Heart rhythm electrode | Heart rhythm electrode | Left-heart lead and His-bundle pacing lead | Abbott | Quartet 1458QL | 1458QL | Standalone | DE0013857 | As per HSA registered indication(s)
Cardiac | Heart rhythm electrode | Heart rhythm electrode | Left-heart lead and His-bundle pacing lead | Abbott | Quartet 1456Q | 1456Q | Standalone | DE0013857 | As per HSA registered indication(s)
Cardiac | Heart rhythm electrode | Heart rhythm electrode | Left-heart lead and His-bundle pacing lead | Abbott | Quartet 1457Q | 1457Q | Standalone | DE0013857 | As per HSA registered indication(s)
Cardiac | Heart rhythm electrode | Heart rhythm electrode | Left-heart lead and His-bundle pacing lead | Abbott | HBP lead replacement | HBPset | Package | DE0004899 | As per HSA registered indication(s)
Cardiac | Heart rhythm electrode | Heart rhythm electrode | Left-heart lead and His-bundle pacing lead | Abbott | LV lead replacement (Bipolar) | LVIS1set | Package | DE0014679 | As per HSA registered indication(s)
Cardiac | Heart rhythm electrode | Heart rhythm electrode | Left-heart lead and His-bundle pacing lead | Abbott | LV lead replacement (Quadripolar) | LVSJ4set | Package | DE0013857 | As per HSA registered indication(s)
Cardiac | Heart rhythm electrode | Heart rhythm electrode | Left-heart lead and His-bundle pacing lead | Biotronik | Sentus ProMRI OTW BP L-95 (95 cm, 4.8F, Bipolar) | 398678 | Standalone | DE0500642 | As per HSA registered indication(s)
Cardiac | Heart rhythm electrode | Heart rhythm electrode | Left-heart lead and His-bundle pacing lead | Biotronik | Sentus ProMRI OTW BP S-95 (95 cm, 4.8F, Bipolar) | 401178 | Standalone | DE0500642 | As per HSA registered indication(s)
Cardiac | Heart rhythm electrode | Heart rhythm electrode | Left-heart lead and His-bundle pacing lead | Biotronik | Sentus ProMRI OTW QP L-95 (95 cm, 4.8F, Quadripolar) | 401184 | Standalone | DE0500642 | As per HSA registered indication(s)
Cardiac | Heart rhythm electrode | Heart rhythm electrode | Left-heart lead and His-bundle pacing lead | Biotronik | Sentus ProMRI OTW QP S-95 (95 cm, 4.8F, Quadripolar) | 401181 | Standalone | DE0500642 | As per HSA registered indication(s)
Cardiac | Heart rhythm electrode | Heart rhythm electrode | Left-heart lead and His-bundle pacing lead | Biotronik | Sentus ProMRI OTW QP S - 95/49 | 406083 | Standalone | DE0500642 | As per HSA registered indication(s)
Cardiac | Heart rhythm electrode | Heart rhythm electrode | Left-heart lead and His-bundle pacing lead | Biotronik | Sentus ProMRI OTW QP L- 95/49 | 408720 | Standalone | DE0500642 | As per HSA registered indication(s)
Cardiac | Heart rhythm electrode | Heart rhythm electrode | Left-heart lead and His-bundle pacing lead | Biotronik | Solia S45 His Bundle Pacing Lead Package | 377176C | Package | DE0013356 | As per HSA registered indication(s)
Cardiac | Heart rhythm electrode | Heart rhythm electrode | Left-heart lead and His-bundle pacing lead | Biotronik | Solia S 53 His Bundle Pacing Lead Package | 377177C | Package | DE0013356 | As per HSA registered indication(s)
Cardiac | Heart rhythm electrode | Heart rhythm electrode | Left-heart lead and His-bundle pacing lead | Biotronik | Solia S 60 His Bundle Pacing Lead Package | 377179C | Package | DE0013356 | As per HSA registered indication(s)
Cardiac | Heart rhythm electrode | Heart rhythm electrode | Left-heart lead and His-bundle pacing lead | Biotronik | Sentus ProMRI OTW BP L-95 Lead Package | 398678L | Package | DE0500642 | As per HSA registered indication(s)
Cardiac | Heart rhythm electrode | Heart rhythm electrode | Left-heart lead and His-bundle pacing lead | Biotronik | Sentus ProMRI OTW BP S-95 Lead Package | 401178L | Package | DE0500642 | As per HSA registered indication(s)
Cardiac | Heart rhythm electrode | Heart rhythm electrode | Left-heart lead and His-bundle pacing lead | Biotronik | Sentus ProMRI OTW QP L-95 Lead Package | 401184L | Package | DE0500642 | As per HSA registered indication(s)
Cardiac | Heart rhythm electrode | Heart rhythm electrode | Left-heart lead and His-bundle pacing lead | Biotronik | Sentus ProMRI OTW QP S-95 Lead Package | 401181L | Package | DE0500642 | As per HSA registered indication(s)
Cardiac | Heart rhythm electrode | Heart rhythm electrode | Left-heart lead and His-bundle pacing lead | Biotronik | Sentus ProMRI OTW QP S - 95/49 Lead Package | 406083L | Package | DE0500642 | As per HSA registered indication(s)
Cardiac | Heart rhythm electrode | Heart rhythm electrode | Left-heart lead and His-bundle pacing lead | Biotronik | Sentus ProMRI OTW QP L- 95/49 Lead Package | 408720L | Package | DE0500642 | As per HSA registered indication(s)
Cardiac | Heart rhythm electrode | Heart rhythm electrode | Left-heart lead and His-bundle pacing lead | Boston Scientific | ACUITY X4 QUADRIPOLAR 86CM/95CM | 4671 | Standalone | DE0016913 | As per HSA registered indication(s)
Cardiac | Heart rhythm electrode | Heart rhythm electrode | Left-heart lead and His-bundle pacing lead | Boston Scientific | ACUITY X4 QUADRIPOLAR 86CM/95CM | 4672 | Standalone | DE0016913 | As per HSA registered indication(s)
Cardiac | Heart rhythm electrode | Heart rhythm electrode | Left-heart lead and His-bundle pacing lead | Boston Scientific | ACUITY X4 QUADRIPOLAR 86CM/95CM | 4674 | Standalone | DE0016913 | As per HSA registered indication(s)
Cardiac | Heart rhythm electrode | Heart rhythm electrode | Left-heart lead and His-bundle pacing lead | Boston Scientific | ACUITY X4 QUADRIPOLAR 86CM/95CM | 4675 | Standalone | DE0016913 | As per HSA registered indication(s)
Cardiac | Heart rhythm electrode | Heart rhythm electrode | Left-heart lead and His-bundle pacing lead | Boston Scientific | ACUITY X4 QUADRIPOLAR 86CM/95CM | 4677 | Standalone | DE0016913 | As per HSA registered indication(s)
Cardiac | Heart rhythm electrode | Heart rhythm electrode | Left-heart lead and His-bundle pacing lead | Boston Scientific | ACUITY X4 QUADRIPOLAR 86CM/95CM | 4678 | Standalone | DE0016913 | As per HSA registered indication(s)
Cardiac | Heart rhythm electrode | Heart rhythm electrode | Left-heart lead and His-bundle pacing lead | Boston Scientific | ACUITY X4 QUADRIPOLAR 86CM/95CM (PACKAGE) | BUN52UACC1 | Package | DE0016913 | As per HSA registered indication(s)
Cardiac | Heart rhythm electrode | Heart rhythm electrode | Left-heart lead and His-bundle pacing lead | CENTERPOINT SYSTEMS | SITE SELECTIVE PACING (PACKAGE) | BUN52UACC2 | Package | DE0507088 | As per HSA registered indication(s)
Cardiac | Heart rhythm electrode | Heart rhythm electrode | Left-heart lead and His-bundle pacing lead | Medtronic | LV Lead package (insertion + testing) | 429878PAK | Package | DE0016669 | As per HSA registered indication(s)
Cardiac | Heart rhythm electrode | Heart rhythm electrode | Left-heart lead and His-bundle pacing lead | Medtronic | LV Lead package (insertion + testing) | 429888PAK | Package | DE0016669 | As per HSA registered indication(s)
Cardiac | Heart rhythm electrode | Heart rhythm electrode | Left-heart lead and His-bundle pacing lead | Medtronic | LV Lead package (insertion + testing) | 439878PAK | Package | DE0016669 | As per HSA registered indication(s)
Cardiac | Heart rhythm electrode | Heart rhythm electrode | Left-heart lead and His-bundle pacing lead | Medtronic | 5Fr Quardpolar LV lead (canted) | 429878 | Standalone | DE0016669 | As per HSA registered indication(s)
Cardiac | Heart rhythm electrode | Heart rhythm electrode | Left-heart lead and His-bundle pacing lead | Medtronic | 5Fr Quardpolar LV lead (canted) | 429888 | Standalone | DE0016669 | As per HSA registered indication(s)
Cardiac | Heart rhythm electrode | Heart rhythm electrode | Left-heart lead and His-bundle pacing lead | Medtronic | 5Fr Quardpolar LV lead (straight) | 439878 | Standalone | DE0016669 | As per HSA registered indication(s)
Cardiac | Heart rhythm electrode | Heart rhythm electrode | Left-heart lead and His-bundle pacing lead | Medtronic | 5Fr Quardpolar LV lead (straight) | 439888 | Standalone | DE0016669 | As per HSA registered indication(s)
Cardiac | Heart rhythm electrode | Heart rhythm electrode | Left-heart lead and His-bundle pacing lead | Medtronic | 5Fr Quardpolar LV lead (S-shaped) | 459878 | Standalone | DE0016669 | As per HSA registered indication(s)
Cardiac | Heart rhythm electrode | Heart rhythm electrode | Left-heart lead and His-bundle pacing lead | Medtronic | 5Fr Quardpolar LV lead (S-shaped) | 459888 | Standalone | DE0016669 | As per HSA registered indication(s)
Cardiac | Heart rhythm electrode | Heart rhythm electrode | Left-heart lead and His-bundle pacing lead | Medtronic | 5Fr Quardpolar LV lead (Active Fixation) | 479878 | Standalone | DE0502419 | As per HSA registered indication(s)
Cardiac | Heart rhythm electrode | Heart rhythm electrode | Left-heart lead and His-bundle pacing lead | Medtronic | 5Fr Quardpolar LV lead (Active Fixation) | 479888 | Standalone | DE0502419 | As per HSA registered indication(s)
Cardiac | Heart rhythm electrode | Heart rhythm electrode | Left-heart lead and His-bundle pacing lead | Medtronic | 4Fr Bipolar (Canted) | 419688 | Standalone | DE0011309 | As per HSA registered indication(s)
Cardiac | Heart rhythm electrode | Heart rhythm electrode | Left-heart lead and His-bundle pacing lead | Medtronic | 4Fr Bipolar (Straight) | 439688 | Standalone | DE0013353 | As per HSA registered indication(s)
Cardiac | Heart rhythm electrode | Heart rhythm electrode | Left-heart lead and His-bundle pacing lead | Medtronic | 5Fr Bipolar (Canted) | 429688 | Standalone | DE0013353 | As per HSA registered indication(s)
Cardiac | Heart rhythm electrode | Heart rhythm electrode | Left-heart lead and His-bundle pacing lead | Medtronic | LV Lead package (insertion + testing) | 439888PAK | Package | DE0016669 | As per HSA registered indication(s)
Cardiac | Heart rhythm electrode | Heart rhythm electrode | Left-heart lead and His-bundle pacing lead | Medtronic | LV Lead package (insertion + testing) | 459878PAK | Package | DE0016669 | As per HSA registered indication(s)
Cardiac | Heart rhythm electrode | Heart rhythm electrode | Left-heart lead and His-bundle pacing lead | Medtronic | LV Lead package (insertion + testing) | 459888PAK | Package | DE0016669 | As per HSA registered indication(s)
Cardiac | Heart rhythm electrode | Heart rhythm electrode | Left-heart lead and His-bundle pacing lead | Medtronic | LV Lead package (insertion + testing) | 479878pak | Package | DE0502419 | As per HSA registered indication(s)
Cardiac | Heart rhythm electrode | Heart rhythm electrode | Left-heart lead and His-bundle pacing lead | Medtronic | LV Lead package (insertion + testing) | 479888PAK | Package | DE0502419 | As per HSA registered indication(s)
Cardiac | Heart rhythm electrode | Heart rhythm electrode | Left-heart lead and His-bundle pacing lead | Medtronic | LV Lead package (insertion + testing) | 419688PAK | Package | DE0011309 | As per HSA registered indication(s)
Cardiac | Heart rhythm electrode | Heart rhythm electrode | Left-heart lead and His-bundle pacing lead | Medtronic | LV Lead package (insertion + testing) | 439688PAK | Package | DE0013353 | As per HSA registered indication(s)
Cardiac | Heart rhythm electrode | Heart rhythm electrode | Left-heart lead and His-bundle pacing lead | Medtronic | LV Lead package (insertion + testing) | 429688PAK | Package | DE0013353 | As per HSA registered indication(s)
Cardiac | Heart rhythm electrode | Heart rhythm electrode | Subcutaneous coil | Medtronic | SVC coil lead | 6937-35 | Standalone | DE0015962 | As per HSA registered indication(s)
Cardiac | Heart rhythm electrode | Heart rhythm electrode | Subcutaneous coil | Medtronic | SVC coil lead | 6937-58 | Standalone | DE0015962 | As per HSA registered indication(s)
Cardiac | Heart rhythm electrode | Heart rhythm electrode | Subcutaneous coil | Medtronic | SVC coil lead | 6937-110 | Standalone | DE0015962 | As per HSA registered indication(s)
Cardiac | Heart rhythm electrode | Heart rhythm electrode | Subcutaneous implantable cardioverter defibrillator lead | Boston Scientific | EMBLEM S-ICD ELECTRODE 45CM | 3501 | Standalone | DE0017708 | As per HSA registered indication(s)
Cardiac | Heart rhythm electrode | Heart rhythm electrode | Subcutaneous implantable cardioverter defibrillator lead | Boston Scientific | EMBLEM S-ICD ELECTRODE 45CM (PACKAGE) | BUN53DACC4 | Package | DE0017709 | As per HSA registered indication(s)
Cardiac | Heart rhythm electrode | Heart rhythm electrode | Transvenous or epicardial pacing lead | Abbott | Tendril SSTS 2088TC | 2088TC | Standalone | DE0004899, DE0013860 | As per HSA registered indication(s)
Cardiac | Heart rhythm electrode | Heart rhythm electrode | Transvenous or epicardial pacing lead | Abbott | Isoflex 1944 | 1944 | Standalone | DE0013860 | As per HSA registered indication(s)
Cardiac | Heart rhythm electrode | Heart rhythm electrode | Transvenous or epicardial pacing lead | Abbott | Isoflex 1948 | 1948 | Standalone | DE0013860 | As per HSA registered indication(s)
Cardiac | Heart rhythm electrode | Heart rhythm electrode | Transvenous or epicardial pacing lead | Abbott | Pacing lead replacement | PPMset | Package | DE0004899, DE0013860 | As per HSA registered indication(s)
Cardiac | Heart rhythm electrode | Heart rhythm electrode | Transvenous or epicardial pacing lead | Biotronik | Solia S 45 | 377176 | Standalone | DE0013356 | As per HSA registered indication(s)
Cardiac | Heart rhythm electrode | Heart rhythm electrode | Transvenous or epicardial pacing lead | Biotronik | Solia S 53 | 377177 | Standalone | DE0013356 | As per HSA registered indication(s)
Cardiac | Heart rhythm electrode | Heart rhythm electrode | Transvenous or epicardial pacing lead | Biotronik | Solia S 60 | 377179 | Standalone | DE0013356 | As per HSA registered indication(s)
Cardiac | Heart rhythm electrode | Heart rhythm electrode | Transvenous or epicardial pacing lead | Biotronik | Solia T 53 | 377180 | Standalone | DE0013356 | As per HSA registered indication(s)
Cardiac | Heart rhythm electrode | Heart rhythm electrode | Transvenous or epicardial pacing lead | Biotronik | Solia T 60 | 377181 | Standalone | DE0013356 | As per HSA registered indication(s)
Cardiac | Heart rhythm electrode | Heart rhythm electrode | Transvenous or epicardial pacing lead | Biotronik | Solia JT 45 | 399626 | Standalone | DE0013356 | As per HSA registered indication(s)
Cardiac | Heart rhythm electrode | Heart rhythm electrode | Transvenous or epicardial pacing lead | Biotronik | Solia JT 53 | 395134 | Standalone | DE0013356 | As per HSA registered indication(s)
Cardiac | Heart rhythm electrode | Heart rhythm electrode | Transvenous or epicardial pacing lead | Biotronik | Solia S 45 Lead Package | 377176L | Package | DE0013356 | As per HSA registered indication(s)
Cardiac | Heart rhythm electrode | Heart rhythm electrode | Transvenous or epicardial pacing lead | Biotronik | Solia S 53 Lead Package | 377177L | Package | DE0013356 | As per HSA registered indication(s)
Cardiac | Heart rhythm electrode | Heart rhythm electrode | Transvenous or epicardial pacing lead | Biotronik | Solia S 60 Lead Package | 377179L | Package | DE0013356 | As per HSA registered indication(s)
Cardiac | Heart rhythm electrode | Heart rhythm electrode | Transvenous or epicardial pacing lead | Biotronik | Solia T 53 Lead Package | 377180L | Package | DE0013356 | As per HSA registered indication(s)
Cardiac | Heart rhythm electrode | Heart rhythm electrode | Transvenous or epicardial pacing lead | Biotronik | Solia T 60 Lead Package | 377181L | Package | DE0013356 | As per HSA registered indication(s)
Cardiac | Heart rhythm electrode | Heart rhythm electrode | Transvenous or epicardial pacing lead | Biotronik | Solia JT 45 Lead Package | 399626L | Package | DE0013356 | As per HSA registered indication(s)
Cardiac | Heart rhythm electrode | Heart rhythm electrode | Transvenous or epicardial pacing lead | Biotronik | Solia JT 53 Lead Package | 395134L | Package | DE0013356 | As per HSA registered indication(s)
Cardiac | Heart rhythm electrode | Heart rhythm electrode | Transvenous or epicardial pacing lead | Boston Scientific | INGEVITY MRI IS1 ACTIVE FIXATION 45CM/52CM/59CM | 7740 | Standalone | DE0017172 | As per HSA registered indication(s)
Cardiac | Heart rhythm electrode | Heart rhythm electrode | Transvenous or epicardial pacing lead | Boston Scientific | INGEVITY MRI IS1 ACTIVE FIXATION 45CM/52CM/59CM | 7741 | Standalone | DE0017172 | As per HSA registered indication(s)
Cardiac | Heart rhythm electrode | Heart rhythm electrode | Transvenous or epicardial pacing lead | Boston Scientific | INGEVITY MRI IS1 ACTIVE FIXATION 45CM/52CM/59CM | 7742 | Standalone | DE0017172 | As per HSA registered indication(s)
Cardiac | Heart rhythm electrode | Heart rhythm electrode | Transvenous or epicardial pacing lead | Boston Scientific | INGEVITY MRI IS1 PASSIVE STRAIGHT 52CM/59CM | 7731 | Standalone | DE0017172 | As per HSA registered indication(s)
Cardiac | Heart rhythm electrode | Heart rhythm electrode | Transvenous or epicardial pacing lead | Boston Scientific | INGEVITY MRI IS1 PASSIVE STRAIGHT 52CM/59CM | 7732 | Standalone | DE0017172 | As per HSA registered indication(s)
Cardiac | Heart rhythm electrode | Heart rhythm electrode | Transvenous or epicardial pacing lead | Boston Scientific | INGEVITY MRI IS1 PASSIVE J 45CM/52CM | 7735 | Standalone | DE0017172 | As per HSA registered indication(s)
Cardiac | Heart rhythm electrode | Heart rhythm electrode | Transvenous or epicardial pacing lead | Boston Scientific | INGEVITY MRI IS1 PASSIVE J 45CM/52CM | 7736 | Standalone | DE0017172 | As per HSA registered indication(s)
Cardiac | Heart rhythm electrode | Heart rhythm electrode | Transvenous or epicardial pacing lead | Boston Scientific | FINELINE II STEROX PASSIVE FIX STRAIGHT 52CM/58CM | 4456 | Standalone | DE0005222 | As per HSA registered indication(s)
Cardiac | Heart rhythm electrode | Heart rhythm electrode | Transvenous or epicardial pacing lead | Boston Scientific | FINELINE II STEROX PASSIVE FIX STRAIGHT 52CM/58CM | 4457 | Standalone | DE0005222 | As per HSA registered indication(s)
Cardiac | Heart rhythm electrode | Heart rhythm electrode | Transvenous or epicardial pacing lead | Boston Scientific | FINELINE II STEROX PASSIVE FIX STRAIGHT 52CM/58CM | 4458 | Standalone | DE0005222 | As per HSA registered indication(s)
Cardiac | Heart rhythm electrode | Heart rhythm electrode | Transvenous or epicardial pacing lead | Boston Scientific | FINELINE II STEROX PASSIVE FIX STRAIGHT 52CM/58CM | 4459 | Standalone | DE0005222 | As per HSA registered indication(s)
Cardiac | Heart rhythm electrode | Heart rhythm electrode | Transvenous or epicardial pacing lead | Boston Scientific | FINELINE II STEROX PASSIVE FIX J 45CM/52CM | 4479 | Standalone | DE0005222 | As per HSA registered indication(s)
Cardiac | Heart rhythm electrode | Heart rhythm electrode | Transvenous or epicardial pacing lead | Boston Scientific | FINELINE II STEROX PASSIVE FIX J 45CM/52CM | 4480 | Standalone | DE0005222 | As per HSA registered indication(s)
Cardiac | Heart rhythm electrode | Heart rhythm electrode | Transvenous or epicardial pacing lead | Boston Scientific | FINELINE II STEROZ EZ ACTIVE FIX 45CM/52CM/58CM | 4469 | Standalone | DE0005222 | As per HSA registered indication(s)
Cardiac | Heart rhythm electrode | Heart rhythm electrode | Transvenous or epicardial pacing lead | Boston Scientific | FINELINE II STEROZ EZ ACTIVE FIX 45CM/52CM/58CM | 4470 | Standalone | DE0005222 | As per HSA registered indication(s)
Cardiac | Heart rhythm electrode | Heart rhythm electrode | Transvenous or epicardial pacing lead | Boston Scientific | FINELINE II STEROZ EZ ACTIVE FIX 45CM/52CM/58CM | 4471 | Standalone | DE0005222 | As per HSA registered indication(s)
Cardiac | Heart rhythm electrode | Heart rhythm electrode | Transvenous or epicardial pacing lead | Boston Scientific | FINELINE II STEROZ EZ ACTIVE FIX 45CM/52CM/58CM | 4472 | Standalone | DE0005222 | As per HSA registered indication(s)
Cardiac | Heart rhythm electrode | Heart rhythm electrode | Transvenous or epicardial pacing lead | Boston Scientific | FINELINE II STEROZ EZ ACTIVE FIX 45CM/52CM/58CM | 4473 | Standalone | DE0005222 | As per HSA registered indication(s)
Cardiac | Heart rhythm electrode | Heart rhythm electrode | Transvenous or epicardial pacing lead | Boston Scientific | FINELINE II STEROZ EZ ACTIVE FIX 45CM/52CM/58CM | 4474 | Standalone | DE0005222 | As per HSA registered indication(s)
Cardiac | Heart rhythm electrode | Heart rhythm electrode | Transvenous or epicardial pacing lead | Boston Scientific | INGEVITY MRI IS1 ACTIVE FIXATION 45CM/52CM/59CM (PACKAGE) | BUN51LACC1 | Package | DE0017172 | As per HSA registered indication(s)
Cardiac | Heart rhythm electrode | Heart rhythm electrode | Transvenous or epicardial pacing lead | Boston Scientific | INGEVITY MRI IS1 PASSIVE STRAIGHT 52CM/59CM (PACKAGE) | BUN51LACC2 | Package | DE0017172 | As per HSA registered indication(s)
Cardiac | Heart rhythm electrode | Heart rhythm electrode | Transvenous or epicardial pacing lead | Boston Scientific | INGEVITY MRI IS1 PASSIVE J 45CM/52CM (PACKAGE) | BUN51LACC3 | Package | DE0017172 | As per HSA registered indication(s)
Cardiac | Heart rhythm electrode | Heart rhythm electrode | Transvenous or epicardial pacing lead | Boston Scientific | FINELINE II STEROX PASSIVE FIX STRAIGHT 52CM/58CM (PACKAGE) | BUN51LACC4 | Package | DE0005222 | As per HSA registered indication(s)
Cardiac | Heart rhythm electrode | Heart rhythm electrode | Transvenous or epicardial pacing lead | Boston Scientific | FINELINE II STEROX PASSIVE FIX J 45CM/52CM (PACKAGE) | BUN51LACC5 | Package | DE0005222 | As per HSA registered indication(s)
Cardiac | Heart rhythm electrode | Heart rhythm electrode | Transvenous or epicardial pacing lead | Boston Scientific | FINELINE II STEROZ EZ ACTIVE FIX 45CM/52CM/58CM (PACKAGE) | BUN51LACC6 | Package | DE0005222 | As per HSA registered indication(s)
Cardiac | Heart rhythm electrode | Heart rhythm electrode | Transvenous or epicardial pacing lead | Boston Scientific | INGEVITY PLUS PACING LEAD | 7840 | Standalone | DE0506860 | As per HSA registered indication(s)
Cardiac | Heart rhythm electrode | Heart rhythm electrode | Transvenous or epicardial pacing lead | Boston Scientific | INGEVITY PLUS PACING LEAD | 7841 | Standalone | DE0506860 | As per HSA registered indication(s)
Cardiac | Heart rhythm electrode | Heart rhythm electrode | Transvenous or epicardial pacing lead | Boston Scientific | INGEVITY PLUS PACING LEAD | 7842 | Standalone | DE0506860 | As per HSA registered indication(s)
Cardiac | Heart rhythm electrode | Heart rhythm electrode | Transvenous or epicardial pacing lead | Boston Scientific | INGEVITY PLUS PACING LEAD (PACKAGE) | BUN51LACC7 | Package | DE0506860 | As per HSA registered indication(s)
Cardiac | Heart rhythm electrode | Heart rhythm electrode | Transvenous or epicardial pacing lead | Cardiac Pacemakers | INGEVITY PLUS SSPC | BUN52UACC4 | Package | DE0506860 | As per HSA registered indication(s)
Cardiac | Heart rhythm electrode | Heart rhythm electrode | Transvenous or epicardial pacing lead | Cardiac Pacemakers | FINELINE II SSPC | BUN52UACC5 | Package | DE0005222 | As per HSA registered indication(s)
Cardiac | Heart rhythm electrode | Heart rhythm electrode | Transvenous or epicardial pacing lead | Greatbatch Medical | Epicardial lead | Myopore | Package | DE0505244 | As per HSA registered indication(s)
Cardiac | Heart rhythm electrode | Heart rhythm electrode | Transvenous or epicardial pacing lead | Greatbatch Medical | Myopore 511210 | 511210 | Standalone | DE0505244 | As per HSA registered indication(s)
Cardiac | Heart rhythm electrode | Heart rhythm electrode | Transvenous or epicardial pacing lead | Greatbatch Medical | Myopore 511211 | 511211 | Standalone | DE0505244 | As per HSA registered indication(s)
Cardiac | Heart rhythm electrode | Heart rhythm electrode | Transvenous or epicardial pacing lead | Greatbatch Medical | Myopore 511212 | 511212 | Standalone | DE0505244 | As per HSA registered indication(s)
Cardiac | Heart rhythm electrode | Heart rhythm electrode | Transvenous or epicardial pacing lead | Medtronic | Epicardial Lead | 4965-35 | Standalone | DE0011502 | As per HSA registered indication(s)
Cardiac | Heart rhythm electrode | Heart rhythm electrode | Transvenous or epicardial pacing lead | Medtronic | Epicardial Lead | 4965-50 | Standalone | DE0011502 | As per HSA registered indication(s)
Cardiac | Heart rhythm electrode | Heart rhythm electrode | Transvenous or epicardial pacing lead | Medtronic | Tined lead | 457445 | Standalone | DE0001639 | As per HSA registered indication(s)
Cardiac | Heart rhythm electrode | Heart rhythm electrode | Transvenous or epicardial pacing lead | Medtronic | Tined lead | 457453 | Standalone | DE0001639 | As per HSA registered indication(s)
Cardiac | Heart rhythm electrode | Heart rhythm electrode | Transvenous or epicardial pacing lead | Medtronic | Tined lead | 407452 | Standalone | DE0016058 | As per HSA registered indication(s)
Cardiac | Heart rhythm electrode | Heart rhythm electrode | Transvenous or epicardial pacing lead | Medtronic | Tined lead | 407458 | Standalone | DE0016058 | As per HSA registered indication(s)
Cardiac | Heart rhythm electrode | Heart rhythm electrode | Transvenous or epicardial pacing lead | Medtronic | Screw-in Leads | 407645 | Standalone | DE0003581 | As per HSA registered indication(s)
Cardiac | Heart rhythm electrode | Heart rhythm electrode | Transvenous or epicardial pacing lead | Medtronic | Screw-in Leads | 407652 | Standalone | DE0003581 | As per HSA registered indication(s)
Cardiac | Heart rhythm electrode | Heart rhythm electrode | Transvenous or epicardial pacing lead | Medtronic | Screw-in Leads | 407658 | Standalone | DE0003581 | As per HSA registered indication(s)
Cardiac | Heart rhythm electrode | Heart rhythm electrode | Transvenous or epicardial pacing lead | Medtronic | Screw-in Leads | 407665 | Standalone | DE0003581 | As per HSA registered indication(s)
Cardiac | Heart rhythm electrode | Heart rhythm electrode | Transvenous or epicardial pacing lead | Medtronic | Screw-in Leads | 407685 | Standalone | DE0003581 | As per HSA registered indication(s)
Cardiac | Heart rhythm electrode | Heart rhythm electrode | Transvenous or epicardial pacing lead | Medtronic | Screw-in Leads | 5076-45 | Standalone | DE0003581 | As per HSA registered indication(s)
Cardiac | Heart rhythm electrode | Heart rhythm electrode | Transvenous or epicardial pacing lead | Medtronic | Screw-in Leads | 5076-52 | Standalone | DE0003581 | As per HSA registered indication(s)
Cardiac | Heart rhythm electrode | Heart rhythm electrode | Transvenous or epicardial pacing lead | Medtronic | Screw-in Leads | 5076-58 | Standalone | DE0003581 | As per HSA registered indication(s)
Cardiac | Heart rhythm electrode | Heart rhythm electrode | Transvenous or epicardial pacing lead | Medtronic | Screw-in Leads | 5076-65 | Standalone | DE0003581 | As per HSA registered indication(s)
Cardiac | Heart rhythm electrode | Heart rhythm electrode | Transvenous or epicardial pacing lead | Medtronic | Screw-in Leads | 5076-85 | Standalone | DE0003581 | As per HSA registered indication(s)
Cardiac | Heart rhythm electrode | Heart rhythm electrode | Transvenous or epicardial pacing lead | Medtronic | 4Fr Select Secure Lead | 383049 | Standalone | DE0013354 | As per HSA registered indication(s)
Cardiac | Heart rhythm electrode | Heart rhythm electrode | Transvenous or epicardial pacing lead | Medtronic | 4Fr Select Secure Lead | 383059 | Standalone | DE0013354 | As per HSA registered indication(s)
Cardiac | Heart rhythm electrode | Heart rhythm electrode | Transvenous or epicardial pacing lead | Medtronic | 4Fr Select Secure Lead | 383069 | Standalone | DE0013354 | As per HSA registered indication(s)
Cardiac | Heart rhythm electrode | Heart rhythm electrode | Transvenous or epicardial pacing lead | Medtronic | 4Fr Select Secure Lead | 383098 | Standalone | DE0013354 | As per HSA registered indication(s)
Cardiac | Heart rhythm electrode | Heart rhythm electrode | Transvenous or epicardial pacing lead | Medtronic | Bipolar Epicardial Lead | 4968-35 | Standalone | DE0010852 | As per HSA registered indication(s)
Cardiac | Heart rhythm electrode | Heart rhythm electrode | Transvenous or epicardial pacing lead | Medtronic | Bipolar Epicardial Lead | 4968-60 | Standalone | DE0010852 | As per HSA registered indication(s)
Cardiac | Heart rhythm electrode | Heart rhythm electrode | Transvenous or epicardial pacing lead | Medtronic | Epicardial System for Dual Chamber pacemaker | EPISYS-DC | Package | DE0010852 | As per HSA registered indication(s)
Cardiac | Heart rhythm electrode | Heart rhythm electrode | Transvenous or epicardial pacing lead | Medtronic | Epicardial Lead System for Single Chamber pacemaker | EPISYS-SC | Package | DE0010852 | As per HSA registered indication(s)
Cardiac | Heart rhythm electrode | Heart rhythm electrode | Transvenous or epicardial pacing lead | Medtronic | Epicardial System for CRT pacemaker | EPISYS-CRT | Package | DE0010852 | As per HSA registered indication(s)
Cardiac | Heart rhythm electrode | Heart rhythm electrode | Transvenous or epicardial pacing lead | Medtronic | 4Fr Select Secure Lead package (insertion + testing) | 383049PAK | Package | DE0013354 | As per HSA registered indication(s)
Cardiac | Heart rhythm electrode | Heart rhythm electrode | Transvenous or epicardial pacing lead | Medtronic | 4Fr Select Secure Lead package (insertion + testing) | 383059PAK | Package | DE0013354 | As per HSA registered indication(s)
Cardiac | Heart rhythm electrode | Heart rhythm electrode | Transvenous or epicardial pacing lead | Medtronic | 4Fr Select Secure Lead package (insertion + testing) | 383069PAK | Package | DE0013354 | As per HSA registered indication(s)
Cardiac | Heart rhythm electrode | Heart rhythm electrode | Transvenous or epicardial pacing lead | Medtronic | 4Fr Select Secure Lead package (insertion + testing) | 383098PAK | Package | DE0013354 | As per HSA registered indication(s)
Cardiac | Heart rhythm electrode | Heart rhythm electrode | Transvenous or epicardial pacing lead | Medtronic | 4574 Tined Lead package (insertion + testing) | 457445PAK | Package | DE0001639 | As per HSA registered indication(s)
Cardiac | Heart rhythm electrode | Heart rhythm electrode | Transvenous or epicardial pacing lead | Medtronic | 4574 Tined Lead package (insertion + testing) | 457453PAK | Package | DE0001639 | As per HSA registered indication(s)
Cardiac | Heart rhythm electrode | Heart rhythm electrode | Transvenous or epicardial pacing lead | Medtronic | 4074 Tined Lead package (insertion + testing) | 407452PAK | Package | DE0016058 | As per HSA registered indication(s)
Cardiac | Heart rhythm electrode | Heart rhythm electrode | Transvenous or epicardial pacing lead | Medtronic | 4074 Tined Lead package (insertion + testing) | 407458PAK | Package | DE0016058 | As per HSA registered indication(s)
Cardiac | Heart rhythm electrode | Heart rhythm electrode | Transvenous or epicardial pacing lead | Medtronic | 4076 Screw-in Lead package (insertion + testing) | 407645PAK | Package | DE0003581 | As per HSA registered indication(s)
Cardiac | Heart rhythm electrode | Heart rhythm electrode | Transvenous or epicardial pacing lead | Medtronic | 4076 Screw-in Lead package (insertion + testing) | 407652PAK | Package | DE0003581 | As per HSA registered indication(s)
Cardiac | Heart rhythm electrode | Heart rhythm electrode | Transvenous or epicardial pacing lead | Medtronic | 4076 Screw-in Lead package (insertion + testing) | 407658PAK | Package | DE0003581 | As per HSA registered indication(s)
Cardiac | Heart rhythm electrode | Heart rhythm electrode | Transvenous or epicardial pacing lead | Medtronic | 4076 Screw-in Lead package (insertion + testing) | 407665PAK | Package | DE0003581 | As per HSA registered indication(s)
Cardiac | Heart rhythm electrode | Heart rhythm electrode | Transvenous or epicardial pacing lead | Medtronic | 4076 Screw-in Lead package (insertion + testing) | 407685PAK | Package | DE0003581 | As per HSA registered indication(s)
Cardiac | Heart rhythm electrode | Heart rhythm electrode | Transvenous or epicardial pacing lead | Medtronic | 5076 Screw-in Lead package (insertion + testing) | 5076-45PAK | Package | DE0003581 | As per HSA registered indication(s)
Cardiac | Heart rhythm electrode | Heart rhythm electrode | Transvenous or epicardial pacing lead | Medtronic | 5076 Screw-in Lead package (insertion + testing) | 5076-52PAK | Package | DE0003581 | As per HSA registered indication(s)
Cardiac | Heart rhythm electrode | Heart rhythm electrode | Transvenous or epicardial pacing lead | Medtronic | 5076 Screw-in Lead package (insertion + testing) | 5076-58PAK | Package | DE0003581 | As per HSA registered indication(s)
Cardiac | Heart rhythm electrode | Heart rhythm electrode | Transvenous or epicardial pacing lead | Medtronic | 5076 Screw-in Lead package (insertion + testing) | 5076-65PAK | Package | DE0003581 | As per HSA registered indication(s)
Cardiac | Heart rhythm electrode | Heart rhythm electrode | Transvenous or epicardial pacing lead | Medtronic | 5076 Screw-in Lead package (insertion + testing) | 5076-85PAK | Package | DE0003581 | As per HSA registered indication(s)
Cardiac | Heart rhythm electrode | Heart rhythm electrode | Transvenous or epicardial pacing lead | Medtronic | Epicardial Lead package (insertion + testing) | 4965-35PAK | Package | DE0011502 | As per HSA registered indication(s)
Cardiac | Heart rhythm electrode | Heart rhythm electrode | Transvenous or epicardial pacing lead | Medtronic | Epicardial Lead package (insertion + testing) | 4965-50PAK | Package | DE0011502 | As per HSA registered indication(s)
Cardiac | Heart rhythm electrode | Heart rhythm electrode | Transvenous or epicardial pacing lead | Medtronic | Epicardial Lead package (insertion + testing) | 4968-35PAK | Package | DE0010852 | As per HSA registered indication(s)
Cardiac | Heart rhythm electrode | Heart rhythm electrode | Transvenous or epicardial pacing lead | Medtronic | Epicardial Lead package (insertion + testing) | 4968-60PAK | Package | DE0010852 | As per HSA registered indication(s)
Cardiac | Heart rhythm electrode | Heart rhythm electrode | Transvenous or epicardial pacing lead | Medtronic | 4Fr Select Secure Lead package (insertion + testing) | 383069PAK2 | Package | DE0506721 | As per HSA registered indication(s)
Cardiac | Heart rhythm monitoring | Cardiac monitoring device | Implantable cardiac monitor | Abbott | Confirm Rx (Standard) | DM3500 | Package | DE0504348 | As per HSA registered indication(s)
Cardiac | Heart rhythm monitoring | Cardiac monitoring device | Implantable cardiac monitor | Abbott | Confirm Rx (Standard) | DM3500(HM) | Package | DE0504348 | As per HSA registered indication(s)
Cardiac | Heart rhythm monitoring | Cardiac monitoring device | Implantable cardiac monitor | Biotronik | BIOMONITOR I | 394119 | Package | DE0016826 | As per HSA registered indication(s)
Cardiac | Heart rhythm monitoring | Cardiac monitoring device | Implantable cardiac monitor | Biotronik | BIOMONITOR I | 394119H | Package | DE0016826 | As per HSA registered indication(s)
Cardiac | Heart rhythm monitoring | Cardiac monitoring device | Implantable cardiac monitor | Biotronik | BIOMONITOR lll ProMRI | 436066 | Package | DE0505614 | As per HSA registered indication(s)
Cardiac | Heart rhythm monitoring | Cardiac monitoring device | Implantable cardiac monitor | Biotronik | BIOMONITOR lll ProMRI | 436066H | Package | DE0505614 | As per HSA registered indication(s)
Cardiac | Heart rhythm monitoring | Cardiac monitoring device | Implantable cardiac monitor | Biotronik | BIOMONITOR lllm | 450218 | Package | DE0507418 | As per HSA registered indication(s)
Cardiac | Heart rhythm monitoring | Cardiac monitoring device | Implantable cardiac monitor | Biotronik | BIOMONITOR lllm | 450218H | Package | DE0507418 | As per HSA registered indication(s)
Cardiac | Heart rhythm monitoring | Cardiac monitoring device | Implantable cardiac monitor | Medtronic | Reveal LINQ | LNQ11 | Package | DE0018471 | As per HSA registered indication(s)
Cardiac | Structural heart | Transcatheter heart valve implantation system | Transcatheter aortic valve implantation (TAVI) | Edwards Lifesciences (Singapore) Pte Ltd | Edwards SAPIEN 3, 20mm - Edwards Commander Kit (SUB) | S3TF120 (SUB) | Package | DE0501755 | 1. Patient selection should be carried out by a multidisciplinary heart team, which must at minimum include an interventional cardiologist and a cardiac surgeon. The team should determine the surgical mortality risk for each patient based on: a. An estimated mortality risk of 8% or greater within 30 days of surgery according to the Society of Thoracic Surgeons Predicted Risk of Mortality (STS-PROM) risk assessment; OR b. Other patient characteristics where these conditions are clinically equivalent to inoperable risk (STS-PROM score of 8% or greater). These examples could include but are not limited to: i. Frailty ii. Cognitive function iii. Porcelain aorta iv. Advanced cancer diagnosis but not debilitating v. Prior radiation therapy vi. Prior open-heart surgery (e.g. coronary artery bypass graft [CABG]) Where appropriate, objective tools should be used to assess these characteristics. 2. TAVI should be conducted by a multidisciplinary heart team that has met the applicable TAVI training and accreditation standards set by the institution. 3. The TAVI procedure should be performed via transfemoral delivery, unless it is contraindicated or not feasible, in catheterisation labs or hybrid operating theatres equipped with early in-hospital access to cardiac and vascular surgical support for the emergency treatment of complications and subsequent patient care. 4. Properly record details of final surgical risk assessments of all patients who receive TAVI including STS-PROM score, type of TAVI device and clinical outcomes. This is consistent with the standard arrangements in place for clinical governance and audit. 5. TAVI should not be subsidised if the patient has received a prior SAVR or TAVI implant.
Cardiac | Structural heart | Transcatheter heart valve implantation system | Transcatheter aortic valve implantation (TAVI) | Edwards Lifesciences (Singapore) Pte Ltd | Edwards SAPIEN 3, 23mm - Edwards Commander Kit (SUB) | S3TF123 (SUB) | Package | DE0501755 | 1. Patient selection should be carried out by a multidisciplinary heart team, which must at minimum include an interventional cardiologist and a cardiac surgeon. The team should determine the surgical mortality risk for each patient based on: a. An estimated mortality risk of 8% or greater within 30 days of surgery according to the Society of Thoracic Surgeons Predicted Risk of Mortality (STS-PROM) risk assessment; OR b. Other patient characteristics where these conditions are clinically equivalent to inoperable risk (STS-PROM score of 8% or greater). These examples could include but are not limited to: i. Frailty ii. Cognitive function iii. Porcelain aorta iv. Advanced cancer diagnosis but not debilitating v. Prior radiation therapy vi. Prior open-heart surgery (e.g. coronary artery bypass graft [CABG]) Where appropriate, objective tools should be used to assess these characteristics. 2. TAVI should be conducted by a multidisciplinary heart team that has met the applicable TAVI training and accreditation standards set by the institution. 3. The TAVI procedure should be performed via transfemoral delivery, unless it is contraindicated or not feasible, in catheterisation labs or hybrid operating theatres equipped with early in-hospital access to cardiac and vascular surgical support for the emergency treatment of complications and subsequent patient care. 4. Properly record details of final surgical risk assessments of all patients who receive TAVI including STS-PROM score, type of TAVI device and clinical outcomes. This is consistent with the standard arrangements in place for clinical governance and audit. 5. TAVI should not be subsidised if the patient has received a prior SAVR or TAVI implant.
Cardiac | Structural heart | Transcatheter heart valve implantation system | Transcatheter aortic valve implantation (TAVI) | Edwards Lifesciences (Singapore) Pte Ltd | Edwards SAPIEN 3, 26mm - Edwards Commander Kit (SUB) | S3TF126 (SUB) | Package | DE0501755 | 1. Patient selection should be carried out by a multidisciplinary heart team, which must at minimum include an interventional cardiologist and a cardiac surgeon. The team should determine the surgical mortality risk for each patient based on: a. An estimated mortality risk of 8% or greater within 30 days of surgery according to the Society of Thoracic Surgeons Predicted Risk of Mortality (STS-PROM) risk assessment; OR b. Other patient characteristics where these conditions are clinically equivalent to inoperable risk (STS-PROM score of 8% or greater). These examples could include but are not limited to: i. Frailty ii. Cognitive function iii. Porcelain aorta iv. Advanced cancer diagnosis but not debilitating v. Prior radiation therapy vi. Prior open-heart surgery (e.g. coronary artery bypass graft [CABG]) Where appropriate, objective tools should be used to assess these characteristics. 2. TAVI should be conducted by a multidisciplinary heart team that has met the applicable TAVI training and accreditation standards set by the institution. 3. The TAVI procedure should be performed via transfemoral delivery, unless it is contraindicated or not feasible, in catheterisation labs or hybrid operating theatres equipped with early in-hospital access to cardiac and vascular surgical support for the emergency treatment of complications and subsequent patient care. 4. Properly record details of final surgical risk assessments of all patients who receive TAVI including STS-PROM score, type of TAVI device and clinical outcomes. This is consistent with the standard arrangements in place for clinical governance and audit. 5. TAVI should not be subsidised if the patient has received a prior SAVR or TAVI implant.
Cardiac | Structural heart | Transcatheter heart valve implantation system | Transcatheter aortic valve implantation (TAVI) | Edwards Lifesciences (Singapore) Pte Ltd | Edwards SAPIEN 3, 29mm - Edwards Commander Kit (SUB) | S3TF129 (SUB) | Package | DE0501755 | 1. Patient selection should be carried out by a multidisciplinary heart team, which must at minimum include an interventional cardiologist and a cardiac surgeon. The team should determine the surgical mortality risk for each patient based on: a. An estimated mortality risk of 8% or greater within 30 days of surgery according to the Society of Thoracic Surgeons Predicted Risk of Mortality (STS-PROM) risk assessment; OR b. Other patient characteristics where these conditions are clinically equivalent to inoperable risk (STS-PROM score of 8% or greater). These examples could include but are not limited to: i. Frailty ii. Cognitive function iii. Porcelain aorta iv. Advanced cancer diagnosis but not debilitating v. Prior radiation therapy vi. Prior open-heart surgery (e.g. coronary artery bypass graft [CABG]) Where appropriate, objective tools should be used to assess these characteristics. 2. TAVI should be conducted by a multidisciplinary heart team that has met the applicable TAVI training and accreditation standards set by the institution. 3. The TAVI procedure should be performed via transfemoral delivery, unless it is contraindicated or not feasible, in catheterisation labs or hybrid operating theatres equipped with early in-hospital access to cardiac and vascular surgical support for the emergency treatment of complications and subsequent patient care. 4. Properly record details of final surgical risk assessments of all patients who receive TAVI including STS-PROM score, type of TAVI device and clinical outcomes. This is consistent with the standard arrangements in place for clinical governance and audit. 5. TAVI should not be subsidised if the patient has received a prior SAVR or TAVI implant.
Cardiac | Structural heart | Transcatheter heart valve implantation system | Transcatheter aortic valve implantation (TAVI) | Edwards Lifesciences (Singapore) Pte Ltd | Edwards SAPIEN 3, 20mm - Edwards Certitude Kit (SUB) | S3TA120 (SUB) | Package | DE0502946 | 1. Patient selection should be carried out by a multidisciplinary heart team, which must at minimum include an interventional cardiologist and a cardiac surgeon. The team should determine the surgical mortality risk for each patient based on: a. An estimated mortality risk of 8% or greater within 30 days of surgery according to the Society of Thoracic Surgeons Predicted Risk of Mortality (STS-PROM) risk assessment; OR b. Other patient characteristics where these conditions are clinically equivalent to inoperable risk (STS-PROM score of 8% or greater). These examples could include but are not limited to: i. Frailty ii. Cognitive function iii. Porcelain aorta iv. Advanced cancer diagnosis but not debilitating v. Prior radiation therapy vi. Prior open-heart surgery (e.g. coronary artery bypass graft [CABG]) Where appropriate, objective tools should be used to assess these characteristics. 2. TAVI should be conducted by a multidisciplinary heart team that has met the applicable TAVI training and accreditation standards set by the institution. 3. The TAVI procedure should be performed via transfemoral delivery, unless it is contraindicated or not feasible, in catheterisation labs or hybrid operating theatres equipped with early in-hospital access to cardiac and vascular surgical support for the emergency treatment of complications and subsequent patient care. 4. Properly record details of final surgical risk assessments of all patients who receive TAVI including STS-PROM score, type of TAVI device and clinical outcomes. This is consistent with the standard arrangements in place for clinical governance and audit. 5. TAVI should not be subsidised if the patient has received a prior SAVR or TAVI implant.
Cardiac | Structural heart | Transcatheter heart valve implantation system | Transcatheter aortic valve implantation (TAVI) | Edwards Lifesciences (Singapore) Pte Ltd | Edwards SAPIEN 3, 23mm - Edwards Certitude Kit (SUB) | S3TA123 (SUB) | Package | DE0502946 | 1. Patient selection should be carried out by a multidisciplinary heart team, which must at minimum include an interventional cardiologist and a cardiac surgeon. The team should determine the surgical mortality risk for each patient based on: a. An estimated mortality risk of 8% or greater within 30 days of surgery according to the Society of Thoracic Surgeons Predicted Risk of Mortality (STS-PROM) risk assessment; OR b. Other patient characteristics where these conditions are clinically equivalent to inoperable risk (STS-PROM score of 8% or greater). These examples could include but are not limited to: i. Frailty ii. Cognitive function iii. Porcelain aorta iv. Advanced cancer diagnosis but not debilitating v. Prior radiation therapy vi. Prior open-heart surgery (e.g. coronary artery bypass graft [CABG]) Where appropriate, objective tools should be used to assess these characteristics. 2. TAVI should be conducted by a multidisciplinary heart team that has met the applicable TAVI training and accreditation standards set by the institution. 3. The TAVI procedure should be performed via transfemoral delivery, unless it is contraindicated or not feasible, in catheterisation labs or hybrid operating theatres equipped with early in-hospital access to cardiac and vascular surgical support for the emergency treatment of complications and subsequent patient care. 4. Properly record details of final surgical risk assessments of all patients who receive TAVI including STS-PROM score, type of TAVI device and clinical outcomes. This is consistent with the standard arrangements in place for clinical governance and audit. 5. TAVI should not be subsidised if the patient has received a prior SAVR or TAVI implant.
Cardiac | Structural heart | Transcatheter heart valve implantation system | Transcatheter aortic valve implantation (TAVI) | Edwards Lifesciences (Singapore) Pte Ltd | Edwards SAPIEN 3, 26mm - Edwards Certitude Kit (SUB) | S3TA126 (SUB) | Package | DE0502946 | 1. Patient selection should be carried out by a multidisciplinary heart team, which must at minimum include an interventional cardiologist and a cardiac surgeon. The team should determine the surgical mortality risk for each patient based on: a. An estimated mortality risk of 8% or greater within 30 days of surgery according to the Society of Thoracic Surgeons Predicted Risk of Mortality (STS-PROM) risk assessment; OR b. Other patient characteristics where these conditions are clinically equivalent to inoperable risk (STS-PROM score of 8% or greater). These examples could include but are not limited to: i. Frailty ii. Cognitive function iii. Porcelain aorta iv. Advanced cancer diagnosis but not debilitating v. Prior radiation therapy vi. Prior open-heart surgery (e.g. coronary artery bypass graft [CABG]) Where appropriate, objective tools should be used to assess these characteristics. 2. TAVI should be conducted by a multidisciplinary heart team that has met the applicable TAVI training and accreditation standards set by the institution. 3. The TAVI procedure should be performed via transfemoral delivery, unless it is contraindicated or not feasible, in catheterisation labs or hybrid operating theatres equipped with early in-hospital access to cardiac and vascular surgical support for the emergency treatment of complications and subsequent patient care. 4. Properly record details of final surgical risk assessments of all patients who receive TAVI including STS-PROM score, type of TAVI device and clinical outcomes. This is consistent with the standard arrangements in place for clinical governance and audit. 5. TAVI should not be subsidised if the patient has received a prior SAVR or TAVI implant.
Cardiac | Structural heart | Transcatheter heart valve implantation system | Transcatheter aortic valve implantation (TAVI) | Edwards Lifesciences (Singapore) Pte Ltd | Edwards SAPIEN 3, 29mm - Edwards Certitude Kit (SUB) | S3TA129 (SUB) | Package | DE0502946 | 1. Patient selection should be carried out by a multidisciplinary heart team, which must at minimum include an interventional cardiologist and a cardiac surgeon. The team should determine the surgical mortality risk for each patient based on: a. An estimated mortality risk of 8% or greater within 30 days of surgery according to the Society of Thoracic Surgeons Predicted Risk of Mortality (STS-PROM) risk assessment; OR b. Other patient characteristics where these conditions are clinically equivalent to inoperable risk (STS-PROM score of 8% or greater). These examples could include but are not limited to: i. Frailty ii. Cognitive function iii. Porcelain aorta iv. Advanced cancer diagnosis but not debilitating v. Prior radiation therapy vi. Prior open-heart surgery (e.g. coronary artery bypass graft [CABG]) Where appropriate, objective tools should be used to assess these characteristics. 2. TAVI should be conducted by a multidisciplinary heart team that has met the applicable TAVI training and accreditation standards set by the institution. 3. The TAVI procedure should be performed via transfemoral delivery, unless it is contraindicated or not feasible, in catheterisation labs or hybrid operating theatres equipped with early in-hospital access to cardiac and vascular surgical support for the emergency treatment of complications and subsequent patient care. 4. Properly record details of final surgical risk assessments of all patients who receive TAVI including STS-PROM score, type of TAVI device and clinical outcomes. This is consistent with the standard arrangements in place for clinical governance and audit. 5. TAVI should not be subsidised if the patient has received a prior SAVR or TAVI implant.
Cardiac | Structural heart | Transcatheter heart valve implantation system | Transcatheter aortic valve implantation (TAVI) | Medtronic | EvolutR | S-BNEVOLUT-R | Package | DE0018712 | 1. Patient selection should be carried out by a multidisciplinary heart team, which must at minimum include an interventional cardiologist and a cardiac surgeon. The team should determine the surgical mortality risk for each patient based on: a. An estimated mortality risk of 8% or greater within 30 days of surgery according to the Society of Thoracic Surgeons Predicted Risk of Mortality (STS-PROM) risk assessment; OR b. Other patient characteristics where these conditions are clinically equivalent to inoperable risk (STS-PROM score of 8% or greater). These examples could include but are not limited to: i. Frailty ii. Cognitive function iii. Porcelain aorta iv. Advanced cancer diagnosis but not debilitating v. Prior radiation therapy vi. Prior open-heart surgery (e.g. coronary artery bypass graft [CABG]) Where appropriate, objective tools should be used to assess these characteristics. 2. TAVI should be conducted by a multidisciplinary heart team that has met the applicable TAVI training and accreditation standards set by the institution. 3. The TAVI procedure should be performed via transfemoral delivery, unless it is contraindicated or not feasible, in catheterisation labs or hybrid operating theatres equipped with early in-hospital access to cardiac and vascular surgical support for the emergency treatment of complications and subsequent patient care. 4. Properly record details of final surgical risk assessments of all patients who receive TAVI including STS-PROM score, type of TAVI device and clinical outcomes. This is consistent with the standard arrangements in place for clinical governance and audit. 5. TAVI should not be subsidised if the patient has received a prior SAVR or TAVI implant.
Cardiac | Structural heart | Transcatheter heart valve implantation system | Transcatheter aortic valve implantation (TAVI) | Medtronic | ACE Package- EVOLUT PRO | S-BNEVPROP | Package | DE0502773 | 1. Patient selection should be carried out by a multidisciplinary heart team, which must at minimum include an interventional cardiologist and a cardiac surgeon. The team should determine the surgical mortality risk for each patient based on: a. An estimated mortality risk of 8% or greater within 30 days of surgery according to the Society of Thoracic Surgeons Predicted Risk of Mortality (STS-PROM) risk assessment; OR b. Other patient characteristics where these conditions are clinically equivalent to inoperable risk (STS-PROM score of 8% or greater). These examples could include but are not limited to: i. Frailty ii. Cognitive function iii. Porcelain aorta iv. Advanced cancer diagnosis but not debilitating v. Prior radiation therapy vi. Prior open-heart surgery (e.g. coronary artery bypass graft [CABG]) Where appropriate, objective tools should be used to assess these characteristics. 2. TAVI should be conducted by a multidisciplinary heart team that has met the applicable TAVI training and accreditation standards set by the institution. 3. The TAVI procedure should be performed via transfemoral delivery, unless it is contraindicated or not feasible, in catheterisation labs or hybrid operating theatres equipped with early in-hospital access to cardiac and vascular surgical support for the emergency treatment of complications and subsequent patient care. 4. Properly record details of final surgical risk assessments of all patients who receive TAVI including STS-PROM score, type of TAVI device and clinical outcomes. This is consistent with the standard arrangements in place for clinical governance and audit. 5. TAVI should not be subsidised if the patient has received a prior SAVR or TAVI implant.
Cardiac | Structural heart | Transcatheter heart valve implantation system | Transcatheter aortic valve implantation (TAVI) | St Jude Medical | Portico with Flexnav TAVI system | PRT-SUB | Package | DE0501185 | 1. Patient selection should be carried out by a multidisciplinary heart team, which must at minimum include an interventional cardiologist and a cardiac surgeon. The team should determine the surgical mortality risk for each patient based on: a. An estimated mortality risk of 8% or greater within 30 days of surgery according to the Society of Thoracic Surgeons Predicted Risk of Mortality (STS-PROM) risk assessment; OR b. Other patient characteristics where these conditions are clinically equivalent to inoperable risk (STS-PROM score of 8% or greater). These examples could include but are not limited to: i. Frailty ii. Cognitive function iii. Porcelain aorta iv. Advanced cancer diagnosis but not debilitating v. Prior radiation therapy vi. Prior open-heart surgery (e.g. coronary artery bypass graft [CABG]) Where appropriate, objective tools should be used to assess these characteristics. 2. TAVI should be conducted by a multidisciplinary heart team that has met the applicable TAVI training and accreditation standards set by the institution. 3. The TAVI procedure should be performed via transfemoral delivery, unless it is contraindicated or not feasible, in catheterisation labs or hybrid operating theatres equipped with early in-hospital access to cardiac and vascular surgical support for the emergency treatment of complications and subsequent patient care. 4. Properly record details of final surgical risk assessments of all patients who receive TAVI including STS-PROM score, type of TAVI device and clinical outcomes. This is consistent with the standard arrangements in place for clinical governance and audit. 5. TAVI should not be subsidised if the patient has received a prior SAVR or TAVI implant.
Cardiac | Structural heart | Transcatheter heart valve implantation system | Transcatheter mitral valve leaflet repair (TMVLR) | Abbott Vascular | ACE Package - MitraClip G4 System | BUNDLE Mitraclip SUB | Package | DE0505438 | 1.Adults aged 18 years and older with symptomatic (New York Heart Association (NYHA) class II and above) grade 3+ (moderate-to-severe) or 4+ (severe) mitral regurgitation, if they meet all the following criteria as assessed by a multidisciplinary team: a.Patient has been treated with maximally tolerated guideline-directed medical therapy or revascularisation, where appropriate, for mitral regurgitation, heart failure, left ventricular dysfunction, and coronary artery disease; and b.Patient is ineligible for surgical intervention; and c.Patient is anatomically suitable for TMVLR. 2.Patients with secondary mitral regurgitation, only if the patients do not have significant left ventricular dilatation or dysfunction, as per the inclusion criteria for the COAPT trial. For example, patients should have left ventricular ejection fraction greater or equal to 20 percent but less than or equal to 50 precent, and left ventricular end systolic dimension less than or equal to 70 mm. 3.TMVLR should be performed via transfemoral delivery, unless contraindicated.
Cardiac | Interventional cardiology | Coronary stent | Drug eluting coronary stent (DES) | Abbott | Xience Sierra Everolimus Eluting Cobalt Chromium Coronary Stent | 1500200-08 | Standalone | DE0502277 | As per HSA registered indication(s)
Cardiac | Interventional cardiology | Coronary stent | Drug eluting coronary stent (DES) | Abbott | Xience Sierra Everolimus Eluting Cobalt Chromium Coronary Stent | 1500200-12 | Standalone | DE0502277 | As per HSA registered indication(s)
Cardiac | Interventional cardiology | Coronary stent | Drug eluting coronary stent (DES) | Abbott | Xience Sierra Everolimus Eluting Cobalt Chromium Coronary Stent | 1500200-15 | Standalone | DE0502277 | As per HSA registered indication(s)
Cardiac | Interventional cardiology | Coronary stent | Drug eluting coronary stent (DES) | Abbott | Xience Sierra Everolimus Eluting Cobalt Chromium Coronary Stent | 1500200-18 | Standalone | DE0502277 | As per HSA registered indication(s)
Cardiac | Interventional cardiology | Coronary stent | Drug eluting coronary stent (DES) | Abbott | Xience Sierra Everolimus Eluting Cobalt Chromium Coronary Stent | 1500200-23 | Standalone | DE0502277 | As per HSA registered indication(s)
Cardiac | Interventional cardiology | Coronary stent | Drug eluting coronary stent (DES) | Abbott | Xience Sierra Everolimus Eluting Cobalt Chromium Coronary Stent | 1500200-28 | Standalone | DE0502277 | As per HSA registered indication(s)
Cardiac | Interventional cardiology | Coronary stent | Drug eluting coronary stent (DES) | Abbott | Xience Sierra Everolimus Eluting Cobalt Chromium Coronary Stent | 1500200-33 | Standalone | DE0502277 | As per HSA registered indication(s)
Cardiac | Interventional cardiology | Coronary stent | Drug eluting coronary stent (DES) | Abbott | Xience Sierra Everolimus Eluting Cobalt Chromium Coronary Stent | 1500200-38 | Standalone | DE0502277 | As per HSA registered indication(s)
Cardiac | Interventional cardiology | Coronary stent | Drug eluting coronary stent (DES) | Abbott | Xience Sierra Everolimus Eluting Cobalt Chromium Coronary Stent | 1500225-08 | Standalone | DE0502277 | As per HSA registered indication(s)
Cardiac | Interventional cardiology | Coronary stent | Drug eluting coronary stent (DES) | Abbott | Xience Sierra Everolimus Eluting Cobalt Chromium Coronary Stent | 1500225-12 | Standalone | DE0502277 | As per HSA registered indication(s)
Cardiac | Interventional cardiology | Coronary stent | Drug eluting coronary stent (DES) | Abbott | Xience Sierra Everolimus Eluting Cobalt Chromium Coronary Stent | 1500225-15 | Standalone | DE0502277 | As per HSA registered indication(s)
Cardiac | Interventional cardiology | Coronary stent | Drug eluting coronary stent (DES) | Abbott | Xience Sierra Everolimus Eluting Cobalt Chromium Coronary Stent | 1500225-18 | Standalone | DE0502277 | As per HSA registered indication(s)
Cardiac | Interventional cardiology | Coronary stent | Drug eluting coronary stent (DES) | Abbott | Xience Sierra Everolimus Eluting Cobalt Chromium Coronary Stent | 1500225-23 | Standalone | DE0502277 | As per HSA registered indication(s)
Cardiac | Interventional cardiology | Coronary stent | Drug eluting coronary stent (DES) | Abbott | Xience Sierra Everolimus Eluting Cobalt Chromium Coronary Stent | 1500225-28 | Standalone | DE0502277 | As per HSA registered indication(s)
Cardiac | Interventional cardiology | Coronary stent | Drug eluting coronary stent (DES) | Abbott | Xience Sierra Everolimus Eluting Cobalt Chromium Coronary Stent | 1500225-33 | Standalone | DE0502277 | As per HSA registered indication(s)
Cardiac | Interventional cardiology | Coronary stent | Drug eluting coronary stent (DES) | Abbott | Xience Sierra Everolimus Eluting Cobalt Chromium Coronary Stent | 1500225-38 | Standalone | DE0502277 | As per HSA registered indication(s)
Cardiac | Interventional cardiology | Coronary stent | Drug eluting coronary stent (DES) | Abbott | Xience Sierra Everolimus Eluting Cobalt Chromium Coronary Stent | 1500250-08 | Standalone | DE0502277 | As per HSA registered indication(s)
Cardiac | Interventional cardiology | Coronary stent | Drug eluting coronary stent (DES) | Abbott | Xience Sierra Everolimus Eluting Cobalt Chromium Coronary Stent | 1500250-12 | Standalone | DE0502277 | As per HSA registered indication(s)
Cardiac | Interventional cardiology | Coronary stent | Drug eluting coronary stent (DES) | Abbott | Xience Sierra Everolimus Eluting Cobalt Chromium Coronary Stent | 1500250-15 | Standalone | DE0502277 | As per HSA registered indication(s)
Cardiac | Interventional cardiology | Coronary stent | Drug eluting coronary stent (DES) | Abbott | Xience Sierra Everolimus Eluting Cobalt Chromium Coronary Stent | 1500250-18 | Standalone | DE0502277 | As per HSA registered indication(s)
Cardiac | Interventional cardiology | Coronary stent | Drug eluting coronary stent (DES) | Abbott | Xience Sierra Everolimus Eluting Cobalt Chromium Coronary Stent | 1500250-23 | Standalone | DE0502277 | As per HSA registered indication(s)
Cardiac | Interventional cardiology | Coronary stent | Drug eluting coronary stent (DES) | Abbott | Xience Sierra Everolimus Eluting Cobalt Chromium Coronary Stent | 1500250-28 | Standalone | DE0502277 | As per HSA registered indication(s)
Cardiac | Interventional cardiology | Coronary stent | Drug eluting coronary stent (DES) | Abbott | Xience Sierra Everolimus Eluting Cobalt Chromium Coronary Stent | 1500250-33 | Standalone | DE0502277 | As per HSA registered indication(s)
Cardiac | Interventional cardiology | Coronary stent | Drug eluting coronary stent (DES) | Abbott | Xience Sierra Everolimus Eluting Cobalt Chromium Coronary Stent | 1500250-38 | Standalone | DE0502277 | As per HSA registered indication(s)
Cardiac | Interventional cardiology | Coronary stent | Drug eluting coronary stent (DES) | Abbott | Xience Sierra Everolimus Eluting Cobalt Chromium Coronary Stent | 1500275-08 | Standalone | DE0502277 | As per HSA registered indication(s)
Cardiac | Interventional cardiology | Coronary stent | Drug eluting coronary stent (DES) | Abbott | Xience Sierra Everolimus Eluting Cobalt Chromium Coronary Stent | 1500275-12 | Standalone | DE0502277 | As per HSA registered indication(s)
Cardiac | Interventional cardiology | Coronary stent | Drug eluting coronary stent (DES) | Abbott | Xience Sierra Everolimus Eluting Cobalt Chromium Coronary Stent | 1500275-15 | Standalone | DE0502277 | As per HSA registered indication(s)
Cardiac | Interventional cardiology | Coronary stent | Drug eluting coronary stent (DES) | Abbott | Xience Sierra Everolimus Eluting Cobalt Chromium Coronary Stent | 1500275-18 | Standalone | DE0502277 | As per HSA registered indication(s)
Cardiac | Interventional cardiology | Coronary stent | Drug eluting coronary stent (DES) | Abbott | Xience Sierra Everolimus Eluting Cobalt Chromium Coronary Stent | 1500275-23 | Standalone | DE0502277 | As per HSA registered indication(s)
Cardiac | Interventional cardiology | Coronary stent | Drug eluting coronary stent (DES) | Abbott | Xience Sierra Everolimus Eluting Cobalt Chromium Coronary Stent | 1500275-28 | Standalone | DE0502277 | As per HSA registered indication(s)
Cardiac | Interventional cardiology | Coronary stent | Drug eluting coronary stent (DES) | Abbott | Xience Sierra Everolimus Eluting Cobalt Chromium Coronary Stent | 1500275-33 | Standalone | DE0502277 | As per HSA registered indication(s)
Cardiac | Interventional cardiology | Coronary stent | Drug eluting coronary stent (DES) | Abbott | Xience Sierra Everolimus Eluting Cobalt Chromium Coronary Stent | 1500275-38 | Standalone | DE0502277 | As per HSA registered indication(s)
Cardiac | Interventional cardiology | Coronary stent | Drug eluting coronary stent (DES) | Abbott | Xience Sierra Everolimus Eluting Cobalt Chromium Coronary Stent | 1500300-08 | Standalone | DE0502277 | As per HSA registered indication(s)
Cardiac | Interventional cardiology | Coronary stent | Drug eluting coronary stent (DES) | Abbott | Xience Sierra Everolimus Eluting Cobalt Chromium Coronary Stent | 1500300-12 | Standalone | DE0502277 | As per HSA registered indication(s)
Cardiac | Interventional cardiology | Coronary stent | Drug eluting coronary stent (DES) | Abbott | Xience Sierra Everolimus Eluting Cobalt Chromium Coronary Stent | 1500300-15 | Standalone | DE0502277 | As per HSA registered indication(s)
Cardiac | Interventional cardiology | Coronary stent | Drug eluting coronary stent (DES) | Abbott | Xience Sierra Everolimus Eluting Cobalt Chromium Coronary Stent | 1500300-18 | Standalone | DE0502277 | As per HSA registered indication(s)
Cardiac | Interventional cardiology | Coronary stent | Drug eluting coronary stent (DES) | Abbott | Xience Sierra Everolimus Eluting Cobalt Chromium Coronary Stent | 1500300-23 | Standalone | DE0502277 | As per HSA registered indication(s)
Cardiac | Interventional cardiology | Coronary stent | Drug eluting coronary stent (DES) | Abbott | Xience Sierra Everolimus Eluting Cobalt Chromium Coronary Stent | 1500300-28 | Standalone | DE0502277 | As per HSA registered indication(s)
Cardiac | Interventional cardiology | Coronary stent | Drug eluting coronary stent (DES) | Abbott | Xience Sierra Everolimus Eluting Cobalt Chromium Coronary Stent | 1500300-33 | Standalone | DE0502277 | As per HSA registered indication(s)
Cardiac | Interventional cardiology | Coronary stent | Drug eluting coronary stent (DES) | Abbott | Xience Sierra Everolimus Eluting Cobalt Chromium Coronary Stent | 1500300-38 | Standalone | DE0502277 | As per HSA registered indication(s)
Cardiac | Interventional cardiology | Coronary stent | Drug eluting coronary stent (DES) | Abbott | Xience Sierra Everolimus Eluting Cobalt Chromium Coronary Stent | 1500325-08 | Standalone | DE0502277 | As per HSA registered indication(s)
Cardiac | Interventional cardiology | Coronary stent | Drug eluting coronary stent (DES) | Abbott | Xience Sierra Everolimus Eluting Cobalt Chromium Coronary Stent | 1500325-12 | Standalone | DE0502277 | As per HSA registered indication(s)
Cardiac | Interventional cardiology | Coronary stent | Drug eluting coronary stent (DES) | Abbott | Xience Sierra Everolimus Eluting Cobalt Chromium Coronary Stent | 1500325-15 | Standalone | DE0502277 | As per HSA registered indication(s)
Cardiac | Interventional cardiology | Coronary stent | Drug eluting coronary stent (DES) | Abbott | Xience Sierra Everolimus Eluting Cobalt Chromium Coronary Stent | 1500325-18 | Standalone | DE0502277 | As per HSA registered indication(s)
Cardiac | Interventional cardiology | Coronary stent | Drug eluting coronary stent (DES) | Abbott | Xience Sierra Everolimus Eluting Cobalt Chromium Coronary Stent | 1500325-23 | Standalone | DE0502277 | As per HSA registered indication(s)
Cardiac | Interventional cardiology | Coronary stent | Drug eluting coronary stent (DES) | Abbott | Xience Sierra Everolimus Eluting Cobalt Chromium Coronary Stent | 1500325-28 | Standalone | DE0502277 | As per HSA registered indication(s)
Cardiac | Interventional cardiology | Coronary stent | Drug eluting coronary stent (DES) | Abbott | Xience Sierra Everolimus Eluting Cobalt Chromium Coronary Stent | 1500325-33 | Standalone | DE0502277 | As per HSA registered indication(s)
Cardiac | Interventional cardiology | Coronary stent | Drug eluting coronary stent (DES) | Abbott | Xience Sierra Everolimus Eluting Cobalt Chromium Coronary Stent | 1500325-38 | Standalone | DE0502277 | As per HSA registered indication(s)
Cardiac | Interventional cardiology | Coronary stent | Drug eluting coronary stent (DES) | Abbott | Xience Sierra Everolimus Eluting Cobalt Chromium Coronary Stent | 1500350-08 | Standalone | DE0502277 | As per HSA registered indication(s)
Cardiac | Interventional cardiology | Coronary stent | Drug eluting coronary stent (DES) | Abbott | Xience Sierra Everolimus Eluting Cobalt Chromium Coronary Stent | 1500350-12 | Standalone | DE0502277 | As per HSA registered indication(s)
Cardiac | Interventional cardiology | Coronary stent | Drug eluting coronary stent (DES) | Abbott | Xience Sierra Everolimus Eluting Cobalt Chromium Coronary Stent | 1500350-15 | Standalone | DE0502277 | As per HSA registered indication(s)
Cardiac | Interventional cardiology | Coronary stent | Drug eluting coronary stent (DES) | Abbott | Xience Sierra Everolimus Eluting Cobalt Chromium Coronary Stent | 1500350-18 | Standalone | DE0502277 | As per HSA registered indication(s)
Cardiac | Interventional cardiology | Coronary stent | Drug eluting coronary stent (DES) | Abbott | Xience Sierra Everolimus Eluting Cobalt Chromium Coronary Stent | 1500350-23 | Standalone | DE0502277 | As per HSA registered indication(s)
Cardiac | Interventional cardiology | Coronary stent | Drug eluting coronary stent (DES) | Abbott | Xience Sierra Everolimus Eluting Cobalt Chromium Coronary Stent | 1500350-28 | Standalone | DE0502277 | As per HSA registered indication(s)
Cardiac | Interventional cardiology | Coronary stent | Drug eluting coronary stent (DES) | Abbott | Xience Sierra Everolimus Eluting Cobalt Chromium Coronary Stent | 1500350-33 | Standalone | DE0502277 | As per HSA registered indication(s)
Cardiac | Interventional cardiology | Coronary stent | Drug eluting coronary stent (DES) | Abbott | Xience Sierra Everolimus Eluting Cobalt Chromium Coronary Stent | 1500350-38 | Standalone | DE0502277 | As per HSA registered indication(s)
Cardiac | Interventional cardiology | Coronary stent | Drug eluting coronary stent (DES) | Abbott | Xience Sierra Everolimus Eluting Cobalt Chromium Coronary Stent | 1500400-08 | Standalone | DE0502277 | As per HSA registered indication(s)
Cardiac | Interventional cardiology | Coronary stent | Drug eluting coronary stent (DES) | Abbott | Xience Sierra Everolimus Eluting Cobalt Chromium Coronary Stent | 1500400-12 | Standalone | DE0502277 | As per HSA registered indication(s)
Cardiac | Interventional cardiology | Coronary stent | Drug eluting coronary stent (DES) | Abbott | Xience Sierra Everolimus Eluting Cobalt Chromium Coronary Stent | 1500400-15 | Standalone | DE0502277 | As per HSA registered indication(s)
Cardiac | Interventional cardiology | Coronary stent | Drug eluting coronary stent (DES) | Abbott | Xience Sierra Everolimus Eluting Cobalt Chromium Coronary Stent | 1500400-18 | Standalone | DE0502277 | As per HSA registered indication(s)
Cardiac | Interventional cardiology | Coronary stent | Drug eluting coronary stent (DES) | Abbott | Xience Sierra Everolimus Eluting Cobalt Chromium Coronary Stent | 1500400-23 | Standalone | DE0502277 | As per HSA registered indication(s)
Cardiac | Interventional cardiology | Coronary stent | Drug eluting coronary stent (DES) | Abbott | Xience Sierra Everolimus Eluting Cobalt Chromium Coronary Stent | 1500400-28 | Standalone | DE0502277 | As per HSA registered indication(s)
Cardiac | Interventional cardiology | Coronary stent | Drug eluting coronary stent (DES) | Abbott | Xience Sierra Everolimus Eluting Cobalt Chromium Coronary Stent | 1500400-33 | Standalone | DE0502277 | As per HSA registered indication(s)
Cardiac | Interventional cardiology | Coronary stent | Drug eluting coronary stent (DES) | Abbott | Xience Sierra Everolimus Eluting Cobalt Chromium Coronary Stent | 1500400-38 | Standalone | DE0502277 | As per HSA registered indication(s)
Cardiac | Interventional cardiology | Coronary stent | Drug eluting coronary stent (DES) | Abbott | Xience Xpedition on 48mm Everolimus Eluting Cobalt Chromium Coronary Stent | 1070250-48 | Standalone | DE0015530 | As per HSA registered indication(s)
Cardiac | Interventional cardiology | Coronary stent | Drug eluting coronary stent (DES) | Abbott | Xience Xpedition on 48mm Everolimus Eluting Cobalt Chromium Coronary Stent | 1070275-48 | Standalone | DE0015530 | As per HSA registered indication(s)
Cardiac | Interventional cardiology | Coronary stent | Drug eluting coronary stent (DES) | Abbott | Xience Xpedition on 48mm Everolimus Eluting Cobalt Chromium Coronary Stent | 1070300-48 | Standalone | DE0015530 | As per HSA registered indication(s)
Cardiac | Interventional cardiology | Coronary stent | Drug eluting coronary stent (DES) | Abbott | Xience Xpedition on 48mm Everolimus Eluting Cobalt Chromium Coronary Stent | 1070350-48 | Standalone | DE0015530 | As per HSA registered indication(s)
Cardiac | Interventional cardiology | Coronary stent | Drug eluting coronary stent (DES) | Biosensors Interventional | Biomatrix Alpha Drug Eluting Stent System | BMX6-2209 | Standalone | DE0018565 | As per HSA registered indication(s)
Cardiac | Interventional cardiology | Coronary stent | Drug eluting coronary stent (DES) | Biosensors Interventional | Biomatrix Alpha Drug Eluting Stent System | BMX6-2214 | Standalone | DE0018565 | As per HSA registered indication(s)
Cardiac | Interventional cardiology | Coronary stent | Drug eluting coronary stent (DES) | Biosensors Interventional | Biomatrix Alpha Drug Eluting Stent System | BMX6-2219 | Standalone | DE0018565 | As per HSA registered indication(s)
Cardiac | Interventional cardiology | Coronary stent | Drug eluting coronary stent (DES) | Biosensors Interventional | Biomatrix Alpha Drug Eluting Stent System | BMX6-2224 | Standalone | DE0018565 | As per HSA registered indication(s)
Cardiac | Interventional cardiology | Coronary stent | Drug eluting coronary stent (DES) | Biosensors Interventional | Biomatrix Alpha Drug Eluting Stent System | BMX6-2229 | Standalone | DE0018565 | As per HSA registered indication(s)
Cardiac | Interventional cardiology | Coronary stent | Drug eluting coronary stent (DES) | Biosensors Interventional | Biomatrix Alpha Drug Eluting Stent System | BMX6-2509 | Standalone | DE0018565 | As per HSA registered indication(s)
Cardiac | Interventional cardiology | Coronary stent | Drug eluting coronary stent (DES) | Biosensors Interventional | Biomatrix Alpha Drug Eluting Stent System | BMX6-2514 | Standalone | DE0018565 | As per HSA registered indication(s)
Cardiac | Interventional cardiology | Coronary stent | Drug eluting coronary stent (DES) | Biosensors Interventional | Biomatrix Alpha Drug Eluting Stent System | BMX6-2519 | Standalone | DE0018565 | As per HSA registered indication(s)
Cardiac | Interventional cardiology | Coronary stent | Drug eluting coronary stent (DES) | Biosensors Interventional | Biomatrix Alpha Drug Eluting Stent System | BMX6-2524 | Standalone | DE0018565 | As per HSA registered indication(s)
Cardiac | Interventional cardiology | Coronary stent | Drug eluting coronary stent (DES) | Biosensors Interventional | Biomatrix Alpha Drug Eluting Stent System | BMX6-2529 | Standalone | DE0018565 | As per HSA registered indication(s)
Cardiac | Interventional cardiology | Coronary stent | Drug eluting coronary stent (DES) | Biosensors Interventional | Biomatrix Alpha Drug Eluting Stent System | BMX6-2533 | Standalone | DE0018565 | As per HSA registered indication(s)
Cardiac | Interventional cardiology | Coronary stent | Drug eluting coronary stent (DES) | Biosensors Interventional | Biomatrix Alpha Drug Eluting Stent System | BMX6-2536 | Standalone | DE0018565 | As per HSA registered indication(s)
Cardiac | Interventional cardiology | Coronary stent | Drug eluting coronary stent (DES) | Biosensors Interventional | Biomatrix Alpha Drug Eluting Stent System | BMX6-2709 | Standalone | DE0018565 | As per HSA registered indication(s)
Cardiac | Interventional cardiology | Coronary stent | Drug eluting coronary stent (DES) | Biosensors Interventional | Biomatrix Alpha Drug Eluting Stent System | BMX6-2714 | Standalone | DE0018565 | As per HSA registered indication(s)
Cardiac | Interventional cardiology | Coronary stent | Drug eluting coronary stent (DES) | Biosensors Interventional | Biomatrix Alpha Drug Eluting Stent System | BMX6-2719 | Standalone | DE0018565 | As per HSA registered indication(s)
Cardiac | Interventional cardiology | Coronary stent | Drug eluting coronary stent (DES) | Biosensors Interventional | Biomatrix Alpha Drug Eluting Stent System | BMX6-2724 | Standalone | DE0018565 | As per HSA registered indication(s)
Cardiac | Interventional cardiology | Coronary stent | Drug eluting coronary stent (DES) | Biosensors Interventional | Biomatrix Alpha Drug Eluting Stent System | BMX6-2729 | Standalone | DE0018565 | As per HSA registered indication(s)
Cardiac | Interventional cardiology | Coronary stent | Drug eluting coronary stent (DES) | Biosensors Interventional | Biomatrix Alpha Drug Eluting Stent System | BMX6-2733 | Standalone | DE0018565 | As per HSA registered indication(s)
Cardiac | Interventional cardiology | Coronary stent | Drug eluting coronary stent (DES) | Biosensors Interventional | Biomatrix Alpha Drug Eluting Stent System | BMX6-2736 | Standalone | DE0018565 | As per HSA registered indication(s)
Cardiac | Interventional cardiology | Coronary stent | Drug eluting coronary stent (DES) | Biosensors Interventional | Biomatrix Alpha Drug Eluting Stent System | BMX6-3009 | Standalone | DE0018565 | As per HSA registered indication(s)
Cardiac | Interventional cardiology | Coronary stent | Drug eluting coronary stent (DES) | Biosensors Interventional | Biomatrix Alpha Drug Eluting Stent System | BMX6-3014 | Standalone | DE0018565 | As per HSA registered indication(s)
Cardiac | Interventional cardiology | Coronary stent | Drug eluting coronary stent (DES) | Biosensors Interventional | Biomatrix Alpha Drug Eluting Stent System | BMX6-3019 | Standalone | DE0018565 | As per HSA registered indication(s)
Cardiac | Interventional cardiology | Coronary stent | Drug eluting coronary stent (DES) | Biosensors Interventional | Biomatrix Alpha Drug Eluting Stent System | BMX6-3024 | Standalone | DE0018565 | As per HSA registered indication(s)
Cardiac | Interventional cardiology | Coronary stent | Drug eluting coronary stent (DES) | Biosensors Interventional | Biomatrix Alpha Drug Eluting Stent System | BMX6-3029 | Standalone | DE0018565 | As per HSA registered indication(s)
Cardiac | Interventional cardiology | Coronary stent | Drug eluting coronary stent (DES) | Biosensors Interventional | Biomatrix Alpha Drug Eluting Stent System | BMX6-3033 | Standalone | DE0018565 | As per HSA registered indication(s)
Cardiac | Interventional cardiology | Coronary stent | Drug eluting coronary stent (DES) | Biosensors Interventional | Biomatrix Alpha Drug Eluting Stent System | BMX6-3036 | Standalone | DE0018565 | As per HSA registered indication(s)
Cardiac | Interventional cardiology | Coronary stent | Drug eluting coronary stent (DES) | Biosensors Interventional | Biomatrix Alpha Drug Eluting Stent System | BMX6-3509 | Standalone | DE0018565 | As per HSA registered indication(s)
Cardiac | Interventional cardiology | Coronary stent | Drug eluting coronary stent (DES) | Biosensors Interventional | Biomatrix Alpha Drug Eluting Stent System | BMX6-3514 | Standalone | DE0018565 | As per HSA registered indication(s)
Cardiac | Interventional cardiology | Coronary stent | Drug eluting coronary stent (DES) | Biosensors Interventional | Biomatrix Alpha Drug Eluting Stent System | BMX6-3519 | Standalone | DE0018565 | As per HSA registered indication(s)
Cardiac | Interventional cardiology | Coronary stent | Drug eluting coronary stent (DES) | Biosensors Interventional | Biomatrix Alpha Drug Eluting Stent System | BMX6-3524 | Standalone | DE0018565 | As per HSA registered indication(s)
Cardiac | Interventional cardiology | Coronary stent | Drug eluting coronary stent (DES) | Biosensors Interventional | Biomatrix Alpha Drug Eluting Stent System | BMX6-3529 | Standalone | DE0018565 | As per HSA registered indication(s)
Cardiac | Interventional cardiology | Coronary stent | Drug eluting coronary stent (DES) | Biosensors Interventional | Biomatrix Alpha Drug Eluting Stent System | BMX6-3533 | Standalone | DE0018565 | As per HSA registered indication(s)
Cardiac | Interventional cardiology | Coronary stent | Drug eluting coronary stent (DES) | Biosensors Interventional | Biomatrix Alpha Drug Eluting Stent System | BMX6-3536 | Standalone | DE0018565 | As per HSA registered indication(s)
Cardiac | Interventional cardiology | Coronary stent | Drug eluting coronary stent (DES) | Biosensors Interventional | Biomatrix Alpha Drug Eluting Stent System | BMX6-4009 | Standalone | DE0018565 | As per HSA registered indication(s)
Cardiac | Interventional cardiology | Coronary stent | Drug eluting coronary stent (DES) | Biosensors Interventional | Biomatrix Alpha Drug Eluting Stent System | BMX6-4014 | Standalone | DE0018565 | As per HSA registered indication(s)
Cardiac | Interventional cardiology | Coronary stent | Drug eluting coronary stent (DES) | Biosensors Interventional | Biomatrix Alpha Drug Eluting Stent System | BMX6-4019 | Standalone | DE0018565 | As per HSA registered indication(s)
Cardiac | Interventional cardiology | Coronary stent | Drug eluting coronary stent (DES) | Biosensors Interventional | Biomatrix Alpha Drug Eluting Stent System | BMX6-4024 | Standalone | DE0018565 | As per HSA registered indication(s)
Cardiac | Interventional cardiology | Coronary stent | Drug eluting coronary stent (DES) | Biosensors Interventional | Biomatrix Alpha Drug Eluting Stent System | BMX6-4029 | Standalone | DE0018565 | As per HSA registered indication(s)
Cardiac | Interventional cardiology | Coronary stent | Drug eluting coronary stent (DES) | Biosensors Interventional | BioFreedom Ultra Drug Coated Stent System | BFC1-2209 | Standalone | DE0506039 | As per HSA registered indication(s)
Cardiac | Interventional cardiology | Coronary stent | Drug eluting coronary stent (DES) | Biosensors Interventional | BioFreedom Ultra Drug Coated Stent System | BFC1-2214 | Standalone | DE0506039 | As per HSA registered indication(s)
Cardiac | Interventional cardiology | Coronary stent | Drug eluting coronary stent (DES) | Biosensors Interventional | BioFreedom Ultra Drug Coated Stent System | BFC1-2219 | Standalone | DE0506039 | As per HSA registered indication(s)
Cardiac | Interventional cardiology | Coronary stent | Drug eluting coronary stent (DES) | Biosensors Interventional | BioFreedom Ultra Drug Coated Stent System | BFC1-2224 | Standalone | DE0506039 | As per HSA registered indication(s)
Cardiac | Interventional cardiology | Coronary stent | Drug eluting coronary stent (DES) | Biosensors Interventional | BioFreedom Ultra Drug Coated Stent System | BFC1-2229 | Standalone | DE0506039 | As per HSA registered indication(s)
Cardiac | Interventional cardiology | Coronary stent | Drug eluting coronary stent (DES) | Biosensors Interventional | BioFreedom Ultra Drug Coated Stent System | BFC1-2509 | Standalone | DE0506039 | As per HSA registered indication(s)
Cardiac | Interventional cardiology | Coronary stent | Drug eluting coronary stent (DES) | Biosensors Interventional | BioFreedom Ultra Drug Coated Stent System | BFC1-2514 | Standalone | DE0506039 | As per HSA registered indication(s)
Cardiac | Interventional cardiology | Coronary stent | Drug eluting coronary stent (DES) | Biosensors Interventional | BioFreedom Ultra Drug Coated Stent System | BFC1-2519 | Standalone | DE0506039 | As per HSA registered indication(s)
Cardiac | Interventional cardiology | Coronary stent | Drug eluting coronary stent (DES) | Biosensors Interventional | BioFreedom Ultra Drug Coated Stent System | BFC1-2524 | Standalone | DE0506039 | As per HSA registered indication(s)
Cardiac | Interventional cardiology | Coronary stent | Drug eluting coronary stent (DES) | Biosensors Interventional | BioFreedom Ultra Drug Coated Stent System | BFC1-2529 | Standalone | DE0506039 | As per HSA registered indication(s)
Cardiac | Interventional cardiology | Coronary stent | Drug eluting coronary stent (DES) | Biosensors Interventional | BioFreedom Ultra Drug Coated Stent System | BFC1-2533 | Standalone | DE0506039 | As per HSA registered indication(s)
Cardiac | Interventional cardiology | Coronary stent | Drug eluting coronary stent (DES) | Biosensors Interventional | BioFreedom Ultra Drug Coated Stent System | BFC1-2536 | Standalone | DE0506039 | As per HSA registered indication(s)
Cardiac | Interventional cardiology | Coronary stent | Drug eluting coronary stent (DES) | Biosensors Interventional | BioFreedom Ultra Drug Coated Stent System | BFC1-2709 | Standalone | DE0506039 | As per HSA registered indication(s)
Cardiac | Interventional cardiology | Coronary stent | Drug eluting coronary stent (DES) | Biosensors Interventional | BioFreedom Ultra Drug Coated Stent System | BFC1-2714 | Standalone | DE0506039 | As per HSA registered indication(s)
Cardiac | Interventional cardiology | Coronary stent | Drug eluting coronary stent (DES) | Biosensors Interventional | BioFreedom Ultra Drug Coated Stent System | BFC1-2719 | Standalone | DE0506039 | As per HSA registered indication(s)
Cardiac | Interventional cardiology | Coronary stent | Drug eluting coronary stent (DES) | Biosensors Interventional | BioFreedom Ultra Drug Coated Stent System | BFC1-2724 | Standalone | DE0506039 | As per HSA registered indication(s)
Cardiac | Interventional cardiology | Coronary stent | Drug eluting coronary stent (DES) | Biosensors Interventional | BioFreedom Ultra Drug Coated Stent System | BFC1-2729 | Standalone | DE0506039 | As per HSA registered indication(s)
Cardiac | Interventional cardiology | Coronary stent | Drug eluting coronary stent (DES) | Biosensors Interventional | BioFreedom Ultra Drug Coated Stent System | BFC1-2733 | Standalone | DE0506039 | As per HSA registered indication(s)
Cardiac | Interventional cardiology | Coronary stent | Drug eluting coronary stent (DES) | Biosensors Interventional | BioFreedom Ultra Drug Coated Stent System | BFC1-2736 | Standalone | DE0506039 | As per HSA registered indication(s)
Cardiac | Interventional cardiology | Coronary stent | Drug eluting coronary stent (DES) | Biosensors Interventional | BioFreedom Ultra Drug Coated Stent System | BFC1-3009 | Standalone | DE0506039 | As per HSA registered indication(s)
Cardiac | Interventional cardiology | Coronary stent | Drug eluting coronary stent (DES) | Biosensors Interventional | BioFreedom Ultra Drug Coated Stent System | BFC1-3014 | Standalone | DE0506039 | As per HSA registered indication(s)
Cardiac | Interventional cardiology | Coronary stent | Drug eluting coronary stent (DES) | Biosensors Interventional | BioFreedom Ultra Drug Coated Stent System | BFC1-3019 | Standalone | DE0506039 | As per HSA registered indication(s)
Cardiac | Interventional cardiology | Coronary stent | Drug eluting coronary stent (DES) | Biosensors Interventional | BioFreedom Ultra Drug Coated Stent System | BFC1-3024 | Standalone | DE0506039 | As per HSA registered indication(s)
Cardiac | Interventional cardiology | Coronary stent | Drug eluting coronary stent (DES) | Biosensors Interventional | BioFreedom Ultra Drug Coated Stent System | BFC1-3029 | Standalone | DE0506039 | As per HSA registered indication(s)
Cardiac | Interventional cardiology | Coronary stent | Drug eluting coronary stent (DES) | Biosensors Interventional | BioFreedom Ultra Drug Coated Stent System | BFC1-3033 | Standalone | DE0506039 | As per HSA registered indication(s)
Cardiac | Interventional cardiology | Coronary stent | Drug eluting coronary stent (DES) | Biosensors Interventional | BioFreedom Ultra Drug Coated Stent System | BFC1-3036 | Standalone | DE0506039 | As per HSA registered indication(s)
Cardiac | Interventional cardiology | Coronary stent | Drug eluting coronary stent (DES) | Biosensors Interventional | BioFreedom Ultra Drug Coated Stent System | BFC1-3509 | Standalone | DE0506039 | As per HSA registered indication(s)
Cardiac | Interventional cardiology | Coronary stent | Drug eluting coronary stent (DES) | Biosensors Interventional | BioFreedom Ultra Drug Coated Stent System | BFC1-3514 | Standalone | DE0506039 | As per HSA registered indication(s)
Cardiac | Interventional cardiology | Coronary stent | Drug eluting coronary stent (DES) | Biosensors Interventional | BioFreedom Ultra Drug Coated Stent System | BFC1-3519 | Standalone | DE0506039 | As per HSA registered indication(s)
Cardiac | Interventional cardiology | Coronary stent | Drug eluting coronary stent (DES) | Biosensors Interventional | BioFreedom Ultra Drug Coated Stent System | BFC1-3524 | Standalone | DE0506039 | As per HSA registered indication(s)
Cardiac | Interventional cardiology | Coronary stent | Drug eluting coronary stent (DES) | Biosensors Interventional | BioFreedom Ultra Drug Coated Stent System | BFC1-3529 | Standalone | DE0506039 | As per HSA registered indication(s)
Cardiac | Interventional cardiology | Coronary stent | Drug eluting coronary stent (DES) | Biosensors Interventional | BioFreedom Ultra Drug Coated Stent System | BFC1-3533 | Standalone | DE0506039 | As per HSA registered indication(s)
Cardiac | Interventional cardiology | Coronary stent | Drug eluting coronary stent (DES) | Biosensors Interventional | BioFreedom Ultra Drug Coated Stent System | BFC1-3536 | Standalone | DE0506039 | As per HSA registered indication(s)
Cardiac | Interventional cardiology | Coronary stent | Drug eluting coronary stent (DES) | Biosensors Interventional | BioFreedom Ultra Drug Coated Stent System | BFC1-4009 | Standalone | DE0506039 | As per HSA registered indication(s)
Cardiac | Interventional cardiology | Coronary stent | Drug eluting coronary stent (DES) | Biosensors Interventional | BioFreedom Ultra Drug Coated Stent System | BFC1-4014 | Standalone | DE0506039 | As per HSA registered indication(s)
Cardiac | Interventional cardiology | Coronary stent | Drug eluting coronary stent (DES) | Biosensors Interventional | BioFreedom Ultra Drug Coated Stent System | BFC1-4019 | Standalone | DE0506039 | As per HSA registered indication(s)
Cardiac | Interventional cardiology | Coronary stent | Drug eluting coronary stent (DES) | Biosensors Interventional | BioFreedom Ultra Drug Coated Stent System | BFC1-4024 | Standalone | DE0506039 | As per HSA registered indication(s)
Cardiac | Interventional cardiology | Coronary stent | Drug eluting coronary stent (DES) | Biosensors Interventional | BioFreedom Ultra Drug Coated Stent System | BFC1-4029 | Standalone | DE0506039 | As per HSA registered indication(s)
Cardiac | Interventional cardiology | Coronary stent | Drug eluting coronary stent (DES) | BIOTRONIK | Orsiro Sirolimus Eluting Coronary Stent System | 364469 | Standalone | DE0014256 | As per HSA registered indication(s)
Cardiac | Interventional cardiology | Coronary stent | Drug eluting coronary stent (DES) | BIOTRONIK | Orsiro Sirolimus Eluting Coronary Stent System | 364470 | Standalone | DE0014256 | As per HSA registered indication(s)
Cardiac | Interventional cardiology | Coronary stent | Drug eluting coronary stent (DES) | BIOTRONIK | Orsiro Sirolimus Eluting Coronary Stent System | 364471 | Standalone | DE0014256 | As per HSA registered indication(s)
Cardiac | Interventional cardiology | Coronary stent | Drug eluting coronary stent (DES) | BIOTRONIK | Orsiro Sirolimus Eluting Coronary Stent System | 364472 | Standalone | DE0014256 | As per HSA registered indication(s)
Cardiac | Interventional cardiology | Coronary stent | Drug eluting coronary stent (DES) | BIOTRONIK | Orsiro Sirolimus Eluting Coronary Stent System | 364473 | Standalone | DE0014256 | As per HSA registered indication(s)
Cardiac | Interventional cardiology | Coronary stent | Drug eluting coronary stent (DES) | BIOTRONIK | Orsiro Sirolimus Eluting Coronary Stent System | 364474 | Standalone | DE0014256 | As per HSA registered indication(s)
Cardiac | Interventional cardiology | Coronary stent | Drug eluting coronary stent (DES) | BIOTRONIK | Orsiro Sirolimus Eluting Coronary Stent System | 364475 | Standalone | DE0014256 | As per HSA registered indication(s)
Cardiac | Interventional cardiology | Coronary stent | Drug eluting coronary stent (DES) | BIOTRONIK | Orsiro Sirolimus Eluting Coronary Stent System | 364476 | Standalone | DE0014256 | As per HSA registered indication(s)
Cardiac | Interventional cardiology | Coronary stent | Drug eluting coronary stent (DES) | BIOTRONIK | Orsiro Sirolimus Eluting Coronary Stent System | 364477 | Standalone | DE0014256 | As per HSA registered indication(s)
Cardiac | Interventional cardiology | Coronary stent | Drug eluting coronary stent (DES) | BIOTRONIK | Orsiro Sirolimus Eluting Coronary Stent System | 364478 | Standalone | DE0014256 | As per HSA registered indication(s)
Cardiac | Interventional cardiology | Coronary stent | Drug eluting coronary stent (DES) | BIOTRONIK | Orsiro Sirolimus Eluting Coronary Stent System | 364479 | Standalone | DE0014256 | As per HSA registered indication(s)
Cardiac | Interventional cardiology | Coronary stent | Drug eluting coronary stent (DES) | BIOTRONIK | Orsiro Sirolimus Eluting Coronary Stent System | 364480 | Standalone | DE0014256 | As per HSA registered indication(s)
Cardiac | Interventional cardiology | Coronary stent | Drug eluting coronary stent (DES) | BIOTRONIK | Orsiro Sirolimus Eluting Coronary Stent System | 364481 | Standalone | DE0014256 | As per HSA registered indication(s)
Cardiac | Interventional cardiology | Coronary stent | Drug eluting coronary stent (DES) | BIOTRONIK | Orsiro Sirolimus Eluting Coronary Stent System | 364482 | Standalone | DE0014256 | As per HSA registered indication(s)
Cardiac | Interventional cardiology | Coronary stent | Drug eluting coronary stent (DES) | BIOTRONIK | Orsiro Sirolimus Eluting Coronary Stent System | 364483 | Standalone | DE0014256 | As per HSA registered indication(s)
Cardiac | Interventional cardiology | Coronary stent | Drug eluting coronary stent (DES) | BIOTRONIK | Orsiro Sirolimus Eluting Coronary Stent System | 364484 | Standalone | DE0014256 | As per HSA registered indication(s)
Cardiac | Interventional cardiology | Coronary stent | Drug eluting coronary stent (DES) | BIOTRONIK | Orsiro Sirolimus Eluting Coronary Stent System | 364485 | Standalone | DE0014256 | As per HSA registered indication(s)
Cardiac | Interventional cardiology | Coronary stent | Drug eluting coronary stent (DES) | BIOTRONIK | Orsiro Sirolimus Eluting Coronary Stent System | 364486 | Standalone | DE0014256 | As per HSA registered indication(s)
Cardiac | Interventional cardiology | Coronary stent | Drug eluting coronary stent (DES) | BIOTRONIK | Orsiro Sirolimus Eluting Coronary Stent System | 364487 | Standalone | DE0014256 | As per HSA registered indication(s)
Cardiac | Interventional cardiology | Coronary stent | Drug eluting coronary stent (DES) | BIOTRONIK | Orsiro Sirolimus Eluting Coronary Stent System | 364488 | Standalone | DE0014256 | As per HSA registered indication(s)
Cardiac | Interventional cardiology | Coronary stent | Drug eluting coronary stent (DES) | BIOTRONIK | Orsiro Sirolimus Eluting Coronary Stent System | 364489 | Standalone | DE0014256 | As per HSA registered indication(s)
Cardiac | Interventional cardiology | Coronary stent | Drug eluting coronary stent (DES) | BIOTRONIK | Orsiro Sirolimus Eluting Coronary Stent System | 364490 | Standalone | DE0014256 | As per HSA registered indication(s)
Cardiac | Interventional cardiology | Coronary stent | Drug eluting coronary stent (DES) | BIOTRONIK | Orsiro Sirolimus Eluting Coronary Stent System | 364491 | Standalone | DE0014256 | As per HSA registered indication(s)
Cardiac | Interventional cardiology | Coronary stent | Drug eluting coronary stent (DES) | BIOTRONIK | Orsiro Sirolimus Eluting Coronary Stent System | 364492 | Standalone | DE0014256 | As per HSA registered indication(s)
Cardiac | Interventional cardiology | Coronary stent | Drug eluting coronary stent (DES) | BIOTRONIK | Orsiro Sirolimus Eluting Coronary Stent System | 364499 | Standalone | DE0014256 | As per HSA registered indication(s)
Cardiac | Interventional cardiology | Coronary stent | Drug eluting coronary stent (DES) | BIOTRONIK | Orsiro Sirolimus Eluting Coronary Stent System | 364500 | Standalone | DE0014256 | As per HSA registered indication(s)
Cardiac | Interventional cardiology | Coronary stent | Drug eluting coronary stent (DES) | BIOTRONIK | Orsiro Sirolimus Eluting Coronary Stent System | 364501 | Standalone | DE0014256 | As per HSA registered indication(s)
Cardiac | Interventional cardiology | Coronary stent | Drug eluting coronary stent (DES) | BIOTRONIK | Orsiro Sirolimus Eluting Coronary Stent System | 364502 | Standalone | DE0014256 | As per HSA registered indication(s)
Cardiac | Interventional cardiology | Coronary stent | Drug eluting coronary stent (DES) | BIOTRONIK | Orsiro Sirolimus Eluting Coronary Stent System | 364503 | Standalone | DE0014256 | As per HSA registered indication(s)
Cardiac | Interventional cardiology | Coronary stent | Drug eluting coronary stent (DES) | BIOTRONIK | Orsiro Sirolimus Eluting Coronary Stent System | 364504 | Standalone | DE0014256 | As per HSA registered indication(s)
Cardiac | Interventional cardiology | Coronary stent | Drug eluting coronary stent (DES) | BIOTRONIK | Orsiro Sirolimus Eluting Coronary Stent System | 364505 | Standalone | DE0014256 | As per HSA registered indication(s)
Cardiac | Interventional cardiology | Coronary stent | Drug eluting coronary stent (DES) | BIOTRONIK | Orsiro Sirolimus Eluting Coronary Stent System | 364506 | Standalone | DE0014256 | As per HSA registered indication(s)
Cardiac | Interventional cardiology | Coronary stent | Drug eluting coronary stent (DES) | BIOTRONIK | Orsiro Sirolimus Eluting Coronary Stent System | 364507 | Standalone | DE0014256 | As per HSA registered indication(s)
Cardiac | Interventional cardiology | Coronary stent | Drug eluting coronary stent (DES) | BIOTRONIK | Orsiro Sirolimus Eluting Coronary Stent System | 364508 | Standalone | DE0014256 | As per HSA registered indication(s)
Cardiac | Interventional cardiology | Coronary stent | Drug eluting coronary stent (DES) | BIOTRONIK | Orsiro Sirolimus Eluting Coronary Stent System | 364509 | Standalone | DE0014256 | As per HSA registered indication(s)
Cardiac | Interventional cardiology | Coronary stent | Drug eluting coronary stent (DES) | BIOTRONIK | Orsiro Sirolimus Eluting Coronary Stent System | 364510 | Standalone | DE0014256 | As per HSA registered indication(s)
Cardiac | Interventional cardiology | Coronary stent | Drug eluting coronary stent (DES) | BIOTRONIK | Orsiro Sirolimus Eluting Coronary Stent System | 364511 | Standalone | DE0014256 | As per HSA registered indication(s)
Cardiac | Interventional cardiology | Coronary stent | Drug eluting coronary stent (DES) | BIOTRONIK | Orsiro Sirolimus Eluting Coronary Stent System | 364512 | Standalone | DE0014256 | As per HSA registered indication(s)
Cardiac | Interventional cardiology | Coronary stent | Drug eluting coronary stent (DES) | BIOTRONIK | Orsiro Sirolimus Eluting Coronary Stent System | 364513 | Standalone | DE0014256 | As per HSA registered indication(s)
Cardiac | Interventional cardiology | Coronary stent | Drug eluting coronary stent (DES) | BIOTRONIK | Orsiro Sirolimus Eluting Coronary Stent System | 364514 | Standalone | DE0014256 | As per HSA registered indication(s)
Cardiac | Interventional cardiology | Coronary stent | Drug eluting coronary stent (DES) | BIOTRONIK | Orsiro Sirolimus Eluting Coronary Stent System | 364515 | Standalone | DE0014256 | As per HSA registered indication(s)
Cardiac | Interventional cardiology | Coronary stent | Drug eluting coronary stent (DES) | BIOTRONIK | Orsiro Sirolimus Eluting Coronary Stent System | 364516 | Standalone | DE0014256 | As per HSA registered indication(s)
Cardiac | Interventional cardiology | Coronary stent | Drug eluting coronary stent (DES) | BIOTRONIK | Orsiro Sirolimus Eluting Coronary Stent System | 391234 | Standalone | DE0014256 | As per HSA registered indication(s)
Cardiac | Interventional cardiology | Coronary stent | Drug eluting coronary stent (DES) | BIOTRONIK | Orsiro Sirolimus Eluting Coronary Stent System | 391235 | Standalone | DE0014256 | As per HSA registered indication(s)
Cardiac | Interventional cardiology | Coronary stent | Drug eluting coronary stent (DES) | BIOTRONIK | Orsiro Sirolimus Eluting Coronary Stent System | 391236 | Standalone | DE0014256 | As per HSA registered indication(s)
Cardiac | Interventional cardiology | Coronary stent | Drug eluting coronary stent (DES) | BIOTRONIK | Orsiro Sirolimus Eluting Coronary Stent System | 391237 | Standalone | DE0014256 | As per HSA registered indication(s)
Cardiac | Interventional cardiology | Coronary stent | Drug eluting coronary stent (DES) | BIOTRONIK | Orsiro Sirolimus Eluting Coronary Stent System | 391018 | Standalone | DE0014256 | As per HSA registered indication(s)
Cardiac | Interventional cardiology | Coronary stent | Drug eluting coronary stent (DES) | BIOTRONIK | Orsiro Sirolimus Eluting Coronary Stent System | 391019 | Standalone | DE0014256 | As per HSA registered indication(s)
Cardiac | Interventional cardiology | Coronary stent | Drug eluting coronary stent (DES) | BIOTRONIK | Orsiro Sirolimus Eluting Coronary Stent System | 391238 | Standalone | DE0014256 | As per HSA registered indication(s)
Cardiac | Interventional cardiology | Coronary stent | Drug eluting coronary stent (DES) | BIOTRONIK | Orsiro Sirolimus Eluting Coronary Stent System | 391239 | Standalone | DE0014256 | As per HSA registered indication(s)
Cardiac | Interventional cardiology | Coronary stent | Drug eluting coronary stent (DES) | BIOTRONIK | Orsiro Sirolimus Eluting Coronary Stent System | 391240 | Standalone | DE0014256 | As per HSA registered indication(s)
Cardiac | Interventional cardiology | Coronary stent | Drug eluting coronary stent (DES) | BIOTRONIK | Orsiro Sirolimus Eluting Coronary Stent System | 391241 | Standalone | DE0014256 | As per HSA registered indication(s)
Cardiac | Interventional cardiology | Coronary stent | Drug eluting coronary stent (DES) | BIOTRONIK | Orsiro Sirolimus Eluting Coronary Stent System | 391020 | Standalone | DE0014256 | As per HSA registered indication(s)
Cardiac | Interventional cardiology | Coronary stent | Drug eluting coronary stent (DES) | BIOTRONIK | Orsiro Sirolimus Eluting Coronary Stent System | 391021 | Standalone | DE0014256 | As per HSA registered indication(s)
Cardiac | Interventional cardiology | Coronary stent | Drug eluting coronary stent (DES) | BIOTRONIK | Orsiro Mission Sirolimus Eluting Coronary Stent System | 419101 | Standalone | DE0505711 | As per HSA registered indication(s)
Cardiac | Interventional cardiology | Coronary stent | Drug eluting coronary stent (DES) | BIOTRONIK | Orsiro Mission Sirolimus Eluting Coronary Stent System | 419102 | Standalone | DE0505711 | As per HSA registered indication(s)
Cardiac | Interventional cardiology | Coronary stent | Drug eluting coronary stent (DES) | BIOTRONIK | Orsiro Mission Sirolimus Eluting Coronary Stent System | 419103 | Standalone | DE0505711 | As per HSA registered indication(s)
Cardiac | Interventional cardiology | Coronary stent | Drug eluting coronary stent (DES) | BIOTRONIK | Orsiro Mission Sirolimus Eluting Coronary Stent System | 419104 | Standalone | DE0505711 | As per HSA registered indication(s)
Cardiac | Interventional cardiology | Coronary stent | Drug eluting coronary stent (DES) | BIOTRONIK | Orsiro Mission Sirolimus Eluting Coronary Stent System | 419105 | Standalone | DE0505711 | As per HSA registered indication(s)
Cardiac | Interventional cardiology | Coronary stent | Drug eluting coronary stent (DES) | BIOTRONIK | Orsiro Mission Sirolimus Eluting Coronary Stent System | 419106 | Standalone | DE0505711 | As per HSA registered indication(s)
Cardiac | Interventional cardiology | Coronary stent | Drug eluting coronary stent (DES) | BIOTRONIK | Orsiro Mission Sirolimus Eluting Coronary Stent System | 419107 | Standalone | DE0505711 | As per HSA registered indication(s)
Cardiac | Interventional cardiology | Coronary stent | Drug eluting coronary stent (DES) | BIOTRONIK | Orsiro Mission Sirolimus Eluting Coronary Stent System | 419108 | Standalone | DE0505711 | As per HSA registered indication(s)
Cardiac | Interventional cardiology | Coronary stent | Drug eluting coronary stent (DES) | BIOTRONIK | Orsiro Mission Sirolimus Eluting Coronary Stent System | 419109 | Standalone | DE0505711 | As per HSA registered indication(s)
Cardiac | Interventional cardiology | Coronary stent | Drug eluting coronary stent (DES) | BIOTRONIK | Orsiro Mission Sirolimus Eluting Coronary Stent System | 419110 | Standalone | DE0505711 | As per HSA registered indication(s)
Cardiac | Interventional cardiology | Coronary stent | Drug eluting coronary stent (DES) | BIOTRONIK | Orsiro Mission Sirolimus Eluting Coronary Stent System | 419111 | Standalone | DE0505711 | As per HSA registered indication(s)
Cardiac | Interventional cardiology | Coronary stent | Drug eluting coronary stent (DES) | BIOTRONIK | Orsiro Mission Sirolimus Eluting Coronary Stent System | 419112 | Standalone | DE0505711 | As per HSA registered indication(s)
Cardiac | Interventional cardiology | Coronary stent | Drug eluting coronary stent (DES) | BIOTRONIK | Orsiro Mission Sirolimus Eluting Coronary Stent System | 419113 | Standalone | DE0505711 | As per HSA registered indication(s)
Cardiac | Interventional cardiology | Coronary stent | Drug eluting coronary stent (DES) | BIOTRONIK | Orsiro Mission Sirolimus Eluting Coronary Stent System | 419114 | Standalone | DE0505711 | As per HSA registered indication(s)
Cardiac | Interventional cardiology | Coronary stent | Drug eluting coronary stent (DES) | BIOTRONIK | Orsiro Mission Sirolimus Eluting Coronary Stent System | 419115 | Standalone | DE0505711 | As per HSA registered indication(s)
Cardiac | Interventional cardiology | Coronary stent | Drug eluting coronary stent (DES) | BIOTRONIK | Orsiro Mission Sirolimus Eluting Coronary Stent System | 419116 | Standalone | DE0505711 | As per HSA registered indication(s)
Cardiac | Interventional cardiology | Coronary stent | Drug eluting coronary stent (DES) | BIOTRONIK | Orsiro Mission Sirolimus Eluting Coronary Stent System | 419117 | Standalone | DE0505711 | As per HSA registered indication(s)
Cardiac | Interventional cardiology | Coronary stent | Drug eluting coronary stent (DES) | BIOTRONIK | Orsiro Mission Sirolimus Eluting Coronary Stent System | 419118 | Standalone | DE0505711 | As per HSA registered indication(s)
Cardiac | Interventional cardiology | Coronary stent | Drug eluting coronary stent (DES) | BIOTRONIK | Orsiro Mission Sirolimus Eluting Coronary Stent System | 419119 | Standalone | DE0505711 | As per HSA registered indication(s)
Cardiac | Interventional cardiology | Coronary stent | Drug eluting coronary stent (DES) | BIOTRONIK | Orsiro Mission Sirolimus Eluting Coronary Stent System | 419120 | Standalone | DE0505711 | As per HSA registered indication(s)
Cardiac | Interventional cardiology | Coronary stent | Drug eluting coronary stent (DES) | BIOTRONIK | Orsiro Mission Sirolimus Eluting Coronary Stent System | 419121 | Standalone | DE0505711 | As per HSA registered indication(s)
Cardiac | Interventional cardiology | Coronary stent | Drug eluting coronary stent (DES) | BIOTRONIK | Orsiro Mission Sirolimus Eluting Coronary Stent System | 419122 | Standalone | DE0505711 | As per HSA registered indication(s)
Cardiac | Interventional cardiology | Coronary stent | Drug eluting coronary stent (DES) | BIOTRONIK | Orsiro Mission Sirolimus Eluting Coronary Stent System | 419123 | Standalone | DE0505711 | As per HSA registered indication(s)
Cardiac | Interventional cardiology | Coronary stent | Drug eluting coronary stent (DES) | BIOTRONIK | Orsiro Mission Sirolimus Eluting Coronary Stent System | 419124 | Standalone | DE0505711 | As per HSA registered indication(s)
Cardiac | Interventional cardiology | Coronary stent | Drug eluting coronary stent (DES) | BIOTRONIK | Orsiro Mission Sirolimus Eluting Coronary Stent System | 419125 | Standalone | DE0505711 | As per HSA registered indication(s)
Cardiac | Interventional cardiology | Coronary stent | Drug eluting coronary stent (DES) | BIOTRONIK | Orsiro Mission Sirolimus Eluting Coronary Stent System | 419126 | Standalone | DE0505711 | As per HSA registered indication(s)
Cardiac | Interventional cardiology | Coronary stent | Drug eluting coronary stent (DES) | BIOTRONIK | Orsiro Mission Sirolimus Eluting Coronary Stent System | 419127 | Standalone | DE0505711 | As per HSA registered indication(s)
Cardiac | Interventional cardiology | Coronary stent | Drug eluting coronary stent (DES) | BIOTRONIK | Orsiro Mission Sirolimus Eluting Coronary Stent System | 419128 | Standalone | DE0505711 | As per HSA registered indication(s)
Cardiac | Interventional cardiology | Coronary stent | Drug eluting coronary stent (DES) | BIOTRONIK | Orsiro Mission Sirolimus Eluting Coronary Stent System | 419129 | Standalone | DE0505711 | As per HSA registered indication(s)
Cardiac | Interventional cardiology | Coronary stent | Drug eluting coronary stent (DES) | BIOTRONIK | Orsiro Mission Sirolimus Eluting Coronary Stent System | 419130 | Standalone | DE0505711 | As per HSA registered indication(s)
Cardiac | Interventional cardiology | Coronary stent | Drug eluting coronary stent (DES) | BIOTRONIK | Orsiro Mission Sirolimus Eluting Coronary Stent System | 419131 | Standalone | DE0505711 | As per HSA registered indication(s)
Cardiac | Interventional cardiology | Coronary stent | Drug eluting coronary stent (DES) | BIOTRONIK | Orsiro Mission Sirolimus Eluting Coronary Stent System | 419132 | Standalone | DE0505711 | As per HSA registered indication(s)
Cardiac | Interventional cardiology | Coronary stent | Drug eluting coronary stent (DES) | BIOTRONIK | Orsiro Mission Sirolimus Eluting Coronary Stent System | 419133 | Standalone | DE0505711 | As per HSA registered indication(s)
Cardiac | Interventional cardiology | Coronary stent | Drug eluting coronary stent (DES) | BIOTRONIK | Orsiro Mission Sirolimus Eluting Coronary Stent System | 419134 | Standalone | DE0505711 | As per HSA registered indication(s)
Cardiac | Interventional cardiology | Coronary stent | Drug eluting coronary stent (DES) | BIOTRONIK | Orsiro Mission Sirolimus Eluting Coronary Stent System | 419135 | Standalone | DE0505711 | As per HSA registered indication(s)
Cardiac | Interventional cardiology | Coronary stent | Drug eluting coronary stent (DES) | BIOTRONIK | Orsiro Mission Sirolimus Eluting Coronary Stent System | 419136 | Standalone | DE0505711 | As per HSA registered indication(s)
Cardiac | Interventional cardiology | Coronary stent | Drug eluting coronary stent (DES) | BIOTRONIK | Orsiro Mission Sirolimus Eluting Coronary Stent System | 419137 | Standalone | DE0505711 | As per HSA registered indication(s)
Cardiac | Interventional cardiology | Coronary stent | Drug eluting coronary stent (DES) | BIOTRONIK | Orsiro Mission Sirolimus Eluting Coronary Stent System | 419138 | Standalone | DE0505711 | As per HSA registered indication(s)
Cardiac | Interventional cardiology | Coronary stent | Drug eluting coronary stent (DES) | BIOTRONIK | Orsiro Mission Sirolimus Eluting Coronary Stent System | 419139 | Standalone | DE0505711 | As per HSA registered indication(s)
Cardiac | Interventional cardiology | Coronary stent | Drug eluting coronary stent (DES) | BIOTRONIK | Orsiro Mission Sirolimus Eluting Coronary Stent System | 419140 | Standalone | DE0505711 | As per HSA registered indication(s)
Cardiac | Interventional cardiology | Coronary stent | Drug eluting coronary stent (DES) | BIOTRONIK | Orsiro Mission Sirolimus Eluting Coronary Stent System | 419141 | Standalone | DE0505711 | As per HSA registered indication(s)
Cardiac | Interventional cardiology | Coronary stent | Drug eluting coronary stent (DES) | BIOTRONIK | Orsiro Mission Sirolimus Eluting Coronary Stent System | 419142 | Standalone | DE0505711 | As per HSA registered indication(s)
Cardiac | Interventional cardiology | Coronary stent | Drug eluting coronary stent (DES) | BIOTRONIK | Orsiro Mission Sirolimus Eluting Coronary Stent System | 419143 | Standalone | DE0505711 | As per HSA registered indication(s)
Cardiac | Interventional cardiology | Coronary stent | Drug eluting coronary stent (DES) | BIOTRONIK | Orsiro Mission Sirolimus Eluting Coronary Stent System | 419144 | Standalone | DE0505711 | As per HSA registered indication(s)
Cardiac | Interventional cardiology | Coronary stent | Drug eluting coronary stent (DES) | BIOTRONIK | Orsiro Mission Sirolimus Eluting Coronary Stent System | 419145 | Standalone | DE0505711 | As per HSA registered indication(s)
Cardiac | Interventional cardiology | Coronary stent | Drug eluting coronary stent (DES) | BIOTRONIK | Orsiro Mission Sirolimus Eluting Coronary Stent System | 419146 | Standalone | DE0505711 | As per HSA registered indication(s)
Cardiac | Interventional cardiology | Coronary stent | Drug eluting coronary stent (DES) | BIOTRONIK | Orsiro Mission Sirolimus Eluting Coronary Stent System | 419147 | Standalone | DE0505711 | As per HSA registered indication(s)
Cardiac | Interventional cardiology | Coronary stent | Drug eluting coronary stent (DES) | BIOTRONIK | Orsiro Mission Sirolimus Eluting Coronary Stent System | 419148 | Standalone | DE0505711 | As per HSA registered indication(s)
Cardiac | Interventional cardiology | Coronary stent | Drug eluting coronary stent (DES) | BIOTRONIK | Orsiro Mission Sirolimus Eluting Coronary Stent System | 419149 | Standalone | DE0505711 | As per HSA registered indication(s)
Cardiac | Interventional cardiology | Coronary stent | Drug eluting coronary stent (DES) | BIOTRONIK | Orsiro Mission Sirolimus Eluting Coronary Stent System | 419150 | Standalone | DE0505711 | As per HSA registered indication(s)
Cardiac | Interventional cardiology | Coronary stent | Drug eluting coronary stent (DES) | BIOTRONIK | Orsiro Mission Sirolimus Eluting Coronary Stent System | 419151 | Standalone | DE0505711 | As per HSA registered indication(s)
Cardiac | Interventional cardiology | Coronary stent | Drug eluting coronary stent (DES) | BIOTRONIK | Orsiro Mission Sirolimus Eluting Coronary Stent System | 419152 | Standalone | DE0505711 | As per HSA registered indication(s)
Cardiac | Interventional cardiology | Coronary stent | Drug eluting coronary stent (DES) | BIOTRONIK | Orsiro Mission Sirolimus Eluting Coronary Stent System | 419153 | Standalone | DE0505711 | As per HSA registered indication(s)
Cardiac | Interventional cardiology | Coronary stent | Drug eluting coronary stent (DES) | BIOTRONIK | Orsiro Mission Sirolimus Eluting Coronary Stent System | 419154 | Standalone | DE0505711 | As per HSA registered indication(s)
Cardiac | Interventional cardiology | Coronary stent | Drug eluting coronary stent (DES) | Boston Scientific Corporation | Synergy XD MR OUS | H7493941708220 | Standalone | DE0504999 | As per HSA registered indication(s)
Cardiac | Interventional cardiology | Coronary stent | Drug eluting coronary stent (DES) | Boston Scientific Corporation | Synergy XD MR OUS | H7493941708250 | Standalone | DE0504999 | As per HSA registered indication(s)
Cardiac | Interventional cardiology | Coronary stent | Drug eluting coronary stent (DES) | Boston Scientific Corporation | Synergy XD MR OUS | H7493941708270 | Standalone | DE0504999 | As per HSA registered indication(s)
Cardiac | Interventional cardiology | Coronary stent | Drug eluting coronary stent (DES) | Boston Scientific Corporation | Synergy XD MR OUS | H7493941708300 | Standalone | DE0504999 | As per HSA registered indication(s)
Cardiac | Interventional cardiology | Coronary stent | Drug eluting coronary stent (DES) | Boston Scientific Corporation | Synergy XD MR OUS | H7493941708350 | Standalone | DE0504999 | As per HSA registered indication(s)
Cardiac | Interventional cardiology | Coronary stent | Drug eluting coronary stent (DES) | Boston Scientific Corporation | Synergy XD MR OUS | H7493941708400 | Standalone | DE0504999 | As per HSA registered indication(s)
Cardiac | Interventional cardiology | Coronary stent | Drug eluting coronary stent (DES) | Boston Scientific Corporation | Synergy XD MR OUS | H7493941712220 | Standalone | DE0504999 | As per HSA registered indication(s)
Cardiac | Interventional cardiology | Coronary stent | Drug eluting coronary stent (DES) | Boston Scientific Corporation | Synergy XD MR OUS | H7493941712250 | Standalone | DE0504999 | As per HSA registered indication(s)
Cardiac | Interventional cardiology | Coronary stent | Drug eluting coronary stent (DES) | Boston Scientific Corporation | Synergy XD MR OUS | H7493941712270 | Standalone | DE0504999 | As per HSA registered indication(s)
Cardiac | Interventional cardiology | Coronary stent | Drug eluting coronary stent (DES) | Boston Scientific Corporation | Synergy XD MR OUS | H7493941712300 | Standalone | DE0504999 | As per HSA registered indication(s)
Cardiac | Interventional cardiology | Coronary stent | Drug eluting coronary stent (DES) | Boston Scientific Corporation | Synergy XD MR OUS | H7493941712350 | Standalone | DE0504999 | As per HSA registered indication(s)
Cardiac | Interventional cardiology | Coronary stent | Drug eluting coronary stent (DES) | Boston Scientific Corporation | Synergy XD MR OUS | H7493941712400 | Standalone | DE0504999 | As per HSA registered indication(s)
Cardiac | Interventional cardiology | Coronary stent | Drug eluting coronary stent (DES) | Boston Scientific Corporation | Synergy XD MR OUS | H7493941712450 | Standalone | DE0504999 | As per HSA registered indication(s)
Cardiac | Interventional cardiology | Coronary stent | Drug eluting coronary stent (DES) | Boston Scientific Corporation | Synergy XD MR OUS | H7493941712500 | Standalone | DE0504999 | As per HSA registered indication(s)
Cardiac | Interventional cardiology | Coronary stent | Drug eluting coronary stent (DES) | Boston Scientific Corporation | Synergy XD MR OUS | H7493941716220 | Standalone | DE0504999 | As per HSA registered indication(s)
Cardiac | Interventional cardiology | Coronary stent | Drug eluting coronary stent (DES) | Boston Scientific Corporation | Synergy XD MR OUS | H7493941716250 | Standalone | DE0504999 | As per HSA registered indication(s)
Cardiac | Interventional cardiology | Coronary stent | Drug eluting coronary stent (DES) | Boston Scientific Corporation | Synergy XD MR OUS | H7493941716270 | Standalone | DE0504999 | As per HSA registered indication(s)
Cardiac | Interventional cardiology | Coronary stent | Drug eluting coronary stent (DES) | Boston Scientific Corporation | Synergy XD MR OUS | H7493941716300 | Standalone | DE0504999 | As per HSA registered indication(s)
Cardiac | Interventional cardiology | Coronary stent | Drug eluting coronary stent (DES) | Boston Scientific Corporation | Synergy XD MR OUS | H7493941716350 | Standalone | DE0504999 | As per HSA registered indication(s)
Cardiac | Interventional cardiology | Coronary stent | Drug eluting coronary stent (DES) | Boston Scientific Corporation | Synergy XD MR OUS | H7493941716400 | Standalone | DE0504999 | As per HSA registered indication(s)
Cardiac | Interventional cardiology | Coronary stent | Drug eluting coronary stent (DES) | Boston Scientific Corporation | Synergy XD MR OUS | H7493941716450 | Standalone | DE0504999 | As per HSA registered indication(s)
Cardiac | Interventional cardiology | Coronary stent | Drug eluting coronary stent (DES) | Boston Scientific Corporation | Synergy XD MR OUS | H7493941716500 | Standalone | DE0504999 | As per HSA registered indication(s)
Cardiac | Interventional cardiology | Coronary stent | Drug eluting coronary stent (DES) | Boston Scientific Corporation | Synergy XD MR OUS | H7493941720220 | Standalone | DE0504999 | As per HSA registered indication(s)
Cardiac | Interventional cardiology | Coronary stent | Drug eluting coronary stent (DES) | Boston Scientific Corporation | Synergy XD MR OUS | H7493941720250 | Standalone | DE0504999 | As per HSA registered indication(s)
Cardiac | Interventional cardiology | Coronary stent | Drug eluting coronary stent (DES) | Boston Scientific Corporation | Synergy XD MR OUS | H7493941720270 | Standalone | DE0504999 | As per HSA registered indication(s)
Cardiac | Interventional cardiology | Coronary stent | Drug eluting coronary stent (DES) | Boston Scientific Corporation | Synergy XD MR OUS | H7493941720300 | Standalone | DE0504999 | As per HSA registered indication(s)
Cardiac | Interventional cardiology | Coronary stent | Drug eluting coronary stent (DES) | Boston Scientific Corporation | Synergy XD MR OUS | H7493941720350 | Standalone | DE0504999 | As per HSA registered indication(s)
Cardiac | Interventional cardiology | Coronary stent | Drug eluting coronary stent (DES) | Boston Scientific Corporation | Synergy XD MR OUS | H7493941720400 | Standalone | DE0504999 | As per HSA registered indication(s)
Cardiac | Interventional cardiology | Coronary stent | Drug eluting coronary stent (DES) | Boston Scientific Corporation | Synergy XD MR OUS | H7493941720450 | Standalone | DE0504999 | As per HSA registered indication(s)
Cardiac | Interventional cardiology | Coronary stent | Drug eluting coronary stent (DES) | Boston Scientific Corporation | Synergy XD MR OUS | H7493941720500 | Standalone | DE0504999 | As per HSA registered indication(s)
Cardiac | Interventional cardiology | Coronary stent | Drug eluting coronary stent (DES) | Boston Scientific Corporation | Synergy XD MR OUS | H7493941724220 | Standalone | DE0504999 | As per HSA registered indication(s)
Cardiac | Interventional cardiology | Coronary stent | Drug eluting coronary stent (DES) | Boston Scientific Corporation | Synergy XD MR OUS | H7493941724250 | Standalone | DE0504999 | As per HSA registered indication(s)
Cardiac | Interventional cardiology | Coronary stent | Drug eluting coronary stent (DES) | Boston Scientific Corporation | Synergy XD MR OUS | H7493941724270 | Standalone | DE0504999 | As per HSA registered indication(s)
Cardiac | Interventional cardiology | Coronary stent | Drug eluting coronary stent (DES) | Boston Scientific Corporation | Synergy XD MR OUS | H7493941724300 | Standalone | DE0504999 | As per HSA registered indication(s)
Cardiac | Interventional cardiology | Coronary stent | Drug eluting coronary stent (DES) | Boston Scientific Corporation | Synergy XD MR OUS | H7493941724350 | Standalone | DE0504999 | As per HSA registered indication(s)
Cardiac | Interventional cardiology | Coronary stent | Drug eluting coronary stent (DES) | Boston Scientific Corporation | Synergy XD MR OUS | H7493941724400 | Standalone | DE0504999 | As per HSA registered indication(s)
Cardiac | Interventional cardiology | Coronary stent | Drug eluting coronary stent (DES) | Boston Scientific Corporation | Synergy XD MR OUS | H7493941724450 | Standalone | DE0504999 | As per HSA registered indication(s)
Cardiac | Interventional cardiology | Coronary stent | Drug eluting coronary stent (DES) | Boston Scientific Corporation | Synergy XD MR OUS | H7493941724500 | Standalone | DE0504999 | As per HSA registered indication(s)
Cardiac | Interventional cardiology | Coronary stent | Drug eluting coronary stent (DES) | Boston Scientific Corporation | Synergy XD MR OUS | H7493941728220 | Standalone | DE0504999 | As per HSA registered indication(s)
Cardiac | Interventional cardiology | Coronary stent | Drug eluting coronary stent (DES) | Boston Scientific Corporation | Synergy XD MR OUS | H7493941728250 | Standalone | DE0504999 | As per HSA registered indication(s)
Cardiac | Interventional cardiology | Coronary stent | Drug eluting coronary stent (DES) | Boston Scientific Corporation | Synergy XD MR OUS | H7493941728270 | Standalone | DE0504999 | As per HSA registered indication(s)
Cardiac | Interventional cardiology | Coronary stent | Drug eluting coronary stent (DES) | Boston Scientific Corporation | Synergy XD MR OUS | H7493941728300 | Standalone | DE0504999 | As per HSA registered indication(s)
Cardiac | Interventional cardiology | Coronary stent | Drug eluting coronary stent (DES) | Boston Scientific Corporation | Synergy XD MR OUS | H7493941728350 | Standalone | DE0504999 | As per HSA registered indication(s)
Cardiac | Interventional cardiology | Coronary stent | Drug eluting coronary stent (DES) | Boston Scientific Corporation | Synergy XD MR OUS | H7493941728400 | Standalone | DE0504999 | As per HSA registered indication(s)
Cardiac | Interventional cardiology | Coronary stent | Drug eluting coronary stent (DES) | Boston Scientific Corporation | Synergy XD MR OUS | H7493941728450 | Standalone | DE0504999 | As per HSA registered indication(s)
Cardiac | Interventional cardiology | Coronary stent | Drug eluting coronary stent (DES) | Boston Scientific Corporation | Synergy XD MR OUS | H7493941728500 | Standalone | DE0504999 | As per HSA registered indication(s)
Cardiac | Interventional cardiology | Coronary stent | Drug eluting coronary stent (DES) | Boston Scientific Corporation | Synergy XD MR OUS | H7493941732220 | Standalone | DE0504999 | As per HSA registered indication(s)
Cardiac | Interventional cardiology | Coronary stent | Drug eluting coronary stent (DES) | Boston Scientific Corporation | Synergy XD MR OUS | H7493941732250 | Standalone | DE0504999 | As per HSA registered indication(s)
Cardiac | Interventional cardiology | Coronary stent | Drug eluting coronary stent (DES) | Boston Scientific Corporation | Synergy XD MR OUS | H7493941732270 | Standalone | DE0504999 | As per HSA registered indication(s)
Cardiac | Interventional cardiology | Coronary stent | Drug eluting coronary stent (DES) | Boston Scientific Corporation | Synergy XD MR OUS | H7493941732300 | Standalone | DE0504999 | As per HSA registered indication(s)
Cardiac | Interventional cardiology | Coronary stent | Drug eluting coronary stent (DES) | Boston Scientific Corporation | Synergy XD MR OUS | H7493941732350 | Standalone | DE0504999 | As per HSA registered indication(s)
Cardiac | Interventional cardiology | Coronary stent | Drug eluting coronary stent (DES) | Boston Scientific Corporation | Synergy XD MR OUS | H7493941732400 | Standalone | DE0504999 | As per HSA registered indication(s)
Cardiac | Interventional cardiology | Coronary stent | Drug eluting coronary stent (DES) | Boston Scientific Corporation | Synergy XD MR OUS | H7493941732450 | Standalone | DE0504999 | As per HSA registered indication(s)
Cardiac | Interventional cardiology | Coronary stent | Drug eluting coronary stent (DES) | Boston Scientific Corporation | Synergy XD MR OUS | H7493941732500 | Standalone | DE0504999 | As per HSA registered indication(s)
Cardiac | Interventional cardiology | Coronary stent | Drug eluting coronary stent (DES) | Boston Scientific Corporation | Synergy XD MR OUS (long length) | H7493941738220 | Standalone | DE0504999 | As per HSA registered indication(s)
Cardiac | Interventional cardiology | Coronary stent | Drug eluting coronary stent (DES) | Boston Scientific Corporation | Synergy XD MR OUS (long length) | H7493941738250 | Standalone | DE0504999 | As per HSA registered indication(s)
Cardiac | Interventional cardiology | Coronary stent | Drug eluting coronary stent (DES) | Boston Scientific Corporation | Synergy XD MR OUS (long length) | H7493941738270 | Standalone | DE0504999 | As per HSA registered indication(s)
Cardiac | Interventional cardiology | Coronary stent | Drug eluting coronary stent (DES) | Boston Scientific Corporation | Synergy XD MR OUS (long length) | H7493941738300 | Standalone | DE0504999 | As per HSA registered indication(s)
Cardiac | Interventional cardiology | Coronary stent | Drug eluting coronary stent (DES) | Boston Scientific Corporation | Synergy XD MR OUS (long length) | H7493941738350 | Standalone | DE0504999 | As per HSA registered indication(s)
Cardiac | Interventional cardiology | Coronary stent | Drug eluting coronary stent (DES) | Boston Scientific Corporation | Synergy XD MR OUS (long length) | H7493941738400 | Standalone | DE0504999 | As per HSA registered indication(s)
Cardiac | Interventional cardiology | Coronary stent | Drug eluting coronary stent (DES) | Boston Scientific Corporation | Synergy XD MR OUS (long length) | H7493941748250 | Standalone | DE0504999 | As per HSA registered indication(s)
Cardiac | Interventional cardiology | Coronary stent | Drug eluting coronary stent (DES) | Boston Scientific Corporation | Synergy XD MR OUS (long length) | H7493941748270 | Standalone | DE0504999 | As per HSA registered indication(s)
Cardiac | Interventional cardiology | Coronary stent | Drug eluting coronary stent (DES) | Boston Scientific Corporation | Synergy XD MR OUS (long length) | H7493941748300 | Standalone | DE0504999 | As per HSA registered indication(s)
Cardiac | Interventional cardiology | Coronary stent | Drug eluting coronary stent (DES) | Boston Scientific Corporation | Synergy XD MR OUS (long length) | H7493941748350 | Standalone | DE0504999 | As per HSA registered indication(s)
Cardiac | Interventional cardiology | Coronary stent | Drug eluting coronary stent (DES) | Boston Scientific Corporation | Synergy XD MR OUS (long length) | H7493941748400 | Standalone | DE0504999 | As per HSA registered indication(s)
Cardiac | Interventional cardiology | Coronary stent | Drug eluting coronary stent (DES) | Boston Scientific Corporation | Synergy II MR OUS | H7493926208220 | Standalone | DE0016561 | As per HSA registered indication(s)
Cardiac | Interventional cardiology | Coronary stent | Drug eluting coronary stent (DES) | Boston Scientific Corporation | Synergy II MR OUS | H7493926208250 | Standalone | DE0016561 | As per HSA registered indication(s)
Cardiac | Interventional cardiology | Coronary stent | Drug eluting coronary stent (DES) | Boston Scientific Corporation | Synergy II MR OUS | H7493926208270 | Standalone | DE0016561 | As per HSA registered indication(s)
Cardiac | Interventional cardiology | Coronary stent | Drug eluting coronary stent (DES) | Boston Scientific Corporation | Synergy II MR OUS | H7493926208300 | Standalone | DE0016561 | As per HSA registered indication(s)
Cardiac | Interventional cardiology | Coronary stent | Drug eluting coronary stent (DES) | Boston Scientific Corporation | Synergy II MR OUS | H7493926208350 | Standalone | DE0016561 | As per HSA registered indication(s)
Cardiac | Interventional cardiology | Coronary stent | Drug eluting coronary stent (DES) | Boston Scientific Corporation | Synergy II MR OUS | H7493926208400 | Standalone | DE0016561 | As per HSA registered indication(s)
Cardiac | Interventional cardiology | Coronary stent | Drug eluting coronary stent (DES) | Boston Scientific Corporation | Synergy II MR OUS | H7493926212220 | Standalone | DE0016561 | As per HSA registered indication(s)
Cardiac | Interventional cardiology | Coronary stent | Drug eluting coronary stent (DES) | Boston Scientific Corporation | Synergy II MR OUS | H7493926212250 | Standalone | DE0016561 | As per HSA registered indication(s)
Cardiac | Interventional cardiology | Coronary stent | Drug eluting coronary stent (DES) | Boston Scientific Corporation | Synergy II MR OUS | H7493926212270 | Standalone | DE0016561 | As per HSA registered indication(s)
Cardiac | Interventional cardiology | Coronary stent | Drug eluting coronary stent (DES) | Boston Scientific Corporation | Synergy II MR OUS | H7493926212300 | Standalone | DE0016561 | As per HSA registered indication(s)
Cardiac | Interventional cardiology | Coronary stent | Drug eluting coronary stent (DES) | Boston Scientific Corporation | Synergy II MR OUS | H7493926212350 | Standalone | DE0016561 | As per HSA registered indication(s)
Cardiac | Interventional cardiology | Coronary stent | Drug eluting coronary stent (DES) | Boston Scientific Corporation | Synergy II MR OUS | H7493926212400 | Standalone | DE0016561 | As per HSA registered indication(s)
Cardiac | Interventional cardiology | Coronary stent | Drug eluting coronary stent (DES) | Boston Scientific Corporation | Synergy II MR OUS | H7493926212450 | Standalone | DE0016561 | As per HSA registered indication(s)
Cardiac | Interventional cardiology | Coronary stent | Drug eluting coronary stent (DES) | Boston Scientific Corporation | Synergy II MR OUS | H7493926212500 | Standalone | DE0016561 | As per HSA registered indication(s)
Cardiac | Interventional cardiology | Coronary stent | Drug eluting coronary stent (DES) | Boston Scientific Corporation | Synergy II MR OUS | H7493926216220 | Standalone | DE0016561 | As per HSA registered indication(s)
Cardiac | Interventional cardiology | Coronary stent | Drug eluting coronary stent (DES) | Boston Scientific Corporation | Synergy II MR OUS | H7493926216250 | Standalone | DE0016561 | As per HSA registered indication(s)
Cardiac | Interventional cardiology | Coronary stent | Drug eluting coronary stent (DES) | Boston Scientific Corporation | Synergy II MR OUS | H7493926216270 | Standalone | DE0016561 | As per HSA registered indication(s)
Cardiac | Interventional cardiology | Coronary stent | Drug eluting coronary stent (DES) | Boston Scientific Corporation | Synergy II MR OUS | H7493926216300 | Standalone | DE0016561 | As per HSA registered indication(s)
Cardiac | Interventional cardiology | Coronary stent | Drug eluting coronary stent (DES) | Boston Scientific Corporation | Synergy II MR OUS | H7493926216350 | Standalone | DE0016561 | As per HSA registered indication(s)
Cardiac | Interventional cardiology | Coronary stent | Drug eluting coronary stent (DES) | Boston Scientific Corporation | Synergy II MR OUS | H7493926216400 | Standalone | DE0016561 | As per HSA registered indication(s)
Cardiac | Interventional cardiology | Coronary stent | Drug eluting coronary stent (DES) | Boston Scientific Corporation | Synergy II MR OUS | H7493926216450 | Standalone | DE0016561 | As per HSA registered indication(s)
Cardiac | Interventional cardiology | Coronary stent | Drug eluting coronary stent (DES) | Boston Scientific Corporation | Synergy II MR OUS | H7493926216500 | Standalone | DE0016561 | As per HSA registered indication(s)
Cardiac | Interventional cardiology | Coronary stent | Drug eluting coronary stent (DES) | Boston Scientific Corporation | Synergy II MR OUS | H7493926220220 | Standalone | DE0016561 | As per HSA registered indication(s)
Cardiac | Interventional cardiology | Coronary stent | Drug eluting coronary stent (DES) | Boston Scientific Corporation | Synergy II MR OUS | H7493926220250 | Standalone | DE0016561 | As per HSA registered indication(s)
Cardiac | Interventional cardiology | Coronary stent | Drug eluting coronary stent (DES) | Boston Scientific Corporation | Synergy II MR OUS | H7493926220270 | Standalone | DE0016561 | As per HSA registered indication(s)
Cardiac | Interventional cardiology | Coronary stent | Drug eluting coronary stent (DES) | Boston Scientific Corporation | Synergy II MR OUS | H7493926220300 | Standalone | DE0016561 | As per HSA registered indication(s)
Cardiac | Interventional cardiology | Coronary stent | Drug eluting coronary stent (DES) | Boston Scientific Corporation | Synergy II MR OUS | H7493926220350 | Standalone | DE0016561 | As per HSA registered indication(s)
Cardiac | Interventional cardiology | Coronary stent | Drug eluting coronary stent (DES) | Boston Scientific Corporation | Synergy II MR OUS | H7493926220400 | Standalone | DE0016561 | As per HSA registered indication(s)
Cardiac | Interventional cardiology | Coronary stent | Drug eluting coronary stent (DES) | Boston Scientific Corporation | Synergy II MR OUS | H7493926220450 | Standalone | DE0016561 | As per HSA registered indication(s)
Cardiac | Interventional cardiology | Coronary stent | Drug eluting coronary stent (DES) | Boston Scientific Corporation | Synergy II MR OUS | H7493926220500 | Standalone | DE0016561 | As per HSA registered indication(s)
Cardiac | Interventional cardiology | Coronary stent | Drug eluting coronary stent (DES) | Boston Scientific Corporation | Synergy II MR OUS | H7493926224220 | Standalone | DE0016561 | As per HSA registered indication(s)
Cardiac | Interventional cardiology | Coronary stent | Drug eluting coronary stent (DES) | Boston Scientific Corporation | Synergy II MR OUS | H7493926224250 | Standalone | DE0016561 | As per HSA registered indication(s)
Cardiac | Interventional cardiology | Coronary stent | Drug eluting coronary stent (DES) | Boston Scientific Corporation | Synergy II MR OUS | H7493926224270 | Standalone | DE0016561 | As per HSA registered indication(s)
Cardiac | Interventional cardiology | Coronary stent | Drug eluting coronary stent (DES) | Boston Scientific Corporation | Synergy II MR OUS | H7493926224300 | Standalone | DE0016561 | As per HSA registered indication(s)
Cardiac | Interventional cardiology | Coronary stent | Drug eluting coronary stent (DES) | Boston Scientific Corporation | Synergy II MR OUS | H7493926224350 | Standalone | DE0016561 | As per HSA registered indication(s)
Cardiac | Interventional cardiology | Coronary stent | Drug eluting coronary stent (DES) | Boston Scientific Corporation | Synergy II MR OUS | H7493926224400 | Standalone | DE0016561 | As per HSA registered indication(s)
Cardiac | Interventional cardiology | Coronary stent | Drug eluting coronary stent (DES) | Boston Scientific Corporation | Synergy II MR OUS | H7493926224450 | Standalone | DE0016561 | As per HSA registered indication(s)
Cardiac | Interventional cardiology | Coronary stent | Drug eluting coronary stent (DES) | Boston Scientific Corporation | Synergy II MR OUS | H7493926224500 | Standalone | DE0016561 | As per HSA registered indication(s)
Cardiac | Interventional cardiology | Coronary stent | Drug eluting coronary stent (DES) | Boston Scientific Corporation | Synergy II MR OUS | H7493926228220 | Standalone | DE0016561 | As per HSA registered indication(s)
Cardiac | Interventional cardiology | Coronary stent | Drug eluting coronary stent (DES) | Boston Scientific Corporation | Synergy II MR OUS | H7493926228250 | Standalone | DE0016561 | As per HSA registered indication(s)
Cardiac | Interventional cardiology | Coronary stent | Drug eluting coronary stent (DES) | Boston Scientific Corporation | Synergy II MR OUS | H7493926228270 | Standalone | DE0016561 | As per HSA registered indication(s)
Cardiac | Interventional cardiology | Coronary stent | Drug eluting coronary stent (DES) | Boston Scientific Corporation | Synergy II MR OUS | H7493926228300 | Standalone | DE0016561 | As per HSA registered indication(s)
Cardiac | Interventional cardiology | Coronary stent | Drug eluting coronary stent (DES) | Boston Scientific Corporation | Synergy II MR OUS | H7493926228350 | Standalone | DE0016561 | As per HSA registered indication(s)
Cardiac | Interventional cardiology | Coronary stent | Drug eluting coronary stent (DES) | Boston Scientific Corporation | Synergy II MR OUS | H7493926228400 | Standalone | DE0016561 | As per HSA registered indication(s)
Cardiac | Interventional cardiology | Coronary stent | Drug eluting coronary stent (DES) | Boston Scientific Corporation | Synergy II MR OUS | H7493926228450 | Standalone | DE0016561 | As per HSA registered indication(s)
Cardiac | Interventional cardiology | Coronary stent | Drug eluting coronary stent (DES) | Boston Scientific Corporation | Synergy II MR OUS | H7493926228500 | Standalone | DE0016561 | As per HSA registered indication(s)
Cardiac | Interventional cardiology | Coronary stent | Drug eluting coronary stent (DES) | Boston Scientific Corporation | Synergy II MR OUS | H7493926232220 | Standalone | DE0016561 | As per HSA registered indication(s)
Cardiac | Interventional cardiology | Coronary stent | Drug eluting coronary stent (DES) | Boston Scientific Corporation | Synergy II MR OUS | H7493926232250 | Standalone | DE0016561 | As per HSA registered indication(s)
Cardiac | Interventional cardiology | Coronary stent | Drug eluting coronary stent (DES) | Boston Scientific Corporation | Synergy II MR OUS | H7493926232270 | Standalone | DE0016561 | As per HSA registered indication(s)
Cardiac | Interventional cardiology | Coronary stent | Drug eluting coronary stent (DES) | Boston Scientific Corporation | Synergy II MR OUS | H7493926232300 | Standalone | DE0016561 | As per HSA registered indication(s)
Cardiac | Interventional cardiology | Coronary stent | Drug eluting coronary stent (DES) | Boston Scientific Corporation | Synergy II MR OUS | H7493926232350 | Standalone | DE0016561 | As per HSA registered indication(s)
Cardiac | Interventional cardiology | Coronary stent | Drug eluting coronary stent (DES) | Boston Scientific Corporation | Synergy II MR OUS | H7493926232400 | Standalone | DE0016561 | As per HSA registered indication(s)
Cardiac | Interventional cardiology | Coronary stent | Drug eluting coronary stent (DES) | Boston Scientific Corporation | Synergy II MR OUS | H7493926232450 | Standalone | DE0016561 | As per HSA registered indication(s)
Cardiac | Interventional cardiology | Coronary stent | Drug eluting coronary stent (DES) | Boston Scientific Corporation | Synergy II MR OUS | H7493926232500 | Standalone | DE0016561 | As per HSA registered indication(s)
Cardiac | Interventional cardiology | Coronary stent | Drug eluting coronary stent (DES) | Boston Scientific Corporation | Synergy II MR OUS (long length) | H7493926238220 | Standalone | DE0016561 | As per HSA registered indication(s)
Cardiac | Interventional cardiology | Coronary stent | Drug eluting coronary stent (DES) | Boston Scientific Corporation | Synergy II MR OUS (long length) | H7493926238250 | Standalone | DE0016561 | As per HSA registered indication(s)
Cardiac | Interventional cardiology | Coronary stent | Drug eluting coronary stent (DES) | Boston Scientific Corporation | Synergy II MR OUS (long length) | H7493926238270 | Standalone | DE0016561 | As per HSA registered indication(s)
Cardiac | Interventional cardiology | Coronary stent | Drug eluting coronary stent (DES) | Boston Scientific Corporation | Synergy II MR OUS (long length) | H7493926238300 | Standalone | DE0016561 | As per HSA registered indication(s)
Cardiac | Interventional cardiology | Coronary stent | Drug eluting coronary stent (DES) | Boston Scientific Corporation | Synergy II MR OUS (long length) | H7493926238350 | Standalone | DE0016561 | As per HSA registered indication(s)
Cardiac | Interventional cardiology | Coronary stent | Drug eluting coronary stent (DES) | Boston Scientific Corporation | Synergy II MR OUS (long length) | H7493926238400 | Standalone | DE0016561 | As per HSA registered indication(s)
Cardiac | Interventional cardiology | Coronary stent | Drug eluting coronary stent (DES) | Boston Scientific Corporation | Synergy II MR OUS (long length) | H7493926248250 | Standalone | DE0016561 | As per HSA registered indication(s)
Cardiac | Interventional cardiology | Coronary stent | Drug eluting coronary stent (DES) | Boston Scientific Corporation | Synergy II MR OUS (long length) | H7493926248270 | Standalone | DE0016561 | As per HSA registered indication(s)
Cardiac | Interventional cardiology | Coronary stent | Drug eluting coronary stent (DES) | Boston Scientific Corporation | Synergy II MR OUS (long length) | H7493926248300 | Standalone | DE0016561 | As per HSA registered indication(s)
Cardiac | Interventional cardiology | Coronary stent | Drug eluting coronary stent (DES) | Boston Scientific Corporation | Synergy II MR OUS (long length) | H7493926248350 | Standalone | DE0016561 | As per HSA registered indication(s)
Cardiac | Interventional cardiology | Coronary stent | Drug eluting coronary stent (DES) | Boston Scientific Corporation | Synergy II MR OUS (long length) | H7493926248400 | Standalone | DE0016561 | As per HSA registered indication(s)
Cardiac | Interventional cardiology | Coronary stent | Drug eluting coronary stent (DES) | Boston Scientific Corporation | Synergy Megatron OUS | H7493942712350 | Standalone | DE0505994 | As per HSA registered indication(s)
Cardiac | Interventional cardiology | Coronary stent | Drug eluting coronary stent (DES) | Boston Scientific Corporation | Synergy Megatron OUS | H7493942712400 | Standalone | DE0505994 | As per HSA registered indication(s)
Cardiac | Interventional cardiology | Coronary stent | Drug eluting coronary stent (DES) | Boston Scientific Corporation | Synergy Megatron OUS | H7493942712450 | Standalone | DE0505994 | As per HSA registered indication(s)
Cardiac | Interventional cardiology | Coronary stent | Drug eluting coronary stent (DES) | Boston Scientific Corporation | Synergy Megatron OUS | H7493942716350 | Standalone | DE0505994 | As per HSA registered indication(s)
Cardiac | Interventional cardiology | Coronary stent | Drug eluting coronary stent (DES) | Boston Scientific Corporation | Synergy Megatron OUS | H7493942716400 | Standalone | DE0505994 | As per HSA registered indication(s)
Cardiac | Interventional cardiology | Coronary stent | Drug eluting coronary stent (DES) | Boston Scientific Corporation | Synergy Megatron OUS | H7493942716450 | Standalone | DE0505994 | As per HSA registered indication(s)
Cardiac | Interventional cardiology | Coronary stent | Drug eluting coronary stent (DES) | Boston Scientific Corporation | Synergy Megatron OUS | H7493942720350 | Standalone | DE0505994 | As per HSA registered indication(s)
Cardiac | Interventional cardiology | Coronary stent | Drug eluting coronary stent (DES) | Boston Scientific Corporation | Synergy Megatron OUS | H7493942720400 | Standalone | DE0505994 | As per HSA registered indication(s)
Cardiac | Interventional cardiology | Coronary stent | Drug eluting coronary stent (DES) | Boston Scientific Corporation | Synergy Megatron OUS | H7493942720450 | Standalone | DE0505994 | As per HSA registered indication(s)
Cardiac | Interventional cardiology | Coronary stent | Drug eluting coronary stent (DES) | Boston Scientific Corporation | Synergy Megatron OUS | H7493942724350 | Standalone | DE0505994 | As per HSA registered indication(s)
Cardiac | Interventional cardiology | Coronary stent | Drug eluting coronary stent (DES) | Boston Scientific Corporation | Synergy Megatron OUS | H7493942724400 | Standalone | DE0505994 | As per HSA registered indication(s)
Cardiac | Interventional cardiology | Coronary stent | Drug eluting coronary stent (DES) | Boston Scientific Corporation | Synergy Megatron OUS | H7493942724450 | Standalone | DE0505994 | As per HSA registered indication(s)
Cardiac | Interventional cardiology | Coronary stent | Drug eluting coronary stent (DES) | Boston Scientific Corporation | Synergy Megatron OUS | H7493942724500 | Standalone | DE0505994 | As per HSA registered indication(s)
Cardiac | Interventional cardiology | Coronary stent | Drug eluting coronary stent (DES) | Boston Scientific Corporation | Synergy Megatron OUS | H7493942728350 | Standalone | DE0505994 | As per HSA registered indication(s)
Cardiac | Interventional cardiology | Coronary stent | Drug eluting coronary stent (DES) | Boston Scientific Corporation | Synergy Megatron OUS | H7493942728400 | Standalone | DE0505994 | As per HSA registered indication(s)
Cardiac | Interventional cardiology | Coronary stent | Drug eluting coronary stent (DES) | Boston Scientific Corporation | Synergy Megatron OUS | H7493942732350 | Standalone | DE0505994 | As per HSA registered indication(s)
Cardiac | Interventional cardiology | Coronary stent | Drug eluting coronary stent (DES) | Boston Scientific Corporation | Synergy Megatron OUS | H7493942732400 | Standalone | DE0505994 | As per HSA registered indication(s)
Cardiac | Interventional cardiology | Coronary stent | Drug eluting coronary stent (DES) | CiD S.p.A | Cre8 DES Polymer-free Amphilimus Drug Eluting Stent | ICLI2531 | Standalone | DE0018454 | As per HSA registered indication(s)
Cardiac | Interventional cardiology | Coronary stent | Drug eluting coronary stent (DES) | CiD S.p.A | Cre8 DES Polymer-free Amphilimus Drug Eluting Stent | ICLI27531 | Standalone | DE0018454 | As per HSA registered indication(s)
Cardiac | Interventional cardiology | Coronary stent | Drug eluting coronary stent (DES) | CiD S.p.A | Cre8 DES Polymer-free Amphilimus Drug Eluting Stent | ICLI3031 | Standalone | DE0018454 | As per HSA registered indication(s)
Cardiac | Interventional cardiology | Coronary stent | Drug eluting coronary stent (DES) | CiD S.p.A | Cre8 DES Polymer-free Amphilimus Drug Eluting Stent | ICLI3531 | Standalone | DE0018454 | As per HSA registered indication(s)
Cardiac | Interventional cardiology | Coronary stent | Drug eluting coronary stent (DES) | CiD S.p.A | Cre8 DES Polymer-free Amphilimus Drug Eluting Stent | ICLI2538 | Standalone | DE0018454 | As per HSA registered indication(s)
Cardiac | Interventional cardiology | Coronary stent | Drug eluting coronary stent (DES) | CiD S.p.A | Cre8 DES Polymer-free Amphilimus Drug Eluting Stent | ICLI27538 | Standalone | DE0018454 | As per HSA registered indication(s)
Cardiac | Interventional cardiology | Coronary stent | Drug eluting coronary stent (DES) | CiD S.p.A | Cre8 DES Polymer-free Amphilimus Drug Eluting Stent | ICLI3038 | Standalone | DE0018454 | As per HSA registered indication(s)
Cardiac | Interventional cardiology | Coronary stent | Drug eluting coronary stent (DES) | CiD S.p.A | Cre8 DES Polymer-free Amphilimus Drug Eluting Stent | ICLI3538 | Standalone | DE0018454 | As per HSA registered indication(s)
Cardiac | Interventional cardiology | Coronary stent | Drug eluting coronary stent (DES) | CiD S.p.A | Cre8 EVO Polymer-free Amphilimus Drug Eluting Stent | ICLX2009 | Standalone | DE0018454 | As per HSA registered indication(s)
Cardiac | Interventional cardiology | Coronary stent | Drug eluting coronary stent (DES) | CiD S.p.A | Cre8 EVO Polymer-free Amphilimus Drug Eluting Stent | ICLX2013 | Standalone | DE0018454 | As per HSA registered indication(s)
Cardiac | Interventional cardiology | Coronary stent | Drug eluting coronary stent (DES) | CiD S.p.A | Cre8 EVO Polymer-free Amphilimus Drug Eluting Stent | ICLX2016 | Standalone | DE0018454 | As per HSA registered indication(s)
Cardiac | Interventional cardiology | Coronary stent | Drug eluting coronary stent (DES) | CiD S.p.A | Cre8 EVO Polymer-free Amphilimus Drug Eluting Stent | ICLX2020 | Standalone | DE0018454 | As per HSA registered indication(s)
Cardiac | Interventional cardiology | Coronary stent | Drug eluting coronary stent (DES) | CiD S.p.A | Cre8 EVO Polymer-free Amphilimus Drug Eluting Stent | ICLX2026 | Standalone | DE0018454 | As per HSA registered indication(s)
Cardiac | Interventional cardiology | Coronary stent | Drug eluting coronary stent (DES) | CiD S.p.A | Cre8 EVO Polymer-free Amphilimus Drug Eluting Stent | ICLX2033 | Standalone | DE0018454 | As per HSA registered indication(s)
Cardiac | Interventional cardiology | Coronary stent | Drug eluting coronary stent (DES) | CiD S.p.A | Cre8 EVO Polymer-free Amphilimus Drug Eluting Stent | ICLX22509 | Standalone | DE0018454 | As per HSA registered indication(s)
Cardiac | Interventional cardiology | Coronary stent | Drug eluting coronary stent (DES) | CiD S.p.A | Cre8 EVO Polymer-free Amphilimus Drug Eluting Stent | ICLX22513 | Standalone | DE0018454 | As per HSA registered indication(s)
Cardiac | Interventional cardiology | Coronary stent | Drug eluting coronary stent (DES) | CiD S.p.A | Cre8 EVO Polymer-free Amphilimus Drug Eluting Stent | ICLX22516 | Standalone | DE0018454 | As per HSA registered indication(s)
Cardiac | Interventional cardiology | Coronary stent | Drug eluting coronary stent (DES) | CiD S.p.A | Cre8 EVO Polymer-free Amphilimus Drug Eluting Stent | ICLX22520 | Standalone | DE0018454 | As per HSA registered indication(s)
Cardiac | Interventional cardiology | Coronary stent | Drug eluting coronary stent (DES) | CiD S.p.A | Cre8 EVO Polymer-free Amphilimus Drug Eluting Stent | ICLX22526 | Standalone | DE0018454 | As per HSA registered indication(s)
Cardiac | Interventional cardiology | Coronary stent | Drug eluting coronary stent (DES) | CiD S.p.A | Cre8 EVO Polymer-free Amphilimus Drug Eluting Stent | ICLX22533 | Standalone | DE0018454 | As per HSA registered indication(s)
Cardiac | Interventional cardiology | Coronary stent | Drug eluting coronary stent (DES) | CiD S.p.A | Cre8 EVO Polymer-free Amphilimus Drug Eluting Stent | ICLX22540 | Standalone | DE0018454 | As per HSA registered indication(s)
Cardiac | Interventional cardiology | Coronary stent | Drug eluting coronary stent (DES) | CiD S.p.A | Cre8 EVO Polymer-free Amphilimus Drug Eluting Stent | ICLX2509 | Standalone | DE0018454 | As per HSA registered indication(s)
Cardiac | Interventional cardiology | Coronary stent | Drug eluting coronary stent (DES) | CiD S.p.A | Cre8 EVO Polymer-free Amphilimus Drug Eluting Stent | ICLX2513 | Standalone | DE0018454 | As per HSA registered indication(s)
Cardiac | Interventional cardiology | Coronary stent | Drug eluting coronary stent (DES) | CiD S.p.A | Cre8 EVO Polymer-free Amphilimus Drug Eluting Stent | ICLX2516 | Standalone | DE0018454 | As per HSA registered indication(s)
Cardiac | Interventional cardiology | Coronary stent | Drug eluting coronary stent (DES) | CiD S.p.A | Cre8 EVO Polymer-free Amphilimus Drug Eluting Stent | ICLX2520 | Standalone | DE0018454 | As per HSA registered indication(s)
Cardiac | Interventional cardiology | Coronary stent | Drug eluting coronary stent (DES) | CiD S.p.A | Cre8 EVO Polymer-free Amphilimus Drug Eluting Stent | ICLX2526 | Standalone | DE0018454 | As per HSA registered indication(s)
Cardiac | Interventional cardiology | Coronary stent | Drug eluting coronary stent (DES) | CiD S.p.A | Cre8 EVO Polymer-free Amphilimus Drug Eluting Stent | ICLX2533 | Standalone | DE0018454 | As per HSA registered indication(s)
Cardiac | Interventional cardiology | Coronary stent | Drug eluting coronary stent (DES) | CiD S.p.A | Cre8 EVO Polymer-free Amphilimus Drug Eluting Stent | ICLX2540 | Standalone | DE0018454 | As per HSA registered indication(s)
Cardiac | Interventional cardiology | Coronary stent | Drug eluting coronary stent (DES) | CiD S.p.A | Cre8 EVO Polymer-free Amphilimus Drug Eluting Stent | ICLX2546 | Standalone | DE0018454 | As per HSA registered indication(s)
Cardiac | Interventional cardiology | Coronary stent | Drug eluting coronary stent (DES) | CiD S.p.A | Cre8 EVO Polymer-free Amphilimus Drug Eluting Stent | ICLX27509 | Standalone | DE0018454 | As per HSA registered indication(s)
Cardiac | Interventional cardiology | Coronary stent | Drug eluting coronary stent (DES) | CiD S.p.A | Cre8 EVO Polymer-free Amphilimus Drug Eluting Stent | ICLX27513 | Standalone | DE0018454 | As per HSA registered indication(s)
Cardiac | Interventional cardiology | Coronary stent | Drug eluting coronary stent (DES) | CiD S.p.A | Cre8 EVO Polymer-free Amphilimus Drug Eluting Stent | ICLX27516 | Standalone | DE0018454 | As per HSA registered indication(s)
Cardiac | Interventional cardiology | Coronary stent | Drug eluting coronary stent (DES) | CiD S.p.A | Cre8 EVO Polymer-free Amphilimus Drug Eluting Stent | ICLX27520 | Standalone | DE0018454 | As per HSA registered indication(s)
Cardiac | Interventional cardiology | Coronary stent | Drug eluting coronary stent (DES) | CiD S.p.A | Cre8 EVO Polymer-free Amphilimus Drug Eluting Stent | ICLX27526 | Standalone | DE0018454 | As per HSA registered indication(s)
Cardiac | Interventional cardiology | Coronary stent | Drug eluting coronary stent (DES) | CiD S.p.A | Cre8 EVO Polymer-free Amphilimus Drug Eluting Stent | ICLX27533 | Standalone | DE0018454 | As per HSA registered indication(s)
Cardiac | Interventional cardiology | Coronary stent | Drug eluting coronary stent (DES) | CiD S.p.A | Cre8 EVO Polymer-free Amphilimus Drug Eluting Stent | ICLX27540 | Standalone | DE0018454 | As per HSA registered indication(s)
Cardiac | Interventional cardiology | Coronary stent | Drug eluting coronary stent (DES) | CiD S.p.A | Cre8 EVO Polymer-free Amphilimus Drug Eluting Stent | ICLX27546 | Standalone | DE0018454 | As per HSA registered indication(s)
Cardiac | Interventional cardiology | Coronary stent | Drug eluting coronary stent (DES) | CiD S.p.A | Cre8 EVO Polymer-free Amphilimus Drug Eluting Stent | ICLX3009 | Standalone | DE0018454 | As per HSA registered indication(s)
Cardiac | Interventional cardiology | Coronary stent | Drug eluting coronary stent (DES) | CiD S.p.A | Cre8 EVO Polymer-free Amphilimus Drug Eluting Stent | ICLX3013 | Standalone | DE0018454 | As per HSA registered indication(s)
Cardiac | Interventional cardiology | Coronary stent | Drug eluting coronary stent (DES) | CiD S.p.A | Cre8 EVO Polymer-free Amphilimus Drug Eluting Stent | ICLX3016 | Standalone | DE0018454 | As per HSA registered indication(s)
Cardiac | Interventional cardiology | Coronary stent | Drug eluting coronary stent (DES) | CiD S.p.A | Cre8 EVO Polymer-free Amphilimus Drug Eluting Stent | ICLX3020 | Standalone | DE0018454 | As per HSA registered indication(s)
Cardiac | Interventional cardiology | Coronary stent | Drug eluting coronary stent (DES) | CiD S.p.A | Cre8 EVO Polymer-free Amphilimus Drug Eluting Stent | ICLX3026 | Standalone | DE0018454 | As per HSA registered indication(s)
Cardiac | Interventional cardiology | Coronary stent | Drug eluting coronary stent (DES) | CiD S.p.A | Cre8 EVO Polymer-free Amphilimus Drug Eluting Stent | ICLX3033 | Standalone | DE0018454 | As per HSA registered indication(s)
Cardiac | Interventional cardiology | Coronary stent | Drug eluting coronary stent (DES) | CiD S.p.A | Cre8 EVO Polymer-free Amphilimus Drug Eluting Stent | ICLX3040 | Standalone | DE0018454 | As per HSA registered indication(s)
Cardiac | Interventional cardiology | Coronary stent | Drug eluting coronary stent (DES) | CiD S.p.A | Cre8 EVO Polymer-free Amphilimus Drug Eluting Stent | ICLX3046 | Standalone | DE0018454 | As per HSA registered indication(s)
Cardiac | Interventional cardiology | Coronary stent | Drug eluting coronary stent (DES) | CiD S.p.A | Cre8 EVO Polymer-free Amphilimus Drug Eluting Stent | ICLX3509 | Standalone | DE0018454 | As per HSA registered indication(s)
Cardiac | Interventional cardiology | Coronary stent | Drug eluting coronary stent (DES) | CiD S.p.A | Cre8 EVO Polymer-free Amphilimus Drug Eluting Stent | ICLX3513 | Standalone | DE0018454 | As per HSA registered indication(s)
Cardiac | Interventional cardiology | Coronary stent | Drug eluting coronary stent (DES) | CiD S.p.A | Cre8 EVO Polymer-free Amphilimus Drug Eluting Stent | ICLX3516 | Standalone | DE0018454 | As per HSA registered indication(s)
Cardiac | Interventional cardiology | Coronary stent | Drug eluting coronary stent (DES) | CiD S.p.A | Cre8 EVO Polymer-free Amphilimus Drug Eluting Stent | ICLX3520 | Standalone | DE0018454 | As per HSA registered indication(s)
Cardiac | Interventional cardiology | Coronary stent | Drug eluting coronary stent (DES) | CiD S.p.A | Cre8 EVO Polymer-free Amphilimus Drug Eluting Stent | ICLX3526 | Standalone | DE0018454 | As per HSA registered indication(s)
Cardiac | Interventional cardiology | Coronary stent | Drug eluting coronary stent (DES) | CiD S.p.A | Cre8 EVO Polymer-free Amphilimus Drug Eluting Stent | ICLX3533 | Standalone | DE0018454 | As per HSA registered indication(s)
Cardiac | Interventional cardiology | Coronary stent | Drug eluting coronary stent (DES) | CiD S.p.A | Cre8 EVO Polymer-free Amphilimus Drug Eluting Stent | ICLX3540 | Standalone | DE0018454 | As per HSA registered indication(s)
Cardiac | Interventional cardiology | Coronary stent | Drug eluting coronary stent (DES) | CiD S.p.A | Cre8 EVO Polymer-free Amphilimus Drug Eluting Stent | ICLX3546 | Standalone | DE0018454 | As per HSA registered indication(s)
Cardiac | Interventional cardiology | Coronary stent | Drug eluting coronary stent (DES) | CiD S.p.A | Cre8 EVO Polymer-free Amphilimus Drug Eluting Stent | ICLX4009 | Standalone | DE0018454 | As per HSA registered indication(s)
Cardiac | Interventional cardiology | Coronary stent | Drug eluting coronary stent (DES) | CiD S.p.A | Cre8 EVO Polymer-free Amphilimus Drug Eluting Stent | ICLX4013 | Standalone | DE0018454 | As per HSA registered indication(s)
Cardiac | Interventional cardiology | Coronary stent | Drug eluting coronary stent (DES) | CiD S.p.A | Cre8 EVO Polymer-free Amphilimus Drug Eluting Stent | ICLX4016 | Standalone | DE0018454 | As per HSA registered indication(s)
Cardiac | Interventional cardiology | Coronary stent | Drug eluting coronary stent (DES) | CiD S.p.A | Cre8 EVO Polymer-free Amphilimus Drug Eluting Stent | ICLX4020 | Standalone | DE0018454 | As per HSA registered indication(s)
Cardiac | Interventional cardiology | Coronary stent | Drug eluting coronary stent (DES) | CiD S.p.A | Cre8 EVO Polymer-free Amphilimus Drug Eluting Stent | ICLX4026 | Standalone | DE0018454 | As per HSA registered indication(s)
Cardiac | Interventional cardiology | Coronary stent | Drug eluting coronary stent (DES) | CiD S.p.A | Cre8 EVO Polymer-free Amphilimus Drug Eluting Stent | ICLX4033 | Standalone | DE0018454 | As per HSA registered indication(s)
Cardiac | Interventional cardiology | Coronary stent | Drug eluting coronary stent (DES) | CiD S.p.A | Cre8 EVO Polymer-free Amphilimus Drug Eluting Stent | ICLX4513 | Standalone | DE0018454 | As per HSA registered indication(s)
Cardiac | Interventional cardiology | Coronary stent | Drug eluting coronary stent (DES) | CiD S.p.A | Cre8 EVO Polymer-free Amphilimus Drug Eluting Stent | ICLX4516 | Standalone | DE0018454 | As per HSA registered indication(s)
Cardiac | Interventional cardiology | Coronary stent | Drug eluting coronary stent (DES) | CiD S.p.A | Cre8 EVO Polymer-free Amphilimus Drug Eluting Stent | ICLX4520 | Standalone | DE0018454 | As per HSA registered indication(s)
Cardiac | Interventional cardiology | Coronary stent | Drug eluting coronary stent (DES) | CiD S.p.A | Cre8 EVO Polymer-free Amphilimus Drug Eluting Stent | ICLX4526 | Standalone | DE0018454 | As per HSA registered indication(s)
Cardiac | Interventional cardiology | Coronary stent | Drug eluting coronary stent (DES) | CiD S.p.A | Cre8 EVO Polymer-free Amphilimus Drug Eluting Stent | ICLX4533 | Standalone | DE0018454 | As per HSA registered indication(s)
Cardiac | Interventional cardiology | Coronary stent | Drug eluting coronary stent (DES) | Elixir Medical Corporation | DESyne X2 Novolimus Eluting Coronary Stent System | SZR2214 | Standalone | DE0018492 | As per HSA registered indication(s)
Cardiac | Interventional cardiology | Coronary stent | Drug eluting coronary stent (DES) | Elixir Medical Corporation | DESyne X2 Novolimus Eluting Coronary Stent System | SZR2218 | Standalone | DE0018492 | As per HSA registered indication(s)
Cardiac | Interventional cardiology | Coronary stent | Drug eluting coronary stent (DES) | Elixir Medical Corporation | DESyne X2 Novolimus Eluting Coronary Stent System | SZR2223 | Standalone | DE0018492 | As per HSA registered indication(s)
Cardiac | Interventional cardiology | Coronary stent | Drug eluting coronary stent (DES) | Elixir Medical Corporation | DESyne X2 Novolimus Eluting Coronary Stent System | SZR2228 | Standalone | DE0018492 | As per HSA registered indication(s)
Cardiac | Interventional cardiology | Coronary stent | Drug eluting coronary stent (DES) | Elixir Medical Corporation | DESyne X2 Novolimus Eluting Coronary Stent System | SZR2232 | Standalone | DE0018492 | As per HSA registered indication(s)
Cardiac | Interventional cardiology | Coronary stent | Drug eluting coronary stent (DES) | Elixir Medical Corporation | DESyne X2 Novolimus Eluting Coronary Stent System | SZR2238 | Standalone | DE0018492 | As per HSA registered indication(s)
Cardiac | Interventional cardiology | Coronary stent | Drug eluting coronary stent (DES) | Elixir Medical Corporation | DESyne X2 Novolimus Eluting Coronary Stent System | SZR2514 | Standalone | DE0018492 | As per HSA registered indication(s)
Cardiac | Interventional cardiology | Coronary stent | Drug eluting coronary stent (DES) | Elixir Medical Corporation | DESyne X2 Novolimus Eluting Coronary Stent System | SZR2518 | Standalone | DE0018492 | As per HSA registered indication(s)
Cardiac | Interventional cardiology | Coronary stent | Drug eluting coronary stent (DES) | Elixir Medical Corporation | DESyne X2 Novolimus Eluting Coronary Stent System | SZR2523 | Standalone | DE0018492 | As per HSA registered indication(s)
Cardiac | Interventional cardiology | Coronary stent | Drug eluting coronary stent (DES) | Elixir Medical Corporation | DESyne X2 Novolimus Eluting Coronary Stent System | SZR2528 | Standalone | DE0018492 | As per HSA registered indication(s)
Cardiac | Interventional cardiology | Coronary stent | Drug eluting coronary stent (DES) | Elixir Medical Corporation | DESyne X2 Novolimus Eluting Coronary Stent System | SZR2532 | Standalone | DE0018492 | As per HSA registered indication(s)
Cardiac | Interventional cardiology | Coronary stent | Drug eluting coronary stent (DES) | Elixir Medical Corporation | DESyne X2 Novolimus Eluting Coronary Stent System | SZR2538 | Standalone | DE0018492 | As per HSA registered indication(s)
Cardiac | Interventional cardiology | Coronary stent | Drug eluting coronary stent (DES) | Elixir Medical Corporation | DESyne X2 Novolimus Eluting Coronary Stent System | SZR2714 | Standalone | DE0018492 | As per HSA registered indication(s)
Cardiac | Interventional cardiology | Coronary stent | Drug eluting coronary stent (DES) | Elixir Medical Corporation | DESyne X2 Novolimus Eluting Coronary Stent System | SZR2718 | Standalone | DE0018492 | As per HSA registered indication(s)
Cardiac | Interventional cardiology | Coronary stent | Drug eluting coronary stent (DES) | Elixir Medical Corporation | DESyne X2 Novolimus Eluting Coronary Stent System | SZR2723 | Standalone | DE0018492 | As per HSA registered indication(s)
Cardiac | Interventional cardiology | Coronary stent | Drug eluting coronary stent (DES) | Elixir Medical Corporation | DESyne X2 Novolimus Eluting Coronary Stent System | SZR2728 | Standalone | DE0018492 | As per HSA registered indication(s)
Cardiac | Interventional cardiology | Coronary stent | Drug eluting coronary stent (DES) | Elixir Medical Corporation | DESyne X2 Novolimus Eluting Coronary Stent System | SZR2732 | Standalone | DE0018492 | As per HSA registered indication(s)
Cardiac | Interventional cardiology | Coronary stent | Drug eluting coronary stent (DES) | Elixir Medical Corporation | DESyne X2 Novolimus Eluting Coronary Stent System | SZR2738 | Standalone | DE0018492 | As per HSA registered indication(s)
Cardiac | Interventional cardiology | Coronary stent | Drug eluting coronary stent (DES) | Elixir Medical Corporation | DESyne X2 Novolimus Eluting Coronary Stent System | SZR3014 | Standalone | DE0018492 | As per HSA registered indication(s)
Cardiac | Interventional cardiology | Coronary stent | Drug eluting coronary stent (DES) | Elixir Medical Corporation | DESyne X2 Novolimus Eluting Coronary Stent System | SZR3018 | Standalone | DE0018492 | As per HSA registered indication(s)
Cardiac | Interventional cardiology | Coronary stent | Drug eluting coronary stent (DES) | Elixir Medical Corporation | DESyne X2 Novolimus Eluting Coronary Stent System | SZR3023 | Standalone | DE0018492 | As per HSA registered indication(s)
Cardiac | Interventional cardiology | Coronary stent | Drug eluting coronary stent (DES) | Elixir Medical Corporation | DESyne X2 Novolimus Eluting Coronary Stent System | SZR3028 | Standalone | DE0018492 | As per HSA registered indication(s)
Cardiac | Interventional cardiology | Coronary stent | Drug eluting coronary stent (DES) | Elixir Medical Corporation | DESyne X2 Novolimus Eluting Coronary Stent System | SZR3032 | Standalone | DE0018492 | As per HSA registered indication(s)
Cardiac | Interventional cardiology | Coronary stent | Drug eluting coronary stent (DES) | Elixir Medical Corporation | DESyne X2 Novolimus Eluting Coronary Stent System | SZR3038 | Standalone | DE0018492 | As per HSA registered indication(s)
Cardiac | Interventional cardiology | Coronary stent | Drug eluting coronary stent (DES) | Elixir Medical Corporation | DESyne X2 Novolimus Eluting Coronary Stent System | SZR3514 | Standalone | DE0018492 | As per HSA registered indication(s)
Cardiac | Interventional cardiology | Coronary stent | Drug eluting coronary stent (DES) | Elixir Medical Corporation | DESyne X2 Novolimus Eluting Coronary Stent System | SZR3518 | Standalone | DE0018492 | As per HSA registered indication(s)
Cardiac | Interventional cardiology | Coronary stent | Drug eluting coronary stent (DES) | Elixir Medical Corporation | DESyne X2 Novolimus Eluting Coronary Stent System | SZR3523 | Standalone | DE0018492 | As per HSA registered indication(s)
Cardiac | Interventional cardiology | Coronary stent | Drug eluting coronary stent (DES) | Elixir Medical Corporation | DESyne X2 Novolimus Eluting Coronary Stent System | SZR3528 | Standalone | DE0018492 | As per HSA registered indication(s)
Cardiac | Interventional cardiology | Coronary stent | Drug eluting coronary stent (DES) | Elixir Medical Corporation | DESyne X2 Novolimus Eluting Coronary Stent System | SZR3532 | Standalone | DE0018492 | As per HSA registered indication(s)
Cardiac | Interventional cardiology | Coronary stent | Drug eluting coronary stent (DES) | Elixir Medical Corporation | DESyne X2 Novolimus Eluting Coronary Stent System | SZR3538 | Standalone | DE0018492 | As per HSA registered indication(s)
Cardiac | Interventional cardiology | Coronary stent | Drug eluting coronary stent (DES) | Elixir Medical Corporation | DESyne X2 Novolimus Eluting Coronary Stent System | SZR4014 | Standalone | DE0018492 | As per HSA registered indication(s)
Cardiac | Interventional cardiology | Coronary stent | Drug eluting coronary stent (DES) | Elixir Medical Corporation | DESyne X2 Novolimus Eluting Coronary Stent System | SZR4018 | Standalone | DE0018492 | As per HSA registered indication(s)
Cardiac | Interventional cardiology | Coronary stent | Drug eluting coronary stent (DES) | Elixir Medical Corporation | DESyne X2 Novolimus Eluting Coronary Stent System | SZR4023 | Standalone | DE0018492 | As per HSA registered indication(s)
Cardiac | Interventional cardiology | Coronary stent | Drug eluting coronary stent (DES) | Elixir Medical Corporation | DESyne X2 Novolimus Eluting Coronary Stent System | SZR4028 | Standalone | DE0018492 | As per HSA registered indication(s)
Cardiac | Interventional cardiology | Coronary stent | Drug eluting coronary stent (DES) | Elixir Medical Corporation | DESyne X2 Novolimus Eluting Coronary Stent System | SZR4032 | Standalone | DE0018492 | As per HSA registered indication(s)
Cardiac | Interventional cardiology | Coronary stent | Drug eluting coronary stent (DES) | Elixir Medical Corporation | DESyne X2 Novolimus Eluting Coronary Stent System | SZR4038 | Standalone | DE0018492 | As per HSA registered indication(s)
Cardiac | Interventional cardiology | Coronary stent | Drug eluting coronary stent (DES) | Envision Scientific | Abluminus DES+ | EAB22508 | Standalone | DE0502961 | As per HSA registered indication(s)
Cardiac | Interventional cardiology | Coronary stent | Drug eluting coronary stent (DES) | Envision Scientific | Abluminus DES+ | EAB25008 | Standalone | DE0502961 | As per HSA registered indication(s)
Cardiac | Interventional cardiology | Coronary stent | Drug eluting coronary stent (DES) | Envision Scientific | Abluminus DES+ | EAB27508 | Standalone | DE0502961 | As per HSA registered indication(s)
Cardiac | Interventional cardiology | Coronary stent | Drug eluting coronary stent (DES) | Envision Scientific | Abluminus DES+ | EAB30008 | Standalone | DE0502961 | As per HSA registered indication(s)
Cardiac | Interventional cardiology | Coronary stent | Drug eluting coronary stent (DES) | Envision Scientific | Abluminus DES+ | EAB35008 | Standalone | DE0502961 | As per HSA registered indication(s)
Cardiac | Interventional cardiology | Coronary stent | Drug eluting coronary stent (DES) | Envision Scientific | Abluminus DES+ | EAB40008 | Standalone | DE0502961 | As per HSA registered indication(s)
Cardiac | Interventional cardiology | Coronary stent | Drug eluting coronary stent (DES) | Envision Scientific | Abluminus DES+ | EAB22512 | Standalone | DE0502961 | As per HSA registered indication(s)
Cardiac | Interventional cardiology | Coronary stent | Drug eluting coronary stent (DES) | Envision Scientific | Abluminus DES+ | EAB25012 | Standalone | DE0502961 | As per HSA registered indication(s)
Cardiac | Interventional cardiology | Coronary stent | Drug eluting coronary stent (DES) | Envision Scientific | Abluminus DES+ | EAB27512 | Standalone | DE0502961 | As per HSA registered indication(s)
Cardiac | Interventional cardiology | Coronary stent | Drug eluting coronary stent (DES) | Envision Scientific | Abluminus DES+ | EAB30012 | Standalone | DE0502961 | As per HSA registered indication(s)
Cardiac | Interventional cardiology | Coronary stent | Drug eluting coronary stent (DES) | Envision Scientific | Abluminus DES+ | EAB35012 | Standalone | DE0502961 | As per HSA registered indication(s)
Cardiac | Interventional cardiology | Coronary stent | Drug eluting coronary stent (DES) | Envision Scientific | Abluminus DES+ | EAB40012 | Standalone | DE0502961 | As per HSA registered indication(s)
Cardiac | Interventional cardiology | Coronary stent | Drug eluting coronary stent (DES) | Envision Scientific | Abluminus DES+ | EAB22516 | Standalone | DE0502961 | As per HSA registered indication(s)
Cardiac | Interventional cardiology | Coronary stent | Drug eluting coronary stent (DES) | Envision Scientific | Abluminus DES+ | EAB25016 | Standalone | DE0502961 | As per HSA registered indication(s)
Cardiac | Interventional cardiology | Coronary stent | Drug eluting coronary stent (DES) | Envision Scientific | Abluminus DES+ | EAB27516 | Standalone | DE0502961 | As per HSA registered indication(s)
Cardiac | Interventional cardiology | Coronary stent | Drug eluting coronary stent (DES) | Envision Scientific | Abluminus DES+ | EAB30016 | Standalone | DE0502961 | As per HSA registered indication(s)
Cardiac | Interventional cardiology | Coronary stent | Drug eluting coronary stent (DES) | Envision Scientific | Abluminus DES+ | EAB35016 | Standalone | DE0502961 | As per HSA registered indication(s)
Cardiac | Interventional cardiology | Coronary stent | Drug eluting coronary stent (DES) | Envision Scientific | Abluminus DES+ | EAB40016 | Standalone | DE0502961 | As per HSA registered indication(s)
Cardiac | Interventional cardiology | Coronary stent | Drug eluting coronary stent (DES) | Envision Scientific | Abluminus DES+ | EAB22520 | Standalone | DE0502961 | As per HSA registered indication(s)
Cardiac | Interventional cardiology | Coronary stent | Drug eluting coronary stent (DES) | Envision Scientific | Abluminus DES+ | EAB25020 | Standalone | DE0502961 | As per HSA registered indication(s)
Cardiac | Interventional cardiology | Coronary stent | Drug eluting coronary stent (DES) | Envision Scientific | Abluminus DES+ | EAB27520 | Standalone | DE0502961 | As per HSA registered indication(s)
Cardiac | Interventional cardiology | Coronary stent | Drug eluting coronary stent (DES) | Envision Scientific | Abluminus DES+ | EAB30020 | Standalone | DE0502961 | As per HSA registered indication(s)
Cardiac | Interventional cardiology | Coronary stent | Drug eluting coronary stent (DES) | Envision Scientific | Abluminus DES+ | EAB35020 | Standalone | DE0502961 | As per HSA registered indication(s)
Cardiac | Interventional cardiology | Coronary stent | Drug eluting coronary stent (DES) | Envision Scientific | Abluminus DES+ | EAB40020 | Standalone | DE0502961 | As per HSA registered indication(s)
Cardiac | Interventional cardiology | Coronary stent | Drug eluting coronary stent (DES) | Envision Scientific | Abluminus DES+ | EAB22524 | Standalone | DE0502961 | As per HSA registered indication(s)
Cardiac | Interventional cardiology | Coronary stent | Drug eluting coronary stent (DES) | Envision Scientific | Abluminus DES+ | EAB25024 | Standalone | DE0502961 | As per HSA registered indication(s)
Cardiac | Interventional cardiology | Coronary stent | Drug eluting coronary stent (DES) | Envision Scientific | Abluminus DES+ | EAB27524 | Standalone | DE0502961 | As per HSA registered indication(s)
Cardiac | Interventional cardiology | Coronary stent | Drug eluting coronary stent (DES) | Envision Scientific | Abluminus DES+ | EAB30024 | Standalone | DE0502961 | As per HSA registered indication(s)
Cardiac | Interventional cardiology | Coronary stent | Drug eluting coronary stent (DES) | Envision Scientific | Abluminus DES+ | EAB35024 | Standalone | DE0502961 | As per HSA registered indication(s)
Cardiac | Interventional cardiology | Coronary stent | Drug eluting coronary stent (DES) | Envision Scientific | Abluminus DES+ | EAB40024 | Standalone | DE0502961 | As per HSA registered indication(s)
Cardiac | Interventional cardiology | Coronary stent | Drug eluting coronary stent (DES) | Envision Scientific | Abluminus DES+ | EAB22528 | Standalone | DE0502961 | As per HSA registered indication(s)
Cardiac | Interventional cardiology | Coronary stent | Drug eluting coronary stent (DES) | Envision Scientific | Abluminus DES+ | EAB25028 | Standalone | DE0502961 | As per HSA registered indication(s)
Cardiac | Interventional cardiology | Coronary stent | Drug eluting coronary stent (DES) | Envision Scientific | Abluminus DES+ | EAB27528 | Standalone | DE0502961 | As per HSA registered indication(s)
Cardiac | Interventional cardiology | Coronary stent | Drug eluting coronary stent (DES) | Envision Scientific | Abluminus DES+ | EAB30028 | Standalone | DE0502961 | As per HSA registered indication(s)
Cardiac | Interventional cardiology | Coronary stent | Drug eluting coronary stent (DES) | Envision Scientific | Abluminus DES+ | EAB35028 | Standalone | DE0502961 | As per HSA registered indication(s)
Cardiac | Interventional cardiology | Coronary stent | Drug eluting coronary stent (DES) | Envision Scientific | Abluminus DES+ | EAB40028 | Standalone | DE0502961 | As per HSA registered indication(s)
Cardiac | Interventional cardiology | Coronary stent | Drug eluting coronary stent (DES) | Envision Scientific | Abluminus DES+ | EAB22532 | Standalone | DE0502961 | As per HSA registered indication(s)
Cardiac | Interventional cardiology | Coronary stent | Drug eluting coronary stent (DES) | Envision Scientific | Abluminus DES+ | EAB25032 | Standalone | DE0502961 | As per HSA registered indication(s)
Cardiac | Interventional cardiology | Coronary stent | Drug eluting coronary stent (DES) | Envision Scientific | Abluminus DES+ | EAB27532 | Standalone | DE0502961 | As per HSA registered indication(s)
Cardiac | Interventional cardiology | Coronary stent | Drug eluting coronary stent (DES) | Envision Scientific | Abluminus DES+ | EAB30032 | Standalone | DE0502961 | As per HSA registered indication(s)
Cardiac | Interventional cardiology | Coronary stent | Drug eluting coronary stent (DES) | Envision Scientific | Abluminus DES+ | EAB35032 | Standalone | DE0502961 | As per HSA registered indication(s)
Cardiac | Interventional cardiology | Coronary stent | Drug eluting coronary stent (DES) | Envision Scientific | Abluminus DES+ | EAB40032 | Standalone | DE0502961 | As per HSA registered indication(s)
Cardiac | Interventional cardiology | Coronary stent | Drug eluting coronary stent (DES) | Envision Scientific | Abluminus DES+ | EAB22536 | Standalone | DE0502961 | As per HSA registered indication(s)
Cardiac | Interventional cardiology | Coronary stent | Drug eluting coronary stent (DES) | Envision Scientific | Abluminus DES+ | EAB25036 | Standalone | DE0502961 | As per HSA registered indication(s)
Cardiac | Interventional cardiology | Coronary stent | Drug eluting coronary stent (DES) | Envision Scientific | Abluminus DES+ | EAB27536 | Standalone | DE0502961 | As per HSA registered indication(s)
Cardiac | Interventional cardiology | Coronary stent | Drug eluting coronary stent (DES) | Envision Scientific | Abluminus DES+ | EAB30036 | Standalone | DE0502961 | As per HSA registered indication(s)
Cardiac | Interventional cardiology | Coronary stent | Drug eluting coronary stent (DES) | Envision Scientific | Abluminus DES+ | EAB35036 | Standalone | DE0502961 | As per HSA registered indication(s)
Cardiac | Interventional cardiology | Coronary stent | Drug eluting coronary stent (DES) | Envision Scientific | Abluminus DES+ | EAB40036 | Standalone | DE0502961 | As per HSA registered indication(s)
Cardiac | Interventional cardiology | Coronary stent | Drug eluting coronary stent (DES) | Envision Scientific | Abluminus DES+ | EAB22540 | Standalone | DE0502961 | As per HSA registered indication(s)
Cardiac | Interventional cardiology | Coronary stent | Drug eluting coronary stent (DES) | Envision Scientific | Abluminus DES+ | EAB25040 | Standalone | DE0502961 | As per HSA registered indication(s)
Cardiac | Interventional cardiology | Coronary stent | Drug eluting coronary stent (DES) | Envision Scientific | Abluminus DES+ | EAB27540 | Standalone | DE0502961 | As per HSA registered indication(s)
Cardiac | Interventional cardiology | Coronary stent | Drug eluting coronary stent (DES) | Envision Scientific | Abluminus DES+ | EAB30040 | Standalone | DE0502961 | As per HSA registered indication(s)
Cardiac | Interventional cardiology | Coronary stent | Drug eluting coronary stent (DES) | Envision Scientific | Abluminus DES+ | EAB35040 | Standalone | DE0502961 | As per HSA registered indication(s)
Cardiac | Interventional cardiology | Coronary stent | Drug eluting coronary stent (DES) | Envision Scientific | Abluminus DES+ | EAB40040 | Standalone | DE0502961 | As per HSA registered indication(s)
Cardiac | Interventional cardiology | Coronary stent | Drug eluting coronary stent (DES) | Shanghai MicroPort Medical (Group) Co., Ltd. | FIREHAWK LIBERTY DES | FR2213 | Standalone | DE0504140 | As per HSA registered indication(s)
Cardiac | Interventional cardiology | Coronary stent | Drug eluting coronary stent (DES) | Shanghai MicroPort Medical (Group) Co., Ltd. | FIREHAWK LIBERTY DES | FR2216 | Standalone | DE0504140 | As per HSA registered indication(s)
Cardiac | Interventional cardiology | Coronary stent | Drug eluting coronary stent (DES) | Shanghai MicroPort Medical (Group) Co., Ltd. | FIREHAWK LIBERTY DES | FR2218 | Standalone | DE0504140 | As per HSA registered indication(s)
Cardiac | Interventional cardiology | Coronary stent | Drug eluting coronary stent (DES) | Shanghai MicroPort Medical (Group) Co., Ltd. | FIREHAWK LIBERTY DES | FR2221 | Standalone | DE0504140 | As per HSA registered indication(s)
Cardiac | Interventional cardiology | Coronary stent | Drug eluting coronary stent (DES) | Shanghai MicroPort Medical (Group) Co., Ltd. | FIREHAWK LIBERTY DES | FR2223 | Standalone | DE0504140 | As per HSA registered indication(s)
Cardiac | Interventional cardiology | Coronary stent | Drug eluting coronary stent (DES) | Shanghai MicroPort Medical (Group) Co., Ltd. | FIREHAWK LIBERTY DES | FR2226 | Standalone | DE0504140 | As per HSA registered indication(s)
Cardiac | Interventional cardiology | Coronary stent | Drug eluting coronary stent (DES) | Shanghai MicroPort Medical (Group) Co., Ltd. | FIREHAWK LIBERTY DES | FR2229 | Standalone | DE0504140 | As per HSA registered indication(s)
Cardiac | Interventional cardiology | Coronary stent | Drug eluting coronary stent (DES) | Shanghai MicroPort Medical (Group) Co., Ltd. | FIREHAWK LIBERTY DES | FR2513 | Standalone | DE0504140 | As per HSA registered indication(s)
Cardiac | Interventional cardiology | Coronary stent | Drug eluting coronary stent (DES) | Shanghai MicroPort Medical (Group) Co., Ltd. | FIREHAWK LIBERTY DES | FR2516 | Standalone | DE0504140 | As per HSA registered indication(s)
Cardiac | Interventional cardiology | Coronary stent | Drug eluting coronary stent (DES) | Shanghai MicroPort Medical (Group) Co., Ltd. | FIREHAWK LIBERTY DES | FR2518 | Standalone | DE0504140 | As per HSA registered indication(s)
Cardiac | Interventional cardiology | Coronary stent | Drug eluting coronary stent (DES) | Shanghai MicroPort Medical (Group) Co., Ltd. | FIREHAWK LIBERTY DES | FR2521 | Standalone | DE0504140 | As per HSA registered indication(s)
Cardiac | Interventional cardiology | Coronary stent | Drug eluting coronary stent (DES) | Shanghai MicroPort Medical (Group) Co., Ltd. | FIREHAWK LIBERTY DES | FR2523 | Standalone | DE0504140 | As per HSA registered indication(s)
Cardiac | Interventional cardiology | Coronary stent | Drug eluting coronary stent (DES) | Shanghai MicroPort Medical (Group) Co., Ltd. | FIREHAWK LIBERTY DES | FR2526 | Standalone | DE0504140 | As per HSA registered indication(s)
Cardiac | Interventional cardiology | Coronary stent | Drug eluting coronary stent (DES) | Shanghai MicroPort Medical (Group) Co., Ltd. | FIREHAWK LIBERTY DES | FR2529 | Standalone | DE0504140 | As per HSA registered indication(s)
Cardiac | Interventional cardiology | Coronary stent | Drug eluting coronary stent (DES) | Shanghai MicroPort Medical (Group) Co., Ltd. | FIREHAWK LIBERTY DES | FR2531 | Standalone | DE0504140 | As per HSA registered indication(s)
Cardiac | Interventional cardiology | Coronary stent | Drug eluting coronary stent (DES) | Shanghai MicroPort Medical (Group) Co., Ltd. | FIREHAWK LIBERTY DES | FR2533 | Standalone | DE0504140 | As per HSA registered indication(s)
Cardiac | Interventional cardiology | Coronary stent | Drug eluting coronary stent (DES) | Shanghai MicroPort Medical (Group) Co., Ltd. | FIREHAWK LIBERTY DES | FR2713 | Standalone | DE0504140 | As per HSA registered indication(s)
Cardiac | Interventional cardiology | Coronary stent | Drug eluting coronary stent (DES) | Shanghai MicroPort Medical (Group) Co., Ltd. | FIREHAWK LIBERTY DES | FR2716 | Standalone | DE0504140 | As per HSA registered indication(s)
Cardiac | Interventional cardiology | Coronary stent | Drug eluting coronary stent (DES) | Shanghai MicroPort Medical (Group) Co., Ltd. | FIREHAWK LIBERTY DES | FR2718 | Standalone | DE0504140 | As per HSA registered indication(s)
Cardiac | Interventional cardiology | Coronary stent | Drug eluting coronary stent (DES) | Shanghai MicroPort Medical (Group) Co., Ltd. | FIREHAWK LIBERTY DES | FR2721 | Standalone | DE0504140 | As per HSA registered indication(s)
Cardiac | Interventional cardiology | Coronary stent | Drug eluting coronary stent (DES) | Shanghai MicroPort Medical (Group) Co., Ltd. | FIREHAWK LIBERTY DES | FR2723 | Standalone | DE0504140 | As per HSA registered indication(s)
Cardiac | Interventional cardiology | Coronary stent | Drug eluting coronary stent (DES) | Shanghai MicroPort Medical (Group) Co., Ltd. | FIREHAWK LIBERTY DES | FR2726 | Standalone | DE0504140 | As per HSA registered indication(s)
Cardiac | Interventional cardiology | Coronary stent | Drug eluting coronary stent (DES) | Shanghai MicroPort Medical (Group) Co., Ltd. | FIREHAWK LIBERTY DES | FR2729 | Standalone | DE0504140 | As per HSA registered indication(s)
Cardiac | Interventional cardiology | Coronary stent | Drug eluting coronary stent (DES) | Shanghai MicroPort Medical (Group) Co., Ltd. | FIREHAWK LIBERTY DES | FR2731 | Standalone | DE0504140 | As per HSA registered indication(s)
Cardiac | Interventional cardiology | Coronary stent | Drug eluting coronary stent (DES) | Shanghai MicroPort Medical (Group) Co., Ltd. | FIREHAWK LIBERTY DES | FR2733 | Standalone | DE0504140 | As per HSA registered indication(s)
Cardiac | Interventional cardiology | Coronary stent | Drug eluting coronary stent (DES) | Shanghai MicroPort Medical (Group) Co., Ltd. | FIREHAWK LIBERTY DES | FR2735 | Standalone | DE0504140 | As per HSA registered indication(s)
Cardiac | Interventional cardiology | Coronary stent | Drug eluting coronary stent (DES) | Shanghai MicroPort Medical (Group) Co., Ltd. | FIREHAWK LIBERTY DES | FR2738 | Standalone | DE0504140 | As per HSA registered indication(s)
Cardiac | Interventional cardiology | Coronary stent | Drug eluting coronary stent (DES) | Shanghai MicroPort Medical (Group) Co., Ltd. | FIREHAWK LIBERTY DES | FR3013 | Standalone | DE0504140 | As per HSA registered indication(s)
Cardiac | Interventional cardiology | Coronary stent | Drug eluting coronary stent (DES) | Shanghai MicroPort Medical (Group) Co., Ltd. | FIREHAWK LIBERTY DES | FR3016 | Standalone | DE0504140 | As per HSA registered indication(s)
Cardiac | Interventional cardiology | Coronary stent | Drug eluting coronary stent (DES) | Shanghai MicroPort Medical (Group) Co., Ltd. | FIREHAWK LIBERTY DES | FR3018 | Standalone | DE0504140 | As per HSA registered indication(s)
Cardiac | Interventional cardiology | Coronary stent | Drug eluting coronary stent (DES) | Shanghai MicroPort Medical (Group) Co., Ltd. | FIREHAWK LIBERTY DES | FR3021 | Standalone | DE0504140 | As per HSA registered indication(s)
Cardiac | Interventional cardiology | Coronary stent | Drug eluting coronary stent (DES) | Shanghai MicroPort Medical (Group) Co., Ltd. | FIREHAWK LIBERTY DES | FR3023 | Standalone | DE0504140 | As per HSA registered indication(s)
Cardiac | Interventional cardiology | Coronary stent | Drug eluting coronary stent (DES) | Shanghai MicroPort Medical (Group) Co., Ltd. | FIREHAWK LIBERTY DES | FR3026 | Standalone | DE0504140 | As per HSA registered indication(s)
Cardiac | Interventional cardiology | Coronary stent | Drug eluting coronary stent (DES) | Shanghai MicroPort Medical (Group) Co., Ltd. | FIREHAWK LIBERTY DES | FR3029 | Standalone | DE0504140 | As per HSA registered indication(s)
Cardiac | Interventional cardiology | Coronary stent | Drug eluting coronary stent (DES) | Shanghai MicroPort Medical (Group) Co., Ltd. | FIREHAWK LIBERTY DES | FR3031 | Standalone | DE0504140 | As per HSA registered indication(s)
Cardiac | Interventional cardiology | Coronary stent | Drug eluting coronary stent (DES) | Shanghai MicroPort Medical (Group) Co., Ltd. | FIREHAWK LIBERTY DES | FR3033 | Standalone | DE0504140 | As per HSA registered indication(s)
Cardiac | Interventional cardiology | Coronary stent | Drug eluting coronary stent (DES) | Shanghai MicroPort Medical (Group) Co., Ltd. | FIREHAWK LIBERTY DES | FR3035 | Standalone | DE0504140 | As per HSA registered indication(s)
Cardiac | Interventional cardiology | Coronary stent | Drug eluting coronary stent (DES) | Shanghai MicroPort Medical (Group) Co., Ltd. | FIREHAWK LIBERTY DES | FR3038 | Standalone | DE0504140 | As per HSA registered indication(s)
Cardiac | Interventional cardiology | Coronary stent | Drug eluting coronary stent (DES) | Shanghai MicroPort Medical (Group) Co., Ltd. | FIREHAWK LIBERTY DES | FR3513 | Standalone | DE0504140 | As per HSA registered indication(s)
Cardiac | Interventional cardiology | Coronary stent | Drug eluting coronary stent (DES) | Shanghai MicroPort Medical (Group) Co., Ltd. | FIREHAWK LIBERTY DES | FR3516 | Standalone | DE0504140 | As per HSA registered indication(s)
Cardiac | Interventional cardiology | Coronary stent | Drug eluting coronary stent (DES) | Shanghai MicroPort Medical (Group) Co., Ltd. | FIREHAWK LIBERTY DES | FR3518 | Standalone | DE0504140 | As per HSA registered indication(s)
Cardiac | Interventional cardiology | Coronary stent | Drug eluting coronary stent (DES) | Shanghai MicroPort Medical (Group) Co., Ltd. | FIREHAWK LIBERTY DES | FR3521 | Standalone | DE0504140 | As per HSA registered indication(s)
Cardiac | Interventional cardiology | Coronary stent | Drug eluting coronary stent (DES) | Shanghai MicroPort Medical (Group) Co., Ltd. | FIREHAWK LIBERTY DES | FR3523 | Standalone | DE0504140 | As per HSA registered indication(s)
Cardiac | Interventional cardiology | Coronary stent | Drug eluting coronary stent (DES) | Shanghai MicroPort Medical (Group) Co., Ltd. | FIREHAWK LIBERTY DES | FR3526 | Standalone | DE0504140 | As per HSA registered indication(s)
Cardiac | Interventional cardiology | Coronary stent | Drug eluting coronary stent (DES) | Shanghai MicroPort Medical (Group) Co., Ltd. | FIREHAWK LIBERTY DES | FR3529 | Standalone | DE0504140 | As per HSA registered indication(s)
Cardiac | Interventional cardiology | Coronary stent | Drug eluting coronary stent (DES) | Shanghai MicroPort Medical (Group) Co., Ltd. | FIREHAWK LIBERTY DES | FR3531 | Standalone | DE0504140 | As per HSA registered indication(s)
Cardiac | Interventional cardiology | Coronary stent | Drug eluting coronary stent (DES) | Shanghai MicroPort Medical (Group) Co., Ltd. | FIREHAWK LIBERTY DES | FR3533 | Standalone | DE0504140 | As per HSA registered indication(s)
Cardiac | Interventional cardiology | Coronary stent | Drug eluting coronary stent (DES) | Shanghai MicroPort Medical (Group) Co., Ltd. | FIREHAWK LIBERTY DES | FR3535 | Standalone | DE0504140 | As per HSA registered indication(s)
Cardiac | Interventional cardiology | Coronary stent | Drug eluting coronary stent (DES) | Shanghai MicroPort Medical (Group) Co., Ltd. | FIREHAWK LIBERTY DES | FR3538 | Standalone | DE0504140 | As per HSA registered indication(s)
Cardiac | Interventional cardiology | Coronary stent | Drug eluting coronary stent (DES) | Shanghai MicroPort Medical (Group) Co., Ltd. | FIREHAWK LIBERTY DES | FR4013 | Standalone | DE0504140 | As per HSA registered indication(s)
Cardiac | Interventional cardiology | Coronary stent | Drug eluting coronary stent (DES) | Shanghai MicroPort Medical (Group) Co., Ltd. | FIREHAWK LIBERTY DES | FR4016 | Standalone | DE0504140 | As per HSA registered indication(s)
Cardiac | Interventional cardiology | Coronary stent | Drug eluting coronary stent (DES) | Shanghai MicroPort Medical (Group) Co., Ltd. | FIREHAWK LIBERTY DES | FR4018 | Standalone | DE0504140 | As per HSA registered indication(s)
Cardiac | Interventional cardiology | Coronary stent | Drug eluting coronary stent (DES) | Shanghai MicroPort Medical (Group) Co., Ltd. | FIREHAWK LIBERTY DES | FR4021 | Standalone | DE0504140 | As per HSA registered indication(s)
Cardiac | Interventional cardiology | Coronary stent | Drug eluting coronary stent (DES) | Shanghai MicroPort Medical (Group) Co., Ltd. | FIREHAWK LIBERTY DES | FR4023 | Standalone | DE0504140 | As per HSA registered indication(s)
Cardiac | Interventional cardiology | Coronary stent | Drug eluting coronary stent (DES) | Shanghai MicroPort Medical (Group) Co., Ltd. | FIREHAWK LIBERTY DES | FR4026 | Standalone | DE0504140 | As per HSA registered indication(s)
Cardiac | Interventional cardiology | Coronary stent | Drug eluting coronary stent (DES) | Shanghai MicroPort Medical (Group) Co., Ltd. | FIREHAWK LIBERTY DES | FR4029 | Standalone | DE0504140 | As per HSA registered indication(s)
Cardiac | Interventional cardiology | Coronary stent | Drug eluting coronary stent (DES) | Shanghai MicroPort Medical (Group) Co., Ltd. | FIREHAWK LIBERTY DES | FR4031 | Standalone | DE0504140 | As per HSA registered indication(s)
Cardiac | Interventional cardiology | Coronary stent | Drug eluting coronary stent (DES) | Shanghai MicroPort Medical (Group) Co., Ltd. | FIREHAWK LIBERTY DES | FR4033 | Standalone | DE0504140 | As per HSA registered indication(s)
Cardiac | Interventional cardiology | Coronary stent | Drug eluting coronary stent (DES) | Shanghai MicroPort Medical (Group) Co., Ltd. | FIREHAWK LIBERTY DES | FR4035 | Standalone | DE0504140 | As per HSA registered indication(s)
Cardiac | Interventional cardiology | Coronary stent | Drug eluting coronary stent (DES) | Shanghai MicroPort Medical (Group) Co., Ltd. | FIREHAWK LIBERTY DES | FR4038 | Standalone | DE0504140 | As per HSA registered indication(s)
Cardiac | Interventional cardiology | Coronary stent | Drug eluting coronary stent (DES) | Terumo Corporation, Ashitaka Plant | ULTIMASTER TANSEI DRUG ELUTING STENT | DE-RQ2209KSM | Standalone | DE0502619 | As per HSA registered indication(s)
Cardiac | Interventional cardiology | Coronary stent | Drug eluting coronary stent (DES) | Terumo Corporation, Ashitaka Plant | ULTIMASTER TANSEI DRUG ELUTING STENT | DE-RQ2212KSM | Standalone | DE0502619 | As per HSA registered indication(s)
Cardiac | Interventional cardiology | Coronary stent | Drug eluting coronary stent (DES) | Terumo Corporation, Ashitaka Plant | ULTIMASTER TANSEI DRUG ELUTING STENT | DE-RQ2215KSM | Standalone | DE0502619 | As per HSA registered indication(s)
Cardiac | Interventional cardiology | Coronary stent | Drug eluting coronary stent (DES) | Terumo Corporation, Ashitaka Plant | ULTIMASTER TANSEI DRUG ELUTING STENT | DE-RQ2218KSM | Standalone | DE0502619 | As per HSA registered indication(s)
Cardiac | Interventional cardiology | Coronary stent | Drug eluting coronary stent (DES) | Terumo Corporation, Ashitaka Plant | ULTIMASTER TANSEI DRUG ELUTING STENT | DE-RQ2221KSM | Standalone | DE0502619 | As per HSA registered indication(s)
Cardiac | Interventional cardiology | Coronary stent | Drug eluting coronary stent (DES) | Terumo Corporation, Ashitaka Plant | ULTIMASTER TANSEI DRUG ELUTING STENT | DE-RQ2224KSM | Standalone | DE0502619 | As per HSA registered indication(s)
Cardiac | Interventional cardiology | Coronary stent | Drug eluting coronary stent (DES) | Terumo Corporation, Ashitaka Plant | ULTIMASTER TANSEI DRUG ELUTING STENT | DE-RQ2228KSM | Standalone | DE0502619 | As per HSA registered indication(s)
Cardiac | Interventional cardiology | Coronary stent | Drug eluting coronary stent (DES) | Terumo Corporation, Ashitaka Plant | ULTIMASTER TANSEI DRUG ELUTING STENT | DE-RQ2233KSM | Standalone | DE0502619 | As per HSA registered indication(s)
Cardiac | Interventional cardiology | Coronary stent | Drug eluting coronary stent (DES) | Terumo Corporation, Ashitaka Plant | ULTIMASTER TANSEI DRUG ELUTING STENT | DE-RQ2238KSM | Standalone | DE0502619 | As per HSA registered indication(s)
Cardiac | Interventional cardiology | Coronary stent | Drug eluting coronary stent (DES) | Terumo Corporation, Ashitaka Plant | ULTIMASTER TANSEI DRUG ELUTING STENT | DE-RQ2509KSM | Standalone | DE0502619 | As per HSA registered indication(s)
Cardiac | Interventional cardiology | Coronary stent | Drug eluting coronary stent (DES) | Terumo Corporation, Ashitaka Plant | ULTIMASTER TANSEI DRUG ELUTING STENT | DE-RQ2512KSM | Standalone | DE0502619 | As per HSA registered indication(s)
Cardiac | Interventional cardiology | Coronary stent | Drug eluting coronary stent (DES) | Terumo Corporation, Ashitaka Plant | ULTIMASTER TANSEI DRUG ELUTING STENT | DE-RQ2515KSM | Standalone | DE0502619 | As per HSA registered indication(s)
Cardiac | Interventional cardiology | Coronary stent | Drug eluting coronary stent (DES) | Terumo Corporation, Ashitaka Plant | ULTIMASTER TANSEI DRUG ELUTING STENT | DE-RQ2518KSM | Standalone | DE0502619 | As per HSA registered indication(s)
Cardiac | Interventional cardiology | Coronary stent | Drug eluting coronary stent (DES) | Terumo Corporation, Ashitaka Plant | ULTIMASTER TANSEI DRUG ELUTING STENT | DE-RQ2521KSM | Standalone | DE0502619 | As per HSA registered indication(s)
Cardiac | Interventional cardiology | Coronary stent | Drug eluting coronary stent (DES) | Terumo Corporation, Ashitaka Plant | ULTIMASTER TANSEI DRUG ELUTING STENT | DE-RQ2524KSM | Standalone | DE0502619 | As per HSA registered indication(s)
Cardiac | Interventional cardiology | Coronary stent | Drug eluting coronary stent (DES) | Terumo Corporation, Ashitaka Plant | ULTIMASTER TANSEI DRUG ELUTING STENT | DE-RQ2528KSM | Standalone | DE0502619 | As per HSA registered indication(s)
Cardiac | Interventional cardiology | Coronary stent | Drug eluting coronary stent (DES) | Terumo Corporation, Ashitaka Plant | ULTIMASTER TANSEI DRUG ELUTING STENT | DE-RQ2533KSM | Standalone | DE0502619 | As per HSA registered indication(s)
Cardiac | Interventional cardiology | Coronary stent | Drug eluting coronary stent (DES) | Terumo Corporation, Ashitaka Plant | ULTIMASTER TANSEI DRUG ELUTING STENT | DE-RQ2538KSM | Standalone | DE0502619 | As per HSA registered indication(s)
Cardiac | Interventional cardiology | Coronary stent | Drug eluting coronary stent (DES) | Terumo Corporation, Ashitaka Plant | ULTIMASTER TANSEI DRUG ELUTING STENT | DE-RQ2709KSM | Standalone | DE0502619 | As per HSA registered indication(s)
Cardiac | Interventional cardiology | Coronary stent | Drug eluting coronary stent (DES) | Terumo Corporation, Ashitaka Plant | ULTIMASTER TANSEI DRUG ELUTING STENT | DE-RQ2712KSM | Standalone | DE0502619 | As per HSA registered indication(s)
Cardiac | Interventional cardiology | Coronary stent | Drug eluting coronary stent (DES) | Terumo Corporation, Ashitaka Plant | ULTIMASTER TANSEI DRUG ELUTING STENT | DE-RQ2715KSM | Standalone | DE0502619 | As per HSA registered indication(s)
Cardiac | Interventional cardiology | Coronary stent | Drug eluting coronary stent (DES) | Terumo Corporation, Ashitaka Plant | ULTIMASTER TANSEI DRUG ELUTING STENT | DE-RQ2718KSM | Standalone | DE0502619 | As per HSA registered indication(s)
Cardiac | Interventional cardiology | Coronary stent | Drug eluting coronary stent (DES) | Terumo Corporation, Ashitaka Plant | ULTIMASTER TANSEI DRUG ELUTING STENT | DE-RQ2721KSM | Standalone | DE0502619 | As per HSA registered indication(s)
Cardiac | Interventional cardiology | Coronary stent | Drug eluting coronary stent (DES) | Terumo Corporation, Ashitaka Plant | ULTIMASTER TANSEI DRUG ELUTING STENT | DE-RQ2724KSM | Standalone | DE0502619 | As per HSA registered indication(s)
Cardiac | Interventional cardiology | Coronary stent | Drug eluting coronary stent (DES) | Terumo Corporation, Ashitaka Plant | ULTIMASTER TANSEI DRUG ELUTING STENT | DE-RQ2728KSM | Standalone | DE0502619 | As per HSA registered indication(s)
Cardiac | Interventional cardiology | Coronary stent | Drug eluting coronary stent (DES) | Terumo Corporation, Ashitaka Plant | ULTIMASTER TANSEI DRUG ELUTING STENT | DE-RQ2733KSM | Standalone | DE0502619 | As per HSA registered indication(s)
Cardiac | Interventional cardiology | Coronary stent | Drug eluting coronary stent (DES) | Terumo Corporation, Ashitaka Plant | ULTIMASTER TANSEI DRUG ELUTING STENT | DE-RQ2738KSM | Standalone | DE0502619 | As per HSA registered indication(s)
Cardiac | Interventional cardiology | Coronary stent | Drug eluting coronary stent (DES) | Terumo Corporation, Ashitaka Plant | ULTIMASTER TANSEI DRUG ELUTING STENT | DE-RQ3009KSM | Standalone | DE0502619 | As per HSA registered indication(s)
Cardiac | Interventional cardiology | Coronary stent | Drug eluting coronary stent (DES) | Terumo Corporation, Ashitaka Plant | ULTIMASTER TANSEI DRUG ELUTING STENT | DE-RQ3012KSM | Standalone | DE0502619 | As per HSA registered indication(s)
Cardiac | Interventional cardiology | Coronary stent | Drug eluting coronary stent (DES) | Terumo Corporation, Ashitaka Plant | ULTIMASTER TANSEI DRUG ELUTING STENT | DE-RQ3015KSM | Standalone | DE0502619 | As per HSA registered indication(s)
Cardiac | Interventional cardiology | Coronary stent | Drug eluting coronary stent (DES) | Terumo Corporation, Ashitaka Plant | ULTIMASTER TANSEI DRUG ELUTING STENT | DE-RQ3018KSM | Standalone | DE0502619 | As per HSA registered indication(s)
Cardiac | Interventional cardiology | Coronary stent | Drug eluting coronary stent (DES) | Terumo Corporation, Ashitaka Plant | ULTIMASTER TANSEI DRUG ELUTING STENT | DE-RQ3021KSM | Standalone | DE0502619 | As per HSA registered indication(s)
Cardiac | Interventional cardiology | Coronary stent | Drug eluting coronary stent (DES) | Terumo Corporation, Ashitaka Plant | ULTIMASTER TANSEI DRUG ELUTING STENT | DE-RQ3024KSM | Standalone | DE0502619 | As per HSA registered indication(s)
Cardiac | Interventional cardiology | Coronary stent | Drug eluting coronary stent (DES) | Terumo Corporation, Ashitaka Plant | ULTIMASTER TANSEI DRUG ELUTING STENT | DE-RQ3028KSM | Standalone | DE0502619 | As per HSA registered indication(s)
Cardiac | Interventional cardiology | Coronary stent | Drug eluting coronary stent (DES) | Terumo Corporation, Ashitaka Plant | ULTIMASTER TANSEI DRUG ELUTING STENT | DE-RQ3033KSM | Standalone | DE0502619 | As per HSA registered indication(s)
Cardiac | Interventional cardiology | Coronary stent | Drug eluting coronary stent (DES) | Terumo Corporation, Ashitaka Plant | ULTIMASTER TANSEI DRUG ELUTING STENT | DE-RQ3038KSM | Standalone | DE0502619 | As per HSA registered indication(s)
Cardiac | Interventional cardiology | Coronary stent | Drug eluting coronary stent (DES) | Terumo Corporation, Ashitaka Plant | ULTIMASTER TANSEI DRUG ELUTING STENT | DE-RQ3509KSM | Standalone | DE0502619 | As per HSA registered indication(s)
Cardiac | Interventional cardiology | Coronary stent | Drug eluting coronary stent (DES) | Terumo Corporation, Ashitaka Plant | ULTIMASTER TANSEI DRUG ELUTING STENT | DE-RQ3512KSM | Standalone | DE0502619 | As per HSA registered indication(s)
Cardiac | Interventional cardiology | Coronary stent | Drug eluting coronary stent (DES) | Terumo Corporation, Ashitaka Plant | ULTIMASTER TANSEI DRUG ELUTING STENT | DE-RQ3515KSM | Standalone | DE0502619 | As per HSA registered indication(s)
Cardiac | Interventional cardiology | Coronary stent | Drug eluting coronary stent (DES) | Terumo Corporation, Ashitaka Plant | ULTIMASTER TANSEI DRUG ELUTING STENT | DE-RQ3518KSM | Standalone | DE0502619 | As per HSA registered indication(s)
Cardiac | Interventional cardiology | Coronary stent | Drug eluting coronary stent (DES) | Terumo Corporation, Ashitaka Plant | ULTIMASTER TANSEI DRUG ELUTING STENT | DE-RQ3521KSM | Standalone | DE0502619 | As per HSA registered indication(s)
Cardiac | Interventional cardiology | Coronary stent | Drug eluting coronary stent (DES) | Terumo Corporation, Ashitaka Plant | ULTIMASTER TANSEI DRUG ELUTING STENT | DE-RQ3524KSM | Standalone | DE0502619 | As per HSA registered indication(s)
Cardiac | Interventional cardiology | Coronary stent | Drug eluting coronary stent (DES) | Terumo Corporation, Ashitaka Plant | ULTIMASTER TANSEI DRUG ELUTING STENT | DE-RQ3528KSM | Standalone | DE0502619 | As per HSA registered indication(s)
Cardiac | Interventional cardiology | Coronary stent | Drug eluting coronary stent (DES) | Terumo Corporation, Ashitaka Plant | ULTIMASTER TANSEI DRUG ELUTING STENT | DE-RQ3533KSM | Standalone | DE0502619 | As per HSA registered indication(s)
Cardiac | Interventional cardiology | Coronary stent | Drug eluting coronary stent (DES) | Terumo Corporation, Ashitaka Plant | ULTIMASTER TANSEI DRUG ELUTING STENT | DE-RQ3538KSM | Standalone | DE0502619 | As per HSA registered indication(s)
Cardiac | Interventional cardiology | Coronary stent | Drug eluting coronary stent (DES) | Terumo Corporation, Ashitaka Plant | ULTIMASTER TANSEI DRUG ELUTING STENT | DE-RQ4009KSM | Standalone | DE0502619 | As per HSA registered indication(s)
Cardiac | Interventional cardiology | Coronary stent | Drug eluting coronary stent (DES) | Terumo Corporation, Ashitaka Plant | ULTIMASTER TANSEI DRUG ELUTING STENT | DE-RQ4012KSM | Standalone | DE0502619 | As per HSA registered indication(s)
Cardiac | Interventional cardiology | Coronary stent | Drug eluting coronary stent (DES) | Terumo Corporation, Ashitaka Plant | ULTIMASTER TANSEI DRUG ELUTING STENT | DE-RQ4015KSM | Standalone | DE0502619 | As per HSA registered indication(s)
Cardiac | Interventional cardiology | Coronary stent | Drug eluting coronary stent (DES) | Terumo Corporation, Ashitaka Plant | ULTIMASTER TANSEI DRUG ELUTING STENT | DE-RQ4018KSM | Standalone | DE0502619 | As per HSA registered indication(s)
Cardiac | Interventional cardiology | Coronary stent | Drug eluting coronary stent (DES) | Terumo Corporation, Ashitaka Plant | ULTIMASTER TANSEI DRUG ELUTING STENT | DE-RQ4021KSM | Standalone | DE0502619 | As per HSA registered indication(s)
Cardiac | Interventional cardiology | Coronary stent | Drug eluting coronary stent (DES) | Terumo Corporation, Ashitaka Plant | ULTIMASTER TANSEI DRUG ELUTING STENT | DE-RQ4024KSM | Standalone | DE0502619 | As per HSA registered indication(s)
Cardiac | Interventional cardiology | Coronary stent | Drug eluting coronary stent (DES) | Terumo Corporation, Ashitaka Plant | ULTIMASTER TANSEI DRUG ELUTING STENT | DE-RQ4028KSM | Standalone | DE0502619 | As per HSA registered indication(s)
Cardiac | Interventional cardiology | Coronary stent | Drug eluting coronary stent (DES) | Terumo Corporation, Ashitaka Plant | ULTIMASTER TANSEI DRUG ELUTING STENT | DE-RQ4033KSM | Standalone | DE0502619 | As per HSA registered indication(s)
Cardiac | Interventional cardiology | Coronary stent | Drug eluting coronary stent (DES) | Terumo Corporation, Ashitaka Plant | ULTIMASTER TANSEI DRUG ELUTING STENT | DE-RQ4038KSM | Standalone | DE0502619 | As per HSA registered indication(s)
Cardiac | Interventional cardiology | Coronary stent | Drug eluting coronary stent (DES) | Translumina | Translumina Yukon Chrome PC Sirolimus Eluting Coronary Stent System | T-CMG2008PC | Standalone | DE0506171 | As per HSA registered indication(s)
Cardiac | Interventional cardiology | Coronary stent | Drug eluting coronary stent (DES) | Translumina | Translumina Yukon Chrome PC Sirolimus Eluting Coronary Stent System | T-CMG22508PC | Standalone | DE0506171 | As per HSA registered indication(s)
Cardiac | Interventional cardiology | Coronary stent | Drug eluting coronary stent (DES) | Translumina | Translumina Yukon Chrome PC Sirolimus Eluting Coronary Stent System | T-CMG2508PC | Standalone | DE0506171 | As per HSA registered indication(s)
Cardiac | Interventional cardiology | Coronary stent | Drug eluting coronary stent (DES) | Translumina | Translumina Yukon Chrome PC Sirolimus Eluting Coronary Stent System | T-CMG2012PC | Standalone | DE0506171 | As per HSA registered indication(s)
Cardiac | Interventional cardiology | Coronary stent | Drug eluting coronary stent (DES) | Translumina | Translumina Yukon Chrome PC Sirolimus Eluting Coronary Stent System | T-CMG22512PC | Standalone | DE0506171 | As per HSA registered indication(s)
Cardiac | Interventional cardiology | Coronary stent | Drug eluting coronary stent (DES) | Translumina | Translumina Yukon Chrome PC Sirolimus Eluting Coronary Stent System | T-CMG2512PC | Standalone | DE0506171 | As per HSA registered indication(s)
Cardiac | Interventional cardiology | Coronary stent | Drug eluting coronary stent (DES) | Translumina | Translumina Yukon Chrome PC Sirolimus Eluting Coronary Stent System | T-CMG22016PC | Standalone | DE0506171 | As per HSA registered indication(s)
Cardiac | Interventional cardiology | Coronary stent | Drug eluting coronary stent (DES) | Translumina | Translumina Yukon Chrome PC Sirolimus Eluting Coronary Stent System | T-CMG22516PC | Standalone | DE0506171 | As per HSA registered indication(s)
Cardiac | Interventional cardiology | Coronary stent | Drug eluting coronary stent (DES) | Translumina | Translumina Yukon Chrome PC Sirolimus Eluting Coronary Stent System | T-CMG2516PC | Standalone | DE0506171 | As per HSA registered indication(s)
Cardiac | Interventional cardiology | Coronary stent | Drug eluting coronary stent (DES) | Translumina | Translumina Yukon Chrome PC Sirolimus Eluting Coronary Stent System | T-CMG2018PC | Standalone | DE0506171 | As per HSA registered indication(s)
Cardiac | Interventional cardiology | Coronary stent | Drug eluting coronary stent (DES) | Translumina | Translumina Yukon Chrome PC Sirolimus Eluting Coronary Stent System | T-CMG22518PC | Standalone | DE0506171 | As per HSA registered indication(s)
Cardiac | Interventional cardiology | Coronary stent | Drug eluting coronary stent (DES) | Translumina | Translumina Yukon Chrome PC Sirolimus Eluting Coronary Stent System | T-CMG2518PC | Standalone | DE0506171 | As per HSA registered indication(s)
Cardiac | Interventional cardiology | Coronary stent | Drug eluting coronary stent (DES) | Translumina | Translumina Yukon Chrome PC Sirolimus Eluting Coronary Stent System | T-CMG2021PC | Standalone | DE0506171 | As per HSA registered indication(s)
Cardiac | Interventional cardiology | Coronary stent | Drug eluting coronary stent (DES) | Translumina | Translumina Yukon Chrome PC Sirolimus Eluting Coronary Stent System | T-CMG22521PC | Standalone | DE0506171 | As per HSA registered indication(s)
Cardiac | Interventional cardiology | Coronary stent | Drug eluting coronary stent (DES) | Translumina | Translumina Yukon Chrome PC Sirolimus Eluting Coronary Stent System | T-CMG2521PC | Standalone | DE0506171 | As per HSA registered indication(s)
Cardiac | Interventional cardiology | Coronary stent | Drug eluting coronary stent (DES) | Translumina | Translumina Yukon Chrome PC Sirolimus Eluting Coronary Stent System | T-CMG2024PC | Standalone | DE0506171 | As per HSA registered indication(s)
Cardiac | Interventional cardiology | Coronary stent | Drug eluting coronary stent (DES) | Translumina | Translumina Yukon Chrome PC Sirolimus Eluting Coronary Stent System | T-CMG22524PC | Standalone | DE0506171 | As per HSA registered indication(s)
Cardiac | Interventional cardiology | Coronary stent | Drug eluting coronary stent (DES) | Translumina | Translumina Yukon Chrome PC Sirolimus Eluting Coronary Stent System | T-CMG2524PC | Standalone | DE0506171 | As per HSA registered indication(s)
Cardiac | Interventional cardiology | Coronary stent | Drug eluting coronary stent (DES) | Translumina | Translumina Yukon Chrome PC Sirolimus Eluting Coronary Stent System | T-CMG2028PC | Standalone | DE0506171 | As per HSA registered indication(s)
Cardiac | Interventional cardiology | Coronary stent | Drug eluting coronary stent (DES) | Translumina | Translumina Yukon Chrome PC Sirolimus Eluting Coronary Stent System | T-CMG22528PC | Standalone | DE0506171 | As per HSA registered indication(s)
Cardiac | Interventional cardiology | Coronary stent | Drug eluting coronary stent (DES) | Translumina | Translumina Yukon Chrome PC Sirolimus Eluting Coronary Stent System | T-CMG2528PC | Standalone | DE0506171 | As per HSA registered indication(s)
Cardiac | Interventional cardiology | Coronary stent | Drug eluting coronary stent (DES) | Translumina | Translumina Yukon Chrome PC Sirolimus Eluting Coronary Stent System | T-CMG2032PC | Standalone | DE0506171 | As per HSA registered indication(s)
Cardiac | Interventional cardiology | Coronary stent | Drug eluting coronary stent (DES) | Translumina | Translumina Yukon Chrome PC Sirolimus Eluting Coronary Stent System | T-CMG22532PC | Standalone | DE0506171 | As per HSA registered indication(s)
Cardiac | Interventional cardiology | Coronary stent | Drug eluting coronary stent (DES) | Translumina | Translumina Yukon Chrome PC Sirolimus Eluting Coronary Stent System | T-CMG2532PC | Standalone | DE0506171 | As per HSA registered indication(s)
Cardiac | Interventional cardiology | Coronary stent | Drug eluting coronary stent (DES) | Translumina | Translumina Yukon Chrome PC Sirolimus Eluting Coronary Stent System | T-CMG27508PC | Standalone | DE0506171 | As per HSA registered indication(s)
Cardiac | Interventional cardiology | Coronary stent | Drug eluting coronary stent (DES) | Translumina | Translumina Yukon Chrome PC Sirolimus Eluting Coronary Stent System | T-CMG3008PC | Standalone | DE0506171 | As per HSA registered indication(s)
Cardiac | Interventional cardiology | Coronary stent | Drug eluting coronary stent (DES) | Translumina | Translumina Yukon Chrome PC Sirolimus Eluting Coronary Stent System | T-CMG3508PC | Standalone | DE0506171 | As per HSA registered indication(s)
Cardiac | Interventional cardiology | Coronary stent | Drug eluting coronary stent (DES) | Translumina | Translumina Yukon Chrome PC Sirolimus Eluting Coronary Stent System | T-CMG4008PC | Standalone | DE0506171 | As per HSA registered indication(s)
Cardiac | Interventional cardiology | Coronary stent | Drug eluting coronary stent (DES) | Translumina | Translumina Yukon Chrome PC Sirolimus Eluting Coronary Stent System | T-CMG27512PC | Standalone | DE0506171 | As per HSA registered indication(s)
Cardiac | Interventional cardiology | Coronary stent | Drug eluting coronary stent (DES) | Translumina | Translumina Yukon Chrome PC Sirolimus Eluting Coronary Stent System | T-CMG3012PC | Standalone | DE0506171 | As per HSA registered indication(s)
Cardiac | Interventional cardiology | Coronary stent | Drug eluting coronary stent (DES) | Translumina | Translumina Yukon Chrome PC Sirolimus Eluting Coronary Stent System | T-CMG3512PC | Standalone | DE0506171 | As per HSA registered indication(s)
Cardiac | Interventional cardiology | Coronary stent | Drug eluting coronary stent (DES) | Translumina | Translumina Yukon Chrome PC Sirolimus Eluting Coronary Stent System | T-CMG4012PC | Standalone | DE0506171 | As per HSA registered indication(s)
Cardiac | Interventional cardiology | Coronary stent | Drug eluting coronary stent (DES) | Translumina | Translumina Yukon Chrome PC Sirolimus Eluting Coronary Stent System | T-CMG27516PC | Standalone | DE0506171 | As per HSA registered indication(s)
Cardiac | Interventional cardiology | Coronary stent | Drug eluting coronary stent (DES) | Translumina | Translumina Yukon Chrome PC Sirolimus Eluting Coronary Stent System | T-CMG3016PC | Standalone | DE0506171 | As per HSA registered indication(s)
Cardiac | Interventional cardiology | Coronary stent | Drug eluting coronary stent (DES) | Translumina | Translumina Yukon Chrome PC Sirolimus Eluting Coronary Stent System | T-CMG3516PC | Standalone | DE0506171 | As per HSA registered indication(s)
Cardiac | Interventional cardiology | Coronary stent | Drug eluting coronary stent (DES) | Translumina | Translumina Yukon Chrome PC Sirolimus Eluting Coronary Stent System | T-CMG4016PC | Standalone | DE0506171 | As per HSA registered indication(s)
Cardiac | Interventional cardiology | Coronary stent | Drug eluting coronary stent (DES) | Translumina | Translumina Yukon Chrome PC Sirolimus Eluting Coronary Stent System | T-CMG27518PC | Standalone | DE0506171 | As per HSA registered indication(s)
Cardiac | Interventional cardiology | Coronary stent | Drug eluting coronary stent (DES) | Translumina | Translumina Yukon Chrome PC Sirolimus Eluting Coronary Stent System | T-CMG3018PC | Standalone | DE0506171 | As per HSA registered indication(s)
Cardiac | Interventional cardiology | Coronary stent | Drug eluting coronary stent (DES) | Translumina | Translumina Yukon Chrome PC Sirolimus Eluting Coronary Stent System | T-CMG3518PC | Standalone | DE0506171 | As per HSA registered indication(s)
Cardiac | Interventional cardiology | Coronary stent | Drug eluting coronary stent (DES) | Translumina | Translumina Yukon Chrome PC Sirolimus Eluting Coronary Stent System | T-CMG4018PC | Standalone | DE0506171 | As per HSA registered indication(s)
Cardiac | Interventional cardiology | Coronary stent | Drug eluting coronary stent (DES) | Translumina | Translumina Yukon Chrome PC Sirolimus Eluting Coronary Stent System | T-CMG27521PC | Standalone | DE0506171 | As per HSA registered indication(s)
Cardiac | Interventional cardiology | Coronary stent | Drug eluting coronary stent (DES) | Translumina | Translumina Yukon Chrome PC Sirolimus Eluting Coronary Stent System | T-CMG3021PC | Standalone | DE0506171 | As per HSA registered indication(s)
Cardiac | Interventional cardiology | Coronary stent | Drug eluting coronary stent (DES) | Translumina | Translumina Yukon Chrome PC Sirolimus Eluting Coronary Stent System | T-CMG3521PC | Standalone | DE0506171 | As per HSA registered indication(s)
Cardiac | Interventional cardiology | Coronary stent | Drug eluting coronary stent (DES) | Translumina | Translumina Yukon Chrome PC Sirolimus Eluting Coronary Stent System | T-CMG4021PC | Standalone | DE0506171 | As per HSA registered indication(s)
Cardiac | Interventional cardiology | Coronary stent | Drug eluting coronary stent (DES) | Translumina | Translumina Yukon Chrome PC Sirolimus Eluting Coronary Stent System | T-CMG27524PC | Standalone | DE0506171 | As per HSA registered indication(s)
Cardiac | Interventional cardiology | Coronary stent | Drug eluting coronary stent (DES) | Translumina | Translumina Yukon Chrome PC Sirolimus Eluting Coronary Stent System | T-CMG3024PC | Standalone | DE0506171 | As per HSA registered indication(s)
Cardiac | Interventional cardiology | Coronary stent | Drug eluting coronary stent (DES) | Translumina | Translumina Yukon Chrome PC Sirolimus Eluting Coronary Stent System | T-CMG3524PC | Standalone | DE0506171 | As per HSA registered indication(s)
Cardiac | Interventional cardiology | Coronary stent | Drug eluting coronary stent (DES) | Translumina | Translumina Yukon Chrome PC Sirolimus Eluting Coronary Stent System | T-CMG4024PC | Standalone | DE0506171 | As per HSA registered indication(s)
Cardiac | Interventional cardiology | Coronary stent | Drug eluting coronary stent (DES) | Translumina | Translumina Yukon Chrome PC Sirolimus Eluting Coronary Stent System | T-CMG27528PC | Standalone | DE0506171 | As per HSA registered indication(s)
Cardiac | Interventional cardiology | Coronary stent | Drug eluting coronary stent (DES) | Translumina | Translumina Yukon Chrome PC Sirolimus Eluting Coronary Stent System | T-CMG3028PC | Standalone | DE0506171 | As per HSA registered indication(s)
Cardiac | Interventional cardiology | Coronary stent | Drug eluting coronary stent (DES) | Translumina | Translumina Yukon Chrome PC Sirolimus Eluting Coronary Stent System | T-CMG3528PC | Standalone | DE0506171 | As per HSA registered indication(s)
Cardiac | Interventional cardiology | Coronary stent | Drug eluting coronary stent (DES) | Translumina | Translumina Yukon Chrome PC Sirolimus Eluting Coronary Stent System | T-CMG4028PC | Standalone | DE0506171 | As per HSA registered indication(s)
Cardiac | Interventional cardiology | Coronary stent | Drug eluting coronary stent (DES) | Translumina | Translumina Yukon Chrome PC Sirolimus Eluting Coronary Stent System | T-CMG27532PC | Standalone | DE0506171 | As per HSA registered indication(s)
Cardiac | Interventional cardiology | Coronary stent | Drug eluting coronary stent (DES) | Translumina | Translumina Yukon Chrome PC Sirolimus Eluting Coronary Stent System | T-CMG3032PC | Standalone | DE0506171 | As per HSA registered indication(s)
Cardiac | Interventional cardiology | Coronary stent | Drug eluting coronary stent (DES) | Translumina | Translumina Yukon Chrome PC Sirolimus Eluting Coronary Stent System | T-CMG3532PC | Standalone | DE0506171 | As per HSA registered indication(s)
Cardiac | Interventional cardiology | Coronary stent | Drug eluting coronary stent (DES) | Translumina | Translumina Yukon Chrome PC Sirolimus Eluting Coronary Stent System | T-CMG4032PC | Standalone | DE0506171 | As per HSA registered indication(s)
Cardiac | Interventional cardiology | Coronary stent | Drug eluting coronary stent (DES) | Translumina | Translumina Yukon Chrome PC Sirolimus Eluting Coronary Stent System | T-CMG27540PC | Standalone | DE0506171 | As per HSA registered indication(s)
Cardiac | Interventional cardiology | Coronary stent | Drug eluting coronary stent (DES) | Translumina | Translumina Yukon Chrome PC Sirolimus Eluting Coronary Stent System | T-CMG3040PC | Standalone | DE0506171 | As per HSA registered indication(s)
Cardiac | Interventional cardiology | Coronary stent | Drug eluting coronary stent (DES) | Translumina | Translumina Yukon Chrome PC Sirolimus Eluting Coronary Stent System | T-CMG3540PC | Standalone | DE0506171 | As per HSA registered indication(s)
Cardiac | Interventional cardiology | Coronary stent | Drug eluting coronary stent (DES) | Translumina | Translumina Yukon Chrome PC Sirolimus Eluting Coronary Stent System | T-CMG4040PC | Standalone | DE0506171 | As per HSA registered indication(s)
Cardiac | Interventional cardiology | Coronary stent | Drug eluting coronary stent (DES) | Vascular Devices Biotech S.L | angiolite Sirolimus eluting coronary stent system | SCCDSR14150200009 | Standalone | DE0502735 | As per HSA registered indication(s)
Cardiac | Interventional cardiology | Coronary stent | Drug eluting coronary stent (DES) | Vascular Devices Biotech S.L | angiolite Sirolimus eluting coronary stent system | SCCDSR14150200014 | Standalone | DE0502735 | As per HSA registered indication(s)
Cardiac | Interventional cardiology | Coronary stent | Drug eluting coronary stent (DES) | Vascular Devices Biotech S.L | angiolite Sirolimus eluting coronary stent system | SCCDSR14150200016 | Standalone | DE0502735 | As per HSA registered indication(s)
Cardiac | Interventional cardiology | Coronary stent | Drug eluting coronary stent (DES) | Vascular Devices Biotech S.L | angiolite Sirolimus eluting coronary stent system | SCCDSR14150200019 | Standalone | DE0502735 | As per HSA registered indication(s)
Cardiac | Interventional cardiology | Coronary stent | Drug eluting coronary stent (DES) | Vascular Devices Biotech S.L | angiolite Sirolimus eluting coronary stent system | SCCDSR14150200024 | Standalone | DE0502735 | As per HSA registered indication(s)
Cardiac | Interventional cardiology | Coronary stent | Drug eluting coronary stent (DES) | Vascular Devices Biotech S.L | angiolite Sirolimus eluting coronary stent system | SCCDSR14150200029 | Standalone | DE0502735 | As per HSA registered indication(s)
Cardiac | Interventional cardiology | Coronary stent | Drug eluting coronary stent (DES) | Vascular Devices Biotech S.L | angiolite Sirolimus eluting coronary stent system | SCCDSR14150200034 | Standalone | DE0502735 | As per HSA registered indication(s)
Cardiac | Interventional cardiology | Coronary stent | Drug eluting coronary stent (DES) | Vascular Devices Biotech S.L | angiolite Sirolimus eluting coronary stent system | SCCDSR14150200039 | Standalone | DE0502735 | As per HSA registered indication(s)
Cardiac | Interventional cardiology | Coronary stent | Drug eluting coronary stent (DES) | Vascular Devices Biotech S.L | angiolite Sirolimus eluting coronary stent system | SCCDSR14150225009 | Standalone | DE0502735 | As per HSA registered indication(s)
Cardiac | Interventional cardiology | Coronary stent | Drug eluting coronary stent (DES) | Vascular Devices Biotech S.L | angiolite Sirolimus eluting coronary stent system | SCCDSR14150225014 | Standalone | DE0502735 | As per HSA registered indication(s)
Cardiac | Interventional cardiology | Coronary stent | Drug eluting coronary stent (DES) | Vascular Devices Biotech S.L | angiolite Sirolimus eluting coronary stent system | SCCDSR14150225016 | Standalone | DE0502735 | As per HSA registered indication(s)
Cardiac | Interventional cardiology | Coronary stent | Drug eluting coronary stent (DES) | Vascular Devices Biotech S.L | angiolite Sirolimus eluting coronary stent system | SCCDSR14150225019 | Standalone | DE0502735 | As per HSA registered indication(s)
Cardiac | Interventional cardiology | Coronary stent | Drug eluting coronary stent (DES) | Vascular Devices Biotech S.L | angiolite Sirolimus eluting coronary stent system | SCCDSR14150225024 | Standalone | DE0502735 | As per HSA registered indication(s)
Cardiac | Interventional cardiology | Coronary stent | Drug eluting coronary stent (DES) | Vascular Devices Biotech S.L | angiolite Sirolimus eluting coronary stent system | SCCDSR14150225029 | Standalone | DE0502735 | As per HSA registered indication(s)
Cardiac | Interventional cardiology | Coronary stent | Drug eluting coronary stent (DES) | Vascular Devices Biotech S.L | angiolite Sirolimus eluting coronary stent system | SCCDSR14150225034 | Standalone | DE0502735 | As per HSA registered indication(s)
Cardiac | Interventional cardiology | Coronary stent | Drug eluting coronary stent (DES) | Vascular Devices Biotech S.L | angiolite Sirolimus eluting coronary stent system | SCCDSR14150225039 | Standalone | DE0502735 | As per HSA registered indication(s)
Cardiac | Interventional cardiology | Coronary stent | Drug eluting coronary stent (DES) | Vascular Devices Biotech S.L | angiolite Sirolimus eluting coronary stent system | SCCDSR14150250009 | Standalone | DE0502735 | As per HSA registered indication(s)
Cardiac | Interventional cardiology | Coronary stent | Drug eluting coronary stent (DES) | Vascular Devices Biotech S.L | angiolite Sirolimus eluting coronary stent system | SCCDSR14150250014 | Standalone | DE0502735 | As per HSA registered indication(s)
Cardiac | Interventional cardiology | Coronary stent | Drug eluting coronary stent (DES) | Vascular Devices Biotech S.L | angiolite Sirolimus eluting coronary stent system | SCCDSR14150250016 | Standalone | DE0502735 | As per HSA registered indication(s)
Cardiac | Interventional cardiology | Coronary stent | Drug eluting coronary stent (DES) | Vascular Devices Biotech S.L | angiolite Sirolimus eluting coronary stent system | SCCDSR14150250019 | Standalone | DE0502735 | As per HSA registered indication(s)
Cardiac | Interventional cardiology | Coronary stent | Drug eluting coronary stent (DES) | Vascular Devices Biotech S.L | angiolite Sirolimus eluting coronary stent system | SCCDSR14150250024 | Standalone | DE0502735 | As per HSA registered indication(s)
Cardiac | Interventional cardiology | Coronary stent | Drug eluting coronary stent (DES) | Vascular Devices Biotech S.L | angiolite Sirolimus eluting coronary stent system | SCCDSR14150250029 | Standalone | DE0502735 | As per HSA registered indication(s)
Cardiac | Interventional cardiology | Coronary stent | Drug eluting coronary stent (DES) | Vascular Devices Biotech S.L | angiolite Sirolimus eluting coronary stent system | SCCDSR14150250034 | Standalone | DE0502735 | As per HSA registered indication(s)
Cardiac | Interventional cardiology | Coronary stent | Drug eluting coronary stent (DES) | Vascular Devices Biotech S.L | angiolite Sirolimus eluting coronary stent system | SCCDSR14150250039 | Standalone | DE0502735 | As per HSA registered indication(s)
Cardiac | Interventional cardiology | Coronary stent | Drug eluting coronary stent (DES) | Vascular Devices Biotech S.L | angiolite Sirolimus eluting coronary stent system | SCCDSR14150250044 | Standalone | DE0502735 | As per HSA registered indication(s)
Cardiac | Interventional cardiology | Coronary stent | Drug eluting coronary stent (DES) | Vascular Devices Biotech S.L | angiolite Sirolimus eluting coronary stent system | SCCDSR14150250049 | Standalone | DE0502735 | As per HSA registered indication(s)
Cardiac | Interventional cardiology | Coronary stent | Drug eluting coronary stent (DES) | Vascular Devices Biotech S.L | angiolite Sirolimus eluting coronary stent system | SCCDSR14150275009 | Standalone | DE0502735 | As per HSA registered indication(s)
Cardiac | Interventional cardiology | Coronary stent | Drug eluting coronary stent (DES) | Vascular Devices Biotech S.L | angiolite Sirolimus eluting coronary stent system | SCCDSR14150275014 | Standalone | DE0502735 | As per HSA registered indication(s)
Cardiac | Interventional cardiology | Coronary stent | Drug eluting coronary stent (DES) | Vascular Devices Biotech S.L | angiolite Sirolimus eluting coronary stent system | SCCDSR14150275016 | Standalone | DE0502735 | As per HSA registered indication(s)
Cardiac | Interventional cardiology | Coronary stent | Drug eluting coronary stent (DES) | Vascular Devices Biotech S.L | angiolite Sirolimus eluting coronary stent system | SCCDSR14150275019 | Standalone | DE0502735 | As per HSA registered indication(s)
Cardiac | Interventional cardiology | Coronary stent | Drug eluting coronary stent (DES) | Vascular Devices Biotech S.L | angiolite Sirolimus eluting coronary stent system | SCCDSR14150275024 | Standalone | DE0502735 | As per HSA registered indication(s)
Cardiac | Interventional cardiology | Coronary stent | Drug eluting coronary stent (DES) | Vascular Devices Biotech S.L | angiolite Sirolimus eluting coronary stent system | SCCDSR14150275029 | Standalone | DE0502735 | As per HSA registered indication(s)
Cardiac | Interventional cardiology | Coronary stent | Drug eluting coronary stent (DES) | Vascular Devices Biotech S.L | angiolite Sirolimus eluting coronary stent system | SCCDSR14150275034 | Standalone | DE0502735 | As per HSA registered indication(s)
Cardiac | Interventional cardiology | Coronary stent | Drug eluting coronary stent (DES) | Vascular Devices Biotech S.L | angiolite Sirolimus eluting coronary stent system | SCCDSR14150275039 | Standalone | DE0502735 | As per HSA registered indication(s)
Cardiac | Interventional cardiology | Coronary stent | Drug eluting coronary stent (DES) | Vascular Devices Biotech S.L | angiolite Sirolimus eluting coronary stent system | SCCDSR14150275044 | Standalone | DE0502735 | As per HSA registered indication(s)
Cardiac | Interventional cardiology | Coronary stent | Drug eluting coronary stent (DES) | Vascular Devices Biotech S.L | angiolite Sirolimus eluting coronary stent system | SCCDSR14150275049 | Standalone | DE0502735 | As per HSA registered indication(s)
Cardiac | Interventional cardiology | Coronary stent | Drug eluting coronary stent (DES) | Vascular Devices Biotech S.L | angiolite Sirolimus eluting coronary stent system | SCCDSR14150300009 | Standalone | DE0502735 | As per HSA registered indication(s)
Cardiac | Interventional cardiology | Coronary stent | Drug eluting coronary stent (DES) | Vascular Devices Biotech S.L | angiolite Sirolimus eluting coronary stent system | SCCDSR14150300014 | Standalone | DE0502735 | As per HSA registered indication(s)
Cardiac | Interventional cardiology | Coronary stent | Drug eluting coronary stent (DES) | Vascular Devices Biotech S.L | angiolite Sirolimus eluting coronary stent system | SCCDSR14150300016 | Standalone | DE0502735 | As per HSA registered indication(s)
Cardiac | Interventional cardiology | Coronary stent | Drug eluting coronary stent (DES) | Vascular Devices Biotech S.L | angiolite Sirolimus eluting coronary stent system | SCCDSR14150300019 | Standalone | DE0502735 | As per HSA registered indication(s)
Cardiac | Interventional cardiology | Coronary stent | Drug eluting coronary stent (DES) | Vascular Devices Biotech S.L | angiolite Sirolimus eluting coronary stent system | SCCDSR14150300024 | Standalone | DE0502735 | As per HSA registered indication(s)
Cardiac | Interventional cardiology | Coronary stent | Drug eluting coronary stent (DES) | Vascular Devices Biotech S.L | angiolite Sirolimus eluting coronary stent system | SCCDSR14150300029 | Standalone | DE0502735 | As per HSA registered indication(s)
Cardiac | Interventional cardiology | Coronary stent | Drug eluting coronary stent (DES) | Vascular Devices Biotech S.L | angiolite Sirolimus eluting coronary stent system | SCCDSR14150300034 | Standalone | DE0502735 | As per HSA registered indication(s)
Cardiac | Interventional cardiology | Coronary stent | Drug eluting coronary stent (DES) | Vascular Devices Biotech S.L | angiolite Sirolimus eluting coronary stent system | SCCDSR14150300039 | Standalone | DE0502735 | As per HSA registered indication(s)
Cardiac | Interventional cardiology | Coronary stent | Drug eluting coronary stent (DES) | Vascular Devices Biotech S.L | angiolite Sirolimus eluting coronary stent system | SCCDSR14150300044 | Standalone | DE0502735 | As per HSA registered indication(s)
Cardiac | Interventional cardiology | Coronary stent | Drug eluting coronary stent (DES) | Vascular Devices Biotech S.L | angiolite Sirolimus eluting coronary stent system | SCCDSR14150300049 | Standalone | DE0502735 | As per HSA registered indication(s)
Cardiac | Interventional cardiology | Coronary stent | Drug eluting coronary stent (DES) | Vascular Devices Biotech S.L | angiolite Sirolimus eluting coronary stent system | SCCDSR14150350009 | Standalone | DE0502735 | As per HSA registered indication(s)
Cardiac | Interventional cardiology | Coronary stent | Drug eluting coronary stent (DES) | Vascular Devices Biotech S.L | angiolite Sirolimus eluting coronary stent system | SCCDSR14150350014 | Standalone | DE0502735 | As per HSA registered indication(s)
Cardiac | Interventional cardiology | Coronary stent | Drug eluting coronary stent (DES) | Vascular Devices Biotech S.L | angiolite Sirolimus eluting coronary stent system | SCCDSR14150350016 | Standalone | DE0502735 | As per HSA registered indication(s)
Cardiac | Interventional cardiology | Coronary stent | Drug eluting coronary stent (DES) | Vascular Devices Biotech S.L | angiolite Sirolimus eluting coronary stent system | SCCDSR14150350019 | Standalone | DE0502735 | As per HSA registered indication(s)
Cardiac | Interventional cardiology | Coronary stent | Drug eluting coronary stent (DES) | Vascular Devices Biotech S.L | angiolite Sirolimus eluting coronary stent system | SCCDSR14150350024 | Standalone | DE0502735 | As per HSA registered indication(s)
Cardiac | Interventional cardiology | Coronary stent | Drug eluting coronary stent (DES) | Vascular Devices Biotech S.L | angiolite Sirolimus eluting coronary stent system | SCCDSR14150350029 | Standalone | DE0502735 | As per HSA registered indication(s)
Cardiac | Interventional cardiology | Coronary stent | Drug eluting coronary stent (DES) | Vascular Devices Biotech S.L | angiolite Sirolimus eluting coronary stent system | SCCDSR14150350034 | Standalone | DE0502735 | As per HSA registered indication(s)
Cardiac | Interventional cardiology | Coronary stent | Drug eluting coronary stent (DES) | Vascular Devices Biotech S.L | angiolite Sirolimus eluting coronary stent system | SCCDSR14150350039 | Standalone | DE0502735 | As per HSA registered indication(s)
Cardiac | Interventional cardiology | Coronary stent | Drug eluting coronary stent (DES) | Vascular Devices Biotech S.L | angiolite Sirolimus eluting coronary stent system | SCCDSR14150350044 | Standalone | DE0502735 | As per HSA registered indication(s)
Cardiac | Interventional cardiology | Coronary stent | Drug eluting coronary stent (DES) | Vascular Devices Biotech S.L | angiolite Sirolimus eluting coronary stent system | SCCDSR14150350049 | Standalone | DE0502735 | As per HSA registered indication(s)
Cardiac | Interventional cardiology | Coronary stent | Drug eluting coronary stent (DES) | Vascular Devices Biotech S.L | angiolite Sirolimus eluting coronary stent system | SCCDSR14150400009 | Standalone | DE0502735 | As per HSA registered indication(s)
Cardiac | Interventional cardiology | Coronary stent | Drug eluting coronary stent (DES) | Vascular Devices Biotech S.L | angiolite Sirolimus eluting coronary stent system | SCCDSR14150400014 | Standalone | DE0502735 | As per HSA registered indication(s)
Cardiac | Interventional cardiology | Coronary stent | Drug eluting coronary stent (DES) | Vascular Devices Biotech S.L | angiolite Sirolimus eluting coronary stent system | SCCDSR14150400016 | Standalone | DE0502735 | As per HSA registered indication(s)
Cardiac | Interventional cardiology | Coronary stent | Drug eluting coronary stent (DES) | Vascular Devices Biotech S.L | angiolite Sirolimus eluting coronary stent system | SCCDSR14150400019 | Standalone | DE0502735 | As per HSA registered indication(s)
Cardiac | Interventional cardiology | Coronary stent | Drug eluting coronary stent (DES) | Vascular Devices Biotech S.L | angiolite Sirolimus eluting coronary stent system | SCCDSR14150400024 | Standalone | DE0502735 | As per HSA registered indication(s)
Cardiac | Interventional cardiology | Coronary stent | Drug eluting coronary stent (DES) | Vascular Devices Biotech S.L | angiolite Sirolimus eluting coronary stent system | SCCDSR14150400029 | Standalone | DE0502735 | As per HSA registered indication(s)
Cardiac | Interventional cardiology | Coronary stent | Drug eluting coronary stent (DES) | Vascular Devices Biotech S.L | angiolite Sirolimus eluting coronary stent system | SCCDSR14150400034 | Standalone | DE0502735 | As per HSA registered indication(s)
Cardiac | Interventional cardiology | Coronary stent | Drug eluting coronary stent (DES) | Vascular Devices Biotech S.L | angiolite Sirolimus eluting coronary stent system | SCCDSR14150400039 | Standalone | DE0502735 | As per HSA registered indication(s)
Cardiac | Interventional cardiology | Coronary stent | Drug eluting coronary stent (DES) | Vascular Devices Biotech S.L | angiolite Sirolimus eluting coronary stent system | SCCDSR14150400044 | Standalone | DE0502735 | As per HSA registered indication(s)
Cardiac | Interventional cardiology | Coronary stent | Drug eluting coronary stent (DES) | Vascular Devices Biotech S.L | angiolite Sirolimus eluting coronary stent system | SCCDSR14150400049 | Standalone | DE0502735 | As per HSA registered indication(s)
Cardiac | Interventional cardiology | Coronary stent | Drug eluting coronary stent (DES) | Vascular Devices Biotech S.L | angiolite Sirolimus eluting coronary stent system | SCCDSR14150450014 | Standalone | DE0502735 | As per HSA registered indication(s)
Cardiac | Interventional cardiology | Coronary stent | Drug eluting coronary stent (DES) | Vascular Devices Biotech S.L | angiolite Sirolimus eluting coronary stent system | SCCDSR14150450016 | Standalone | DE0502735 | As per HSA registered indication(s)
Cardiac | Interventional cardiology | Coronary stent | Drug eluting coronary stent (DES) | Vascular Devices Biotech S.L | angiolite Sirolimus eluting coronary stent system | SCCDSR14150450019 | Standalone | DE0502735 | As per HSA registered indication(s)
Cardiac | Interventional cardiology | Coronary stent | Drug eluting coronary stent (DES) | Vascular Devices Biotech S.L | angiolite Sirolimus eluting coronary stent system | SCCDSR14150450024 | Standalone | DE0502735 | As per HSA registered indication(s)
Cardiac | Interventional cardiology | Coronary stent | Drug eluting coronary stent (DES) | Vascular Devices Biotech S.L | angiolite Sirolimus eluting coronary stent system | SCCDSR14150450029 | Standalone | DE0502735 | As per HSA registered indication(s)
Cardiac | Interventional cardiology | Coronary stent | Drug eluting coronary stent (DES) | Vascular Devices Biotech S.L | angiolite Sirolimus eluting coronary stent system | SCCDSR14150450034 | Standalone | DE0502735 | As per HSA registered indication(s)
Cardiac | Interventional cardiology | Coronary stent | Drug eluting coronary stent (DES) | Vascular Devices Biotech S.L | angiolite Sirolimus eluting coronary stent system | SCCDSR14150450039 | Standalone | DE0502735 | As per HSA registered indication(s)
Cardiac | Interventional cardiology | Coronary stent | Drug eluting coronary stent (DES) | Vascular Devices Biotech S.L | Biomime Sirolimus Eluting Coronary Stent System | BIO20013 | Standalone | DE0015553 | As per HSA registered indication(s)
Cardiac | Interventional cardiology | Coronary stent | Drug eluting coronary stent (DES) | Vascular Devices Biotech S.L | Biomime Sirolimus Eluting Coronary Stent System | BIO20016 | Standalone | DE0015553 | As per HSA registered indication(s)
Cardiac | Interventional cardiology | Coronary stent | Drug eluting coronary stent (DES) | Vascular Devices Biotech S.L | Biomime Sirolimus Eluting Coronary Stent System | BIO20019 | Standalone | DE0015553 | As per HSA registered indication(s)
Cardiac | Interventional cardiology | Coronary stent | Drug eluting coronary stent (DES) | Vascular Devices Biotech S.L | Biomime Sirolimus Eluting Coronary Stent System | BIO20024 | Standalone | DE0015553 | As per HSA registered indication(s)
Cardiac | Interventional cardiology | Coronary stent | Drug eluting coronary stent (DES) | Vascular Devices Biotech S.L | Biomime Sirolimus Eluting Coronary Stent System | BIO22508 | Standalone | DE0015553 | As per HSA registered indication(s)
Cardiac | Interventional cardiology | Coronary stent | Drug eluting coronary stent (DES) | Vascular Devices Biotech S.L | Biomime Sirolimus Eluting Coronary Stent System | BIO22513 | Standalone | DE0015553 | As per HSA registered indication(s)
Cardiac | Interventional cardiology | Coronary stent | Drug eluting coronary stent (DES) | Vascular Devices Biotech S.L | Biomime Sirolimus Eluting Coronary Stent System | BIO22516 | Standalone | DE0015553 | As per HSA registered indication(s)
Cardiac | Interventional cardiology | Coronary stent | Drug eluting coronary stent (DES) | Vascular Devices Biotech S.L | Biomime Sirolimus Eluting Coronary Stent System | BIO22519 | Standalone | DE0015553 | As per HSA registered indication(s)
Cardiac | Interventional cardiology | Coronary stent | Drug eluting coronary stent (DES) | Vascular Devices Biotech S.L | Biomime Sirolimus Eluting Coronary Stent System | BIO22524 | Standalone | DE0015553 | As per HSA registered indication(s)
Cardiac | Interventional cardiology | Coronary stent | Drug eluting coronary stent (DES) | Vascular Devices Biotech S.L | Biomime Sirolimus Eluting Coronary Stent System | BIO22529 | Standalone | DE0015553 | As per HSA registered indication(s)
Cardiac | Interventional cardiology | Coronary stent | Drug eluting coronary stent (DES) | Vascular Devices Biotech S.L | Biomime Sirolimus Eluting Coronary Stent System | BIO22532 | Standalone | DE0015553 | As per HSA registered indication(s)
Cardiac | Interventional cardiology | Coronary stent | Drug eluting coronary stent (DES) | Vascular Devices Biotech S.L | Biomime Sirolimus Eluting Coronary Stent System | BIO22537 | Standalone | DE0015553 | As per HSA registered indication(s)
Cardiac | Interventional cardiology | Coronary stent | Drug eluting coronary stent (DES) | Vascular Devices Biotech S.L | Biomime Sirolimus Eluting Coronary Stent System | BIO22540 | Standalone | DE0015553 | As per HSA registered indication(s)
Cardiac | Interventional cardiology | Coronary stent | Drug eluting coronary stent (DES) | Vascular Devices Biotech S.L | Biomime Sirolimus Eluting Coronary Stent System | BIO25008 | Standalone | DE0015553 | As per HSA registered indication(s)
Cardiac | Interventional cardiology | Coronary stent | Drug eluting coronary stent (DES) | Vascular Devices Biotech S.L | Biomime Sirolimus Eluting Coronary Stent System | BIO25013 | Standalone | DE0015553 | As per HSA registered indication(s)
Cardiac | Interventional cardiology | Coronary stent | Drug eluting coronary stent (DES) | Vascular Devices Biotech S.L | Biomime Sirolimus Eluting Coronary Stent System | BIO25016 | Standalone | DE0015553 | As per HSA registered indication(s)
Cardiac | Interventional cardiology | Coronary stent | Drug eluting coronary stent (DES) | Vascular Devices Biotech S.L | Biomime Sirolimus Eluting Coronary Stent System | BIO25019 | Standalone | DE0015553 | As per HSA registered indication(s)
Cardiac | Interventional cardiology | Coronary stent | Drug eluting coronary stent (DES) | Vascular Devices Biotech S.L | Biomime Sirolimus Eluting Coronary Stent System | BIO25024 | Standalone | DE0015553 | As per HSA registered indication(s)
Cardiac | Interventional cardiology | Coronary stent | Drug eluting coronary stent (DES) | Vascular Devices Biotech S.L | Biomime Sirolimus Eluting Coronary Stent System | BIO25029 | Standalone | DE0015553 | As per HSA registered indication(s)
Cardiac | Interventional cardiology | Coronary stent | Drug eluting coronary stent (DES) | Vascular Devices Biotech S.L | Biomime Sirolimus Eluting Coronary Stent System | BIO25032 | Standalone | DE0015553 | As per HSA registered indication(s)
Cardiac | Interventional cardiology | Coronary stent | Drug eluting coronary stent (DES) | Vascular Devices Biotech S.L | Biomime Sirolimus Eluting Coronary Stent System | BIO25037 | Standalone | DE0015553 | As per HSA registered indication(s)
Cardiac | Interventional cardiology | Coronary stent | Drug eluting coronary stent (DES) | Vascular Devices Biotech S.L | Biomime Sirolimus Eluting Coronary Stent System | BIO25040 | Standalone | DE0015553 | As per HSA registered indication(s)
Cardiac | Interventional cardiology | Coronary stent | Drug eluting coronary stent (DES) | Vascular Devices Biotech S.L | Biomime Sirolimus Eluting Coronary Stent System | BIO25044 | Standalone | DE0015553 | As per HSA registered indication(s)
Cardiac | Interventional cardiology | Coronary stent | Drug eluting coronary stent (DES) | Vascular Devices Biotech S.L | Biomime Sirolimus Eluting Coronary Stent System | BIO25048 | Standalone | DE0015553 | As per HSA registered indication(s)
Cardiac | Interventional cardiology | Coronary stent | Drug eluting coronary stent (DES) | Vascular Devices Biotech S.L | Biomime Sirolimus Eluting Coronary Stent System | BIO27508 | Standalone | DE0015553 | As per HSA registered indication(s)
Cardiac | Interventional cardiology | Coronary stent | Drug eluting coronary stent (DES) | Vascular Devices Biotech S.L | Biomime Sirolimus Eluting Coronary Stent System | BIO27513 | Standalone | DE0015553 | As per HSA registered indication(s)
Cardiac | Interventional cardiology | Coronary stent | Drug eluting coronary stent (DES) | Vascular Devices Biotech S.L | Biomime Sirolimus Eluting Coronary Stent System | BIO27516 | Standalone | DE0015553 | As per HSA registered indication(s)
Cardiac | Interventional cardiology | Coronary stent | Drug eluting coronary stent (DES) | Vascular Devices Biotech S.L | Biomime Sirolimus Eluting Coronary Stent System | BIO27519 | Standalone | DE0015553 | As per HSA registered indication(s)
Cardiac | Interventional cardiology | Coronary stent | Drug eluting coronary stent (DES) | Vascular Devices Biotech S.L | Biomime Sirolimus Eluting Coronary Stent System | BIO27524 | Standalone | DE0015553 | As per HSA registered indication(s)
Cardiac | Interventional cardiology | Coronary stent | Drug eluting coronary stent (DES) | Vascular Devices Biotech S.L | Biomime Sirolimus Eluting Coronary Stent System | BIO27529 | Standalone | DE0015553 | As per HSA registered indication(s)
Cardiac | Interventional cardiology | Coronary stent | Drug eluting coronary stent (DES) | Vascular Devices Biotech S.L | Biomime Sirolimus Eluting Coronary Stent System | BIO27532 | Standalone | DE0015553 | As per HSA registered indication(s)
Cardiac | Interventional cardiology | Coronary stent | Drug eluting coronary stent (DES) | Vascular Devices Biotech S.L | Biomime Sirolimus Eluting Coronary Stent System | BIO27537 | Standalone | DE0015553 | As per HSA registered indication(s)
Cardiac | Interventional cardiology | Coronary stent | Drug eluting coronary stent (DES) | Vascular Devices Biotech S.L | Biomime Sirolimus Eluting Coronary Stent System | BIO27540 | Standalone | DE0015553 | As per HSA registered indication(s)
Cardiac | Interventional cardiology | Coronary stent | Drug eluting coronary stent (DES) | Vascular Devices Biotech S.L | Biomime Sirolimus Eluting Coronary Stent System | BIO27544 | Standalone | DE0015553 | As per HSA registered indication(s)
Cardiac | Interventional cardiology | Coronary stent | Drug eluting coronary stent (DES) | Vascular Devices Biotech S.L | Biomime Sirolimus Eluting Coronary Stent System | BIO27548 | Standalone | DE0015553 | As per HSA registered indication(s)
Cardiac | Interventional cardiology | Coronary stent | Drug eluting coronary stent (DES) | Vascular Devices Biotech S.L | Biomime Sirolimus Eluting Coronary Stent System | BIO30008 | Standalone | DE0015553 | As per HSA registered indication(s)
Cardiac | Interventional cardiology | Coronary stent | Drug eluting coronary stent (DES) | Vascular Devices Biotech S.L | Biomime Sirolimus Eluting Coronary Stent System | BIO30013 | Standalone | DE0015553 | As per HSA registered indication(s)
Cardiac | Interventional cardiology | Coronary stent | Drug eluting coronary stent (DES) | Vascular Devices Biotech S.L | Biomime Sirolimus Eluting Coronary Stent System | BIO30016 | Standalone | DE0015553 | As per HSA registered indication(s)
Cardiac | Interventional cardiology | Coronary stent | Drug eluting coronary stent (DES) | Vascular Devices Biotech S.L | Biomime Sirolimus Eluting Coronary Stent System | BIO30019 | Standalone | DE0015553 | As per HSA registered indication(s)
Cardiac | Interventional cardiology | Coronary stent | Drug eluting coronary stent (DES) | Vascular Devices Biotech S.L | Biomime Sirolimus Eluting Coronary Stent System | BIO30024 | Standalone | DE0015553 | As per HSA registered indication(s)
Cardiac | Interventional cardiology | Coronary stent | Drug eluting coronary stent (DES) | Vascular Devices Biotech S.L | Biomime Sirolimus Eluting Coronary Stent System | BIO30029 | Standalone | DE0015553 | As per HSA registered indication(s)
Cardiac | Interventional cardiology | Coronary stent | Drug eluting coronary stent (DES) | Vascular Devices Biotech S.L | Biomime Sirolimus Eluting Coronary Stent System | BIO30032 | Standalone | DE0015553 | As per HSA registered indication(s)
Cardiac | Interventional cardiology | Coronary stent | Drug eluting coronary stent (DES) | Vascular Devices Biotech S.L | Biomime Sirolimus Eluting Coronary Stent System | BIO30037 | Standalone | DE0015553 | As per HSA registered indication(s)
Cardiac | Interventional cardiology | Coronary stent | Drug eluting coronary stent (DES) | Vascular Devices Biotech S.L | Biomime Sirolimus Eluting Coronary Stent System | BIO30040 | Standalone | DE0015553 | As per HSA registered indication(s)
Cardiac | Interventional cardiology | Coronary stent | Drug eluting coronary stent (DES) | Vascular Devices Biotech S.L | Biomime Sirolimus Eluting Coronary Stent System | BIO30044 | Standalone | DE0015553 | As per HSA registered indication(s)
Cardiac | Interventional cardiology | Coronary stent | Drug eluting coronary stent (DES) | Vascular Devices Biotech S.L | Biomime Sirolimus Eluting Coronary Stent System | BIO30048 | Standalone | DE0015553 | As per HSA registered indication(s)
Cardiac | Interventional cardiology | Coronary stent | Drug eluting coronary stent (DES) | Vascular Devices Biotech S.L | Biomime Sirolimus Eluting Coronary Stent System | BIO35008 | Standalone | DE0015553 | As per HSA registered indication(s)
Cardiac | Interventional cardiology | Coronary stent | Drug eluting coronary stent (DES) | Vascular Devices Biotech S.L | Biomime Sirolimus Eluting Coronary Stent System | BIO35013 | Standalone | DE0015553 | As per HSA registered indication(s)
Cardiac | Interventional cardiology | Coronary stent | Drug eluting coronary stent (DES) | Vascular Devices Biotech S.L | Biomime Sirolimus Eluting Coronary Stent System | BIO35016 | Standalone | DE0015553 | As per HSA registered indication(s)
Cardiac | Interventional cardiology | Coronary stent | Drug eluting coronary stent (DES) | Vascular Devices Biotech S.L | Biomime Sirolimus Eluting Coronary Stent System | BIO35019 | Standalone | DE0015553 | As per HSA registered indication(s)
Cardiac | Interventional cardiology | Coronary stent | Drug eluting coronary stent (DES) | Vascular Devices Biotech S.L | Biomime Sirolimus Eluting Coronary Stent System | BIO35024 | Standalone | DE0015553 | As per HSA registered indication(s)
Cardiac | Interventional cardiology | Coronary stent | Drug eluting coronary stent (DES) | Vascular Devices Biotech S.L | Biomime Sirolimus Eluting Coronary Stent System | BIO35029 | Standalone | DE0015553 | As per HSA registered indication(s)
Cardiac | Interventional cardiology | Coronary stent | Drug eluting coronary stent (DES) | Vascular Devices Biotech S.L | Biomime Sirolimus Eluting Coronary Stent System | BIO35032 | Standalone | DE0015553 | As per HSA registered indication(s)
Cardiac | Interventional cardiology | Coronary stent | Drug eluting coronary stent (DES) | Vascular Devices Biotech S.L | Biomime Sirolimus Eluting Coronary Stent System | BIO35037 | Standalone | DE0015553 | As per HSA registered indication(s)
Cardiac | Interventional cardiology | Coronary stent | Drug eluting coronary stent (DES) | Vascular Devices Biotech S.L | Biomime Sirolimus Eluting Coronary Stent System | BIO35040 | Standalone | DE0015553 | As per HSA registered indication(s)
Cardiac | Interventional cardiology | Coronary stent | Drug eluting coronary stent (DES) | Vascular Devices Biotech S.L | Biomime Sirolimus Eluting Coronary Stent System | BIO35044 | Standalone | DE0015553 | As per HSA registered indication(s)
Cardiac | Interventional cardiology | Coronary stent | Drug eluting coronary stent (DES) | Vascular Devices Biotech S.L | Biomime Sirolimus Eluting Coronary Stent System | BIO35048 | Standalone | DE0015553 | As per HSA registered indication(s)
Cardiac | Interventional cardiology | Coronary stent | Drug eluting coronary stent (DES) | Vascular Devices Biotech S.L | Biomime Sirolimus Eluting Coronary Stent System | BIO40008 | Standalone | DE0015553 | As per HSA registered indication(s)
Cardiac | Interventional cardiology | Coronary stent | Drug eluting coronary stent (DES) | Vascular Devices Biotech S.L | Biomime Sirolimus Eluting Coronary Stent System | BIO40013 | Standalone | DE0015553 | As per HSA registered indication(s)
Cardiac | Interventional cardiology | Coronary stent | Drug eluting coronary stent (DES) | Vascular Devices Biotech S.L | Biomime Sirolimus Eluting Coronary Stent System | BIO40016 | Standalone | DE0015553 | As per HSA registered indication(s)
Cardiac | Interventional cardiology | Coronary stent | Drug eluting coronary stent (DES) | Vascular Devices Biotech S.L | Biomime Sirolimus Eluting Coronary Stent System | BIO40019 | Standalone | DE0015553 | As per HSA registered indication(s)
Cardiac | Interventional cardiology | Coronary stent | Drug eluting coronary stent (DES) | Vascular Devices Biotech S.L | Biomime Sirolimus Eluting Coronary Stent System | BIO40024 | Standalone | DE0015553 | As per HSA registered indication(s)
Cardiac | Interventional cardiology | Coronary stent | Drug eluting coronary stent (DES) | Vascular Devices Biotech S.L | Biomime Sirolimus Eluting Coronary Stent System | BIO40029 | Standalone | DE0015553 | As per HSA registered indication(s)
Cardiac | Interventional cardiology | Coronary stent | Drug eluting coronary stent (DES) | Vascular Devices Biotech S.L | Biomime Sirolimus Eluting Coronary Stent System | BIO40032 | Standalone | DE0015553 | As per HSA registered indication(s)
Cardiac | Interventional cardiology | Coronary stent | Drug eluting coronary stent (DES) | Vascular Devices Biotech S.L | Biomime Sirolimus Eluting Coronary Stent System | BIO40037 | Standalone | DE0015553 | As per HSA registered indication(s)
Cardiac | Interventional cardiology | Coronary stent | Drug eluting coronary stent (DES) | Vascular Devices Biotech S.L | Biomime Sirolimus Eluting Coronary Stent System | BIO40040 | Standalone | DE0015553 | As per HSA registered indication(s)
Cardiac | Interventional cardiology | Coronary stent | Drug eluting coronary stent (DES) | Vascular Devices Biotech S.L | Biomime Sirolimus Eluting Coronary Stent System | BIO45008 | Standalone | DE0015553 | As per HSA registered indication(s)
Cardiac | Interventional cardiology | Coronary stent | Drug eluting coronary stent (DES) | Vascular Devices Biotech S.L | Biomime Sirolimus Eluting Coronary Stent System | BIO45013 | Standalone | DE0015553 | As per HSA registered indication(s)
Cardiac | Interventional cardiology | Coronary stent | Drug eluting coronary stent (DES) | Vascular Devices Biotech S.L | Biomime Sirolimus Eluting Coronary Stent System | BIO45016 | Standalone | DE0015553 | As per HSA registered indication(s)
Cardiac | Interventional cardiology | Coronary stent | Drug eluting coronary stent (DES) | Vascular Devices Biotech S.L | Biomime Sirolimus Eluting Coronary Stent System | BIO45019 | Standalone | DE0015553 | As per HSA registered indication(s)
Cardiac | Interventional cardiology | Coronary stent | Drug eluting coronary stent (DES) | Vascular Devices Biotech S.L | Biomime Sirolimus Eluting Coronary Stent System | BIO45024 | Standalone | DE0015553 | As per HSA registered indication(s)
Cardiac | Interventional cardiology | Coronary stent | Drug eluting coronary stent (DES) | Vascular Devices Biotech S.L | Biomime Sirolimus Eluting Coronary Stent System | BIO45029 | Standalone | DE0015553 | As per HSA registered indication(s)
Cardiac | Interventional cardiology | Coronary stent | Drug eluting coronary stent (DES) | Vascular Devices Biotech S.L | Biomime Sirolimus Eluting Coronary Stent System | BIO45032 | Standalone | DE0015553 | As per HSA registered indication(s)
Cardiac | Interventional cardiology | Coronary stent | Drug eluting coronary stent (DES) | Vascular Devices Biotech S.L | Biomime Sirolimus Eluting Coronary Stent System | BIO45037 | Standalone | DE0015553 | As per HSA registered indication(s)
Cardiac | Interventional cardiology | Coronary stent | Drug eluting coronary stent (DES) | Vascular Devices Biotech S.L | Biomime Sirolimus Eluting Coronary Stent System | BIO45040 | Standalone | DE0015553 | As per HSA registered indication(s)
Cardiac | Interventional cardiology | Coronary stent | Coronary stent graft (CSG) | Bentley InnoMed GmbH | Begraft Coronary Stent Graft System | BG08250 | Standalone | DE0019288 | As per HSA registered indication(s)
Cardiac | Interventional cardiology | Coronary stent | Coronary stent graft (CSG) | Bentley InnoMed GmbH | Begraft Coronary Stent Graft System | BG12250 | Standalone | DE0019288 | As per HSA registered indication(s)
Cardiac | Interventional cardiology | Coronary stent | Coronary stent graft (CSG) | Bentley InnoMed GmbH | Begraft Coronary Stent Graft System | BG16250 | Standalone | DE0019288 | As per HSA registered indication(s)
Cardiac | Interventional cardiology | Coronary stent | Coronary stent graft (CSG) | Bentley InnoMed GmbH | Begraft Coronary Stent Graft System | BG18250 | Standalone | DE0019288 | As per HSA registered indication(s)
Cardiac | Interventional cardiology | Coronary stent | Coronary stent graft (CSG) | Bentley InnoMed GmbH | Begraft Coronary Stent Graft System | BG21250 | Standalone | DE0019288 | As per HSA registered indication(s)
Cardiac | Interventional cardiology | Coronary stent | Coronary stent graft (CSG) | Bentley InnoMed GmbH | Begraft Coronary Stent Graft System | BG24250 | Standalone | DE0019288 | As per HSA registered indication(s)
Cardiac | Interventional cardiology | Coronary stent | Coronary stent graft (CSG) | Bentley InnoMed GmbH | Begraft Coronary Stent Graft System | BG08275 | Standalone | DE0019288 | As per HSA registered indication(s)
Cardiac | Interventional cardiology | Coronary stent | Coronary stent graft (CSG) | Bentley InnoMed GmbH | Begraft Coronary Stent Graft System | BG12275 | Standalone | DE0019288 | As per HSA registered indication(s)
Cardiac | Interventional cardiology | Coronary stent | Coronary stent graft (CSG) | Bentley InnoMed GmbH | Begraft Coronary Stent Graft System | BG16275 | Standalone | DE0019288 | As per HSA registered indication(s)
Cardiac | Interventional cardiology | Coronary stent | Coronary stent graft (CSG) | Bentley InnoMed GmbH | Begraft Coronary Stent Graft System | BG18275 | Standalone | DE0019288 | As per HSA registered indication(s)
Cardiac | Interventional cardiology | Coronary stent | Coronary stent graft (CSG) | Bentley InnoMed GmbH | Begraft Coronary Stent Graft System | BG21275 | Standalone | DE0019288 | As per HSA registered indication(s)
Cardiac | Interventional cardiology | Coronary stent | Coronary stent graft (CSG) | Bentley InnoMed GmbH | Begraft Coronary Stent Graft System | BG24275 | Standalone | DE0019288 | As per HSA registered indication(s)
Cardiac | Interventional cardiology | Coronary stent | Coronary stent graft (CSG) | Bentley InnoMed GmbH | Begraft Coronary Stent Graft System | BG08300 | Standalone | DE0019288 | As per HSA registered indication(s)
Cardiac | Interventional cardiology | Coronary stent | Coronary stent graft (CSG) | Bentley InnoMed GmbH | Begraft Coronary Stent Graft System | BG12300 | Standalone | DE0019288 | As per HSA registered indication(s)
Cardiac | Interventional cardiology | Coronary stent | Coronary stent graft (CSG) | Bentley InnoMed GmbH | Begraft Coronary Stent Graft System | BG16300 | Standalone | DE0019288 | As per HSA registered indication(s)
Cardiac | Interventional cardiology | Coronary stent | Coronary stent graft (CSG) | Bentley InnoMed GmbH | Begraft Coronary Stent Graft System | BG18300 | Standalone | DE0019288 | As per HSA registered indication(s)
Cardiac | Interventional cardiology | Coronary stent | Coronary stent graft (CSG) | Bentley InnoMed GmbH | Begraft Coronary Stent Graft System | BG21300 | Standalone | DE0019288 | As per HSA registered indication(s)
Cardiac | Interventional cardiology | Coronary stent | Coronary stent graft (CSG) | Bentley InnoMed GmbH | Begraft Coronary Stent Graft System | BG24300 | Standalone | DE0019288 | As per HSA registered indication(s)
Cardiac | Interventional cardiology | Coronary stent | Coronary stent graft (CSG) | Bentley InnoMed GmbH | Begraft Coronary Stent Graft System | BG08350 | Standalone | DE0019288 | As per HSA registered indication(s)
Cardiac | Interventional cardiology | Coronary stent | Coronary stent graft (CSG) | Bentley InnoMed GmbH | Begraft Coronary Stent Graft System | BG12350 | Standalone | DE0019288 | As per HSA registered indication(s)
Cardiac | Interventional cardiology | Coronary stent | Coronary stent graft (CSG) | Bentley InnoMed GmbH | Begraft Coronary Stent Graft System | BG16350 | Standalone | DE0019288 | As per HSA registered indication(s)
Cardiac | Interventional cardiology | Coronary stent | Coronary stent graft (CSG) | Bentley InnoMed GmbH | Begraft Coronary Stent Graft System | BG18350 | Standalone | DE0019288 | As per HSA registered indication(s)
Cardiac | Interventional cardiology | Coronary stent | Coronary stent graft (CSG) | Bentley InnoMed GmbH | Begraft Coronary Stent Graft System | BG21350 | Standalone | DE0019288 | As per HSA registered indication(s)
Cardiac | Interventional cardiology | Coronary stent | Coronary stent graft (CSG) | Bentley InnoMed GmbH | Begraft Coronary Stent Graft System | BG24350 | Standalone | DE0019288 | As per HSA registered indication(s)
Cardiac | Interventional cardiology | Coronary stent | Coronary stent graft (CSG) | Bentley InnoMed GmbH | Begraft Coronary Stent Graft System | BG08400 | Standalone | DE0019288 | As per HSA registered indication(s)
Cardiac | Interventional cardiology | Coronary stent | Coronary stent graft (CSG) | Bentley InnoMed GmbH | Begraft Coronary Stent Graft System | BG12400 | Standalone | DE0019288 | As per HSA registered indication(s)
Cardiac | Interventional cardiology | Coronary stent | Coronary stent graft (CSG) | Bentley InnoMed GmbH | Begraft Coronary Stent Graft System | BG16400 | Standalone | DE0019288 | As per HSA registered indication(s)
Cardiac | Interventional cardiology | Coronary stent | Coronary stent graft (CSG) | Bentley InnoMed GmbH | Begraft Coronary Stent Graft System | BG18400 | Standalone | DE0019288 | As per HSA registered indication(s)
Cardiac | Interventional cardiology | Coronary stent | Coronary stent graft (CSG) | Bentley InnoMed GmbH | Begraft Coronary Stent Graft System | BG21400 | Standalone | DE0019288 | As per HSA registered indication(s)
Cardiac | Interventional cardiology | Coronary stent | Coronary stent graft (CSG) | Bentley InnoMed GmbH | Begraft Coronary Stent Graft System | BG24400 | Standalone | DE0019288 | As per HSA registered indication(s)
Cardiac | Interventional cardiology | Coronary stent | Coronary stent graft (CSG) | Bentley InnoMed GmbH | Begraft Coronary Stent Graft System | BG16450 | Standalone | DE0019288 | As per HSA registered indication(s)
Cardiac | Interventional cardiology | Coronary stent | Coronary stent graft (CSG) | Bentley InnoMed GmbH | Begraft Coronary Stent Graft System | BG18450 | Standalone | DE0019288 | As per HSA registered indication(s)
Cardiac | Interventional cardiology | Coronary stent | Coronary stent graft (CSG) | Bentley InnoMed GmbH | Begraft Coronary Stent Graft System | BG21450 | Standalone | DE0019288 | As per HSA registered indication(s)
Cardiac | Interventional cardiology | Coronary stent | Coronary stent graft (CSG) | Bentley InnoMed GmbH | Begraft Coronary Stent Graft System | BG24450 | Standalone | DE0019288 | As per HSA registered indication(s)
Cardiac | Interventional cardiology | Coronary stent | Coronary stent graft (CSG) | Bentley InnoMed GmbH | Begraft Coronary Stent Graft System | BG16500 | Standalone | DE0019288 | As per HSA registered indication(s)
Cardiac | Interventional cardiology | Coronary stent | Coronary stent graft (CSG) | Bentley InnoMed GmbH | Begraft Coronary Stent Graft System | BG18500 | Standalone | DE0019288 | As per HSA registered indication(s)
Cardiac | Interventional cardiology | Coronary stent | Coronary stent graft (CSG) | Bentley InnoMed GmbH | Begraft Coronary Stent Graft System | BG21500 | Standalone | DE0019288 | As per HSA registered indication(s)
Cardiac | Interventional cardiology | Coronary stent | Coronary stent graft (CSG) | Bentley InnoMed GmbH | Begraft Coronary Stent Graft System | BG24500 | Standalone | DE0019288 | As per HSA registered indication(s)
Cardiac | Interventional cardiology | Coronary stent | Coronary stent graft (CSG) | BIOTRONIK | PK Papyrus | 369380 | Standalone | DE0501002 | As per HSA registered indication(s)
Cardiac | Interventional cardiology | Coronary stent | Coronary stent graft (CSG) | BIOTRONIK | PK Papyrus | 369381 | Standalone | DE0501002 | As per HSA registered indication(s)
Cardiac | Interventional cardiology | Coronary stent | Coronary stent graft (CSG) | BIOTRONIK | PK Papyrus | 369382 | Standalone | DE0501002 | As per HSA registered indication(s)
Cardiac | Interventional cardiology | Coronary stent | Coronary stent graft (CSG) | BIOTRONIK | PK Papyrus | 369383 | Standalone | DE0501002 | As per HSA registered indication(s)
Cardiac | Interventional cardiology | Coronary stent | Coronary stent graft (CSG) | BIOTRONIK | PK Papyrus | 369384 | Standalone | DE0501002 | As per HSA registered indication(s)
Cardiac | Interventional cardiology | Coronary stent | Coronary stent graft (CSG) | BIOTRONIK | PK Papyrus | 369385 | Standalone | DE0501002 | As per HSA registered indication(s)
Cardiac | Interventional cardiology | Coronary stent | Coronary stent graft (CSG) | BIOTRONIK | PK Papyrus | 369386 | Standalone | DE0501002 | As per HSA registered indication(s)
Cardiac | Interventional cardiology | Coronary stent | Coronary stent graft (CSG) | BIOTRONIK | PK Papyrus | 369387 | Standalone | DE0501002 | As per HSA registered indication(s)
Cardiac | Interventional cardiology | Coronary stent | Coronary stent graft (CSG) | BIOTRONIK | PK Papyrus | 369388 | Standalone | DE0501002 | As per HSA registered indication(s)
Cardiac | Interventional cardiology | Coronary stent | Coronary stent graft (CSG) | BIOTRONIK | PK Papyrus | 369389 | Standalone | DE0501002 | As per HSA registered indication(s)
Cardiac | Interventional cardiology | Coronary stent | Coronary stent graft (CSG) | BIOTRONIK | PK Papyrus | 369390 | Standalone | DE0501002 | As per HSA registered indication(s)
Cardiac | Interventional cardiology | Coronary stent | Coronary stent graft (CSG) | BIOTRONIK | PK Papyrus | 369391 | Standalone | DE0501002 | As per HSA registered indication(s)
Cardiac | Interventional cardiology | Coronary stent | Coronary stent graft (CSG) | BIOTRONIK | PK Papyrus | 381789 | Standalone | DE0501002 | As per HSA registered indication(s)
Cardiac | Interventional cardiology | Coronary stent | Coronary stent graft (CSG) | BIOTRONIK | PK Papyrus | 381790 | Standalone | DE0501002 | As per HSA registered indication(s)
Cardiac | Interventional cardiology | Coronary stent | Coronary stent graft (CSG) | BIOTRONIK | PK Papyrus | 381791 | Standalone | DE0501002 | As per HSA registered indication(s)
Cardiac | Interventional cardiology | Coronary stent | Coronary stent graft (CSG) | BIOTRONIK | PK Papyrus | 369392 | Standalone | DE0501002 | As per HSA registered indication(s)
Cardiac | Interventional cardiology | Coronary stent | Coronary stent graft (CSG) | BIOTRONIK | PK Papyrus | 369393 | Standalone | DE0501002 | As per HSA registered indication(s)
Cardiothoracic | Open or hybrid surgery aortic repair | Aortic graft | Aortic graft - Straight | Jotec GmbH | JOTEC FlowWeave Bioseal Textile Vascular Graft | 45ST1508 | Standalone | DE0506259 | As per HSA registered indication(s)
Cardiothoracic | Open or hybrid surgery aortic repair | Aortic graft | Aortic graft - Straight | Jotec GmbH | JOTEC FlowWeave Bioseal Textile Vascular Graft | 45ST1510 | Standalone | DE0506259 | As per HSA registered indication(s)
Cardiothoracic | Open or hybrid surgery aortic repair | Aortic graft | Aortic graft - Straight | Jotec GmbH | JOTEC FlowWeave Bioseal Textile Vascular Graft | 45ST1512 | Standalone | DE0506259 | As per HSA registered indication(s)
Cardiothoracic | Open or hybrid surgery aortic repair | Aortic graft | Aortic graft - Straight | Jotec GmbH | JOTEC FlowWeave Bioseal Textile Vascular Graft | 45ST1520 | Standalone | DE0506259 | As per HSA registered indication(s)
Cardiothoracic | Open or hybrid surgery aortic repair | Aortic graft | Aortic graft - Straight | Jotec GmbH | JOTEC FlowWeave Bioseal Textile Vascular Graft | 45ST1522 | Standalone | DE0506259 | As per HSA registered indication(s)
Cardiothoracic | Open or hybrid surgery aortic repair | Aortic graft | Aortic graft - Straight | Jotec GmbH | JOTEC FlowWeave Bioseal Textile Vascular Graft | 45ST1524 | Standalone | DE0506259 | As per HSA registered indication(s)
Cardiothoracic | Open or hybrid surgery aortic repair | Aortic graft | Aortic graft - Straight | Jotec GmbH | JOTEC FlowWeave Bioseal Textile Vascular Graft | 45ST1526 | Standalone | DE0506259 | As per HSA registered indication(s)
Cardiothoracic | Open or hybrid surgery aortic repair | Aortic graft | Aortic graft - Straight | Jotec GmbH | JOTEC FlowWeave Bioseal Textile Vascular Graft | 45ST1528 | Standalone | DE0506259 | As per HSA registered indication(s)
Cardiothoracic | Open or hybrid surgery aortic repair | Aortic graft | Aortic graft - Straight | Jotec GmbH | JOTEC FlowWeave Bioseal Textile Vascular Graft | 45ST1530 | Standalone | DE0506259 | As per HSA registered indication(s)
Cardiothoracic | Open or hybrid surgery aortic repair | Aortic graft | Aortic graft - Straight | Jotec GmbH | JOTEC FlowWeave Bioseal Textile Vascular Graft | 45ST1532 | Standalone | DE0506259 | As per HSA registered indication(s)
Cardiothoracic | Open or hybrid surgery aortic repair | Aortic graft | Aortic graft - Straight | Jotec GmbH | JOTEC FlowWeave Bioseal Textile Vascular Graft | 45ST1534 | Standalone | DE0506259 | As per HSA registered indication(s)
Cardiothoracic | Open or hybrid surgery aortic repair | Aortic graft | Aortic graft - Straight | Jotec GmbH | JOTEC FlowWeave Bioseal Textile Vascular Graft | 45ST3008 | Standalone | DE0506259 | As per HSA registered indication(s)
Cardiothoracic | Open or hybrid surgery aortic repair | Aortic graft | Aortic graft - Straight | Jotec GmbH | JOTEC FlowWeave Bioseal Textile Vascular Graft | 45ST3010 | Standalone | DE0506259 | As per HSA registered indication(s)
Cardiothoracic | Open or hybrid surgery aortic repair | Aortic graft | Aortic graft - Straight | Jotec GmbH | JOTEC FlowWeave Bioseal Textile Vascular Graft | 45ST3012 | Standalone | DE0506259 | As per HSA registered indication(s)
Cardiothoracic | Open or hybrid surgery aortic repair | Aortic graft | Aortic graft - Straight | Jotec GmbH | JOTEC FlowWeave Bioseal Textile Vascular Graft | 45ST3020 | Standalone | DE0506259 | As per HSA registered indication(s)
Cardiothoracic | Open or hybrid surgery aortic repair | Aortic graft | Aortic graft - Straight | Jotec GmbH | JOTEC FlowWeave Bioseal Textile Vascular Graft | 45ST3022 | Standalone | DE0506259 | As per HSA registered indication(s)
Cardiothoracic | Open or hybrid surgery aortic repair | Aortic graft | Aortic graft - Straight | Jotec GmbH | JOTEC FlowWeave Bioseal Textile Vascular Graft | 45ST3024 | Standalone | DE0506259 | As per HSA registered indication(s)
Cardiothoracic | Open or hybrid surgery aortic repair | Aortic graft | Aortic graft - Straight | Jotec GmbH | JOTEC FlowWeave Bioseal Textile Vascular Graft | 45ST3026 | Standalone | DE0506259 | As per HSA registered indication(s)
Cardiothoracic | Open or hybrid surgery aortic repair | Aortic graft | Aortic graft - Straight | Jotec GmbH | JOTEC FlowWeave Bioseal Textile Vascular Graft | 45ST3028 | Standalone | DE0506259 | As per HSA registered indication(s)
Cardiothoracic | Open or hybrid surgery aortic repair | Aortic graft | Aortic graft - Straight | Jotec GmbH | JOTEC FlowWeave Bioseal Textile Vascular Graft | 45ST3030 | Standalone | DE0506259 | As per HSA registered indication(s)
Cardiothoracic | Open or hybrid surgery aortic repair | Aortic graft | Aortic graft - Straight | Jotec GmbH | JOTEC FlowWeave Bioseal Textile Vascular Graft | 45ST3032 | Standalone | DE0506259 | As per HSA registered indication(s)
Cardiothoracic | Open or hybrid surgery aortic repair | Aortic graft | Aortic graft - Straight | Jotec GmbH | JOTEC FlowWeave Bioseal Textile Vascular Graft | 45ST3034 | Standalone | DE0506259 | As per HSA registered indication(s)
Cardiothoracic | Open or hybrid surgery aortic repair | Aortic graft | Aortic graft - Straight | Jotec GmbH | JOTEC FlowNit Bioseal Textile Vascular Graft | 35ST1506 | Standalone | DE0506260 | As per HSA registered indication(s)
Cardiothoracic | Open or hybrid surgery aortic repair | Aortic graft | Aortic graft - Straight | Jotec GmbH | JOTEC FlowNit Bioseal Textile Vascular Graft | 35ST3006 | Standalone | DE0506260 | As per HSA registered indication(s)
Cardiothoracic | Open or hybrid surgery aortic repair | Aortic graft | Aortic graft - Straight | Jotec GmbH | JOTEC FlowNit Bioseal Textile Vascular Graft | 35ST6006 | Standalone | DE0506260 | As per HSA registered indication(s)
Cardiothoracic | Open or hybrid surgery aortic repair | Aortic graft | Aortic graft - Straight | Jotec GmbH | JOTEC FlowNit Bioseal Textile Vascular Graft | 35ST1507 | Standalone | DE0506260 | As per HSA registered indication(s)
Cardiothoracic | Open or hybrid surgery aortic repair | Aortic graft | Aortic graft - Straight | Jotec GmbH | JOTEC FlowNit Bioseal Textile Vascular Graft | 35ST3007 | Standalone | DE0506260 | As per HSA registered indication(s)
Cardiothoracic | Open or hybrid surgery aortic repair | Aortic graft | Aortic graft - Straight | Jotec GmbH | JOTEC FlowNit Bioseal Textile Vascular Graft | 35ST6007 | Standalone | DE0506260 | As per HSA registered indication(s)
Cardiothoracic | Open or hybrid surgery aortic repair | Aortic graft | Aortic graft - Straight | Jotec GmbH | JOTEC FlowNit Bioseal Textile Vascular Graft | 35ST1508 | Standalone | DE0506260 | As per HSA registered indication(s)
Cardiothoracic | Open or hybrid surgery aortic repair | Aortic graft | Aortic graft - Straight | Jotec GmbH | JOTEC FlowNit Bioseal Textile Vascular Graft | 35ST3008 | Standalone | DE0506260 | As per HSA registered indication(s)
Cardiothoracic | Open or hybrid surgery aortic repair | Aortic graft | Aortic graft - Straight | Jotec GmbH | JOTEC FlowNit Bioseal Textile Vascular Graft | 35ST6008 | Standalone | DE0506260 | As per HSA registered indication(s)
Cardiothoracic | Open or hybrid surgery aortic repair | Aortic graft | Aortic graft - Straight | Jotec GmbH | JOTEC FlowNit Bioseal Textile Vascular Graft | 35ST0008 | Standalone | DE0506260 | As per HSA registered indication(s)
Cardiothoracic | Open or hybrid surgery aortic repair | Aortic graft | Aortic graft - Straight | Jotec GmbH | JOTEC FlowNit Bioseal Textile Vascular Graft | 35ST1510 | Standalone | DE0506260 | As per HSA registered indication(s)
Cardiothoracic | Open or hybrid surgery aortic repair | Aortic graft | Aortic graft - Straight | Jotec GmbH | JOTEC FlowNit Bioseal Textile Vascular Graft | 35ST3010 | Standalone | DE0506260 | As per HSA registered indication(s)
Cardiothoracic | Open or hybrid surgery aortic repair | Aortic graft | Aortic graft - Straight | Jotec GmbH | JOTEC FlowNit Bioseal Textile Vascular Graft | 35ST6010 | Standalone | DE0506260 | As per HSA registered indication(s)
Cardiothoracic | Open or hybrid surgery aortic repair | Aortic graft | Aortic graft - Straight | Jotec GmbH | JOTEC FlowNit Bioseal Textile Vascular Graft | 35ST0010 | Standalone | DE0506260 | As per HSA registered indication(s)
Cardiothoracic | Open or hybrid surgery aortic repair | Aortic graft | Aortic graft - Straight | Jotec GmbH | JOTEC FlowNit Bioseal Textile Vascular Graft | 35ST1512 | Standalone | DE0506260 | As per HSA registered indication(s)
Cardiothoracic | Open or hybrid surgery aortic repair | Aortic graft | Aortic graft - Straight | Jotec GmbH | JOTEC FlowNit Bioseal Textile Vascular Graft | 35ST3012 | Standalone | DE0506260 | As per HSA registered indication(s)
Cardiothoracic | Open or hybrid surgery aortic repair | Aortic graft | Aortic graft - Straight | Jotec GmbH | JOTEC FlowNit Bioseal Textile Vascular Graft | 35ST1514 | Standalone | DE0506260 | As per HSA registered indication(s)
Cardiothoracic | Open or hybrid surgery aortic repair | Aortic graft | Aortic graft - Straight | Jotec GmbH | JOTEC FlowNit Bioseal Textile Vascular Graft | 35ST3014 | Standalone | DE0506260 | As per HSA registered indication(s)
Cardiothoracic | Open or hybrid surgery aortic repair | Aortic graft | Aortic graft - Straight | Jotec GmbH | JOTEC FlowNit Bioseal Textile Vascular Graft | 35ST1516 | Standalone | DE0506260 | As per HSA registered indication(s)
Cardiothoracic | Open or hybrid surgery aortic repair | Aortic graft | Aortic graft - Straight | Jotec GmbH | JOTEC FlowNit Bioseal Textile Vascular Graft | 35ST3016 | Standalone | DE0506260 | As per HSA registered indication(s)
Cardiothoracic | Open or hybrid surgery aortic repair | Aortic graft | Aortic graft - Straight | Jotec GmbH | JOTEC FlowNit Bioseal Textile Vascular Graft | 35ST1518 | Standalone | DE0506260 | As per HSA registered indication(s)
Cardiothoracic | Open or hybrid surgery aortic repair | Aortic graft | Aortic graft - Straight | Jotec GmbH | JOTEC FlowNit Bioseal Textile Vascular Graft | 35ST3018 | Standalone | DE0506260 | As per HSA registered indication(s)
Cardiothoracic | Open or hybrid surgery aortic repair | Aortic graft | Aortic graft - Straight | Jotec GmbH | JOTEC FlowNit Bioseal Textile Vascular Graft | 35ST1520 | Standalone | DE0506260 | As per HSA registered indication(s)
Cardiothoracic | Open or hybrid surgery aortic repair | Aortic graft | Aortic graft - Straight | Jotec GmbH | JOTEC FlowNit Bioseal Textile Vascular Graft | 35ST3020 | Standalone | DE0506260 | As per HSA registered indication(s)
Cardiothoracic | Open or hybrid surgery aortic repair | Aortic graft | Aortic graft - Straight | Jotec GmbH | JOTEC FlowNit Bioseal Textile Vascular Graft | 35ST1522 | Standalone | DE0506260 | As per HSA registered indication(s)
Cardiothoracic | Open or hybrid surgery aortic repair | Aortic graft | Aortic graft - Straight | Jotec GmbH | JOTEC FlowNit Bioseal Textile Vascular Graft | 35ST3022 | Standalone | DE0506260 | As per HSA registered indication(s)
Cardiothoracic | Open or hybrid surgery aortic repair | Aortic graft | Aortic graft - Straight | Jotec GmbH | JOTEC FlowNit Bioseal Textile Vascular Graft | 35ST1524 | Standalone | DE0506260 | As per HSA registered indication(s)
Cardiothoracic | Open or hybrid surgery aortic repair | Aortic graft | Aortic graft - Straight | Jotec GmbH | JOTEC FlowNit Bioseal Textile Vascular Graft | 35ST3024 | Standalone | DE0506260 | As per HSA registered indication(s)
Cardiothoracic | Open or hybrid surgery aortic repair | Aortic graft | Aortic graft - Straight | LEMAITRE INC | Albograft Knitted Vascular Graft | AMC1506 | Standalone | DE0506622 | As per HSA registered indication(s)
Cardiothoracic | Open or hybrid surgery aortic repair | Aortic graft | Aortic graft - Straight | LEMAITRE INC | Albograft Knitted Vascular Graft | AMC1510 | Standalone | DE0506622 | As per HSA registered indication(s)
Cardiothoracic | Open or hybrid surgery aortic repair | Aortic graft | Aortic graft - Straight | LEMAITRE INC | Albograft Knitted Vascular Graft | AMC1512 | Standalone | DE0506622 | As per HSA registered indication(s)
Cardiothoracic | Open or hybrid surgery aortic repair | Aortic graft | Aortic graft - Straight | LEMAITRE INC | Albograft Knitted Vascular Graft | AMC1514 | Standalone | DE0506622 | As per HSA registered indication(s)
Cardiothoracic | Open or hybrid surgery aortic repair | Aortic graft | Aortic graft - Straight | LEMAITRE INC | Albograft Knitted Vascular Graft | AMC1516 | Standalone | DE0506622 | As per HSA registered indication(s)
Cardiothoracic | Open or hybrid surgery aortic repair | Aortic graft | Aortic graft - Straight | LEMAITRE INC | Albograft Knitted Vascular Graft | AMC1518 | Standalone | DE0506622 | As per HSA registered indication(s)
Cardiothoracic | Open or hybrid surgery aortic repair | Aortic graft | Aortic graft - Straight | LEMAITRE INC | Albograft Knitted Vascular Graft | AMC1520 | Standalone | DE0506622 | As per HSA registered indication(s)
Cardiothoracic | Open or hybrid surgery aortic repair | Aortic graft | Aortic graft - Straight | LEMAITRE INC | Albograft Knitted Vascular Graft | AMC1522 | Standalone | DE0506622 | As per HSA registered indication(s)
Cardiothoracic | Open or hybrid surgery aortic repair | Aortic graft | Aortic graft - Straight | LEMAITRE INC | Albograft Knitted Vascular Graft | AMC1524 | Standalone | DE0506622 | As per HSA registered indication(s)
Cardiothoracic | Open or hybrid surgery aortic repair | Aortic graft | Aortic graft - Straight | Terumo Aortic Vascutek | GELSOFT+ GRAFT, STRAIGHT, L15C, M, ID6MM, 1S | 631506P | Standalone | DE0008496 | As per HSA registered indication(s)
Cardiothoracic | Open or hybrid surgery aortic repair | Aortic graft | Aortic graft - Straight | Terumo Aortic Vascutek | GELSOFT+ GRAFT, STRAIGHT, L30C, M, ID6MM, 1S | 633006P | Standalone | DE0008496 | As per HSA registered indication(s)
Cardiothoracic | Open or hybrid surgery aortic repair | Aortic graft | Aortic graft - Straight | Terumo Aortic Vascutek | GELSOFT+ GRAFT, STRAIGHT, L40C, M, ID6MM, 1S | 634006P | Standalone | DE0008496 | As per HSA registered indication(s)
Cardiothoracic | Open or hybrid surgery aortic repair | Aortic graft | Aortic graft - Straight | Terumo Aortic Vascutek | GELSOFT+ GRAFT, STRAIGHT, L36C, M, ID6MM, 1S | 636006P | Standalone | DE0008496 | As per HSA registered indication(s)
Cardiothoracic | Open or hybrid surgery aortic repair | Aortic graft | Aortic graft - Straight | Terumo Aortic Vascutek | GELSOFT+ GRAFT, STRAIGHT, L15C, M, ID7MM, 1S | 631507P | Standalone | DE0008496 | As per HSA registered indication(s)
Cardiothoracic | Open or hybrid surgery aortic repair | Aortic graft | Aortic graft - Straight | Terumo Aortic Vascutek | GELSOFT+ GRAFT, STRAIGHT, L30C, M, ID7MM, 1S | 633007P | Standalone | DE0008496 | As per HSA registered indication(s)
Cardiothoracic | Open or hybrid surgery aortic repair | Aortic graft | Aortic graft - Straight | Terumo Aortic Vascutek | GELSOFT+ GRAFT, STRAIGHT, L40C, M, ID7MM, 1S | 634007P | Standalone | DE0008496 | As per HSA registered indication(s)
Cardiothoracic | Open or hybrid surgery aortic repair | Aortic graft | Aortic graft - Straight | Terumo Aortic Vascutek | GELSOFT+ GRAFT, STRAIGHT, L36C, M, ID7MM, 1S | 636007P | Standalone | DE0008496 | As per HSA registered indication(s)
Cardiothoracic | Open or hybrid surgery aortic repair | Aortic graft | Aortic graft - Straight | Terumo Aortic Vascutek | GELSOFT+ GRAFT, STRAIGHT, L15C, M, ID8MM, 1S | 631508P | Standalone | DE0008496 | As per HSA registered indication(s)
Cardiothoracic | Open or hybrid surgery aortic repair | Aortic graft | Aortic graft - Straight | Terumo Aortic Vascutek | GELSOFT+ GRAFT, STRAIGHT, L30C, M, ID8MM, 1S | 633008P | Standalone | DE0008496 | As per HSA registered indication(s)
Cardiothoracic | Open or hybrid surgery aortic repair | Aortic graft | Aortic graft - Straight | Terumo Aortic Vascutek | GELSOFT+ GRAFT, STRAIGHT, L40C, M, ID16MM, 1S | 634008P | Standalone | DE0008496 | As per HSA registered indication(s)
Cardiothoracic | Open or hybrid surgery aortic repair | Aortic graft | Aortic graft - Straight | Terumo Aortic Vascutek | GELSOFT+ GRAFT, STRAIGHT, L15C, M, ID8MM, 1S | 636008P | Standalone | DE0008496 | As per HSA registered indication(s)
Cardiothoracic | Open or hybrid surgery aortic repair | Aortic graft | Aortic graft - Straight | Terumo Aortic Vascutek | GELSOFT+ GRAFT, STRAIGHT, L30C, M, ID10MM, 1S | 631510P | Standalone | DE0008496 | As per HSA registered indication(s)
Cardiothoracic | Open or hybrid surgery aortic repair | Aortic graft | Aortic graft - Straight | Terumo Aortic Vascutek | GELSOFT+ GRAFT, STRAIGHT, L40C, M, ID10MM, 1S | 633010P | Standalone | DE0008496 | As per HSA registered indication(s)
Cardiothoracic | Open or hybrid surgery aortic repair | Aortic graft | Aortic graft - Straight | Terumo Aortic Vascutek | GELSOFT+ GRAFT, STRAIGHT, L60C, M, ID10MM, 1S | 636010P | Standalone | DE0008496 | As per HSA registered indication(s)
Cardiothoracic | Open or hybrid surgery aortic repair | Aortic graft | Aortic graft - Straight | Terumo Aortic Vascutek | GELSOFT+ GRAFT, STRAIGHT, L15C, M, ID12MM, 1S | 631512P | Standalone | DE0008496 | As per HSA registered indication(s)
Cardiothoracic | Open or hybrid surgery aortic repair | Aortic graft | Aortic graft - Straight | Terumo Aortic Vascutek | GELSOFT+ GRAFT, STRAIGHT, L30C, M, ID12MM, 1S | 633012P | Standalone | DE0008496 | As per HSA registered indication(s)
Cardiothoracic | Open or hybrid surgery aortic repair | Aortic graft | Aortic graft - Straight | Terumo Aortic Vascutek | GELSOFT+ GRAFT, STRAIGHT, L60C, M, ID12MM, 1S | 636012P | Standalone | DE0008496 | As per HSA registered indication(s)
Cardiothoracic | Open or hybrid surgery aortic repair | Aortic graft | Aortic graft - Straight | Terumo Aortic Vascutek | GELSOFT+ GRAFT, STRAIGHT, L15C, M, ID14MM, 1S | 631514P | Standalone | DE0008496 | As per HSA registered indication(s)
Cardiothoracic | Open or hybrid surgery aortic repair | Aortic graft | Aortic graft - Straight | Terumo Aortic Vascutek | GELSOFT+ GRAFT, STRAIGHT, L30C, M, ID14MM, 1S | 633014P | Standalone | DE0008496 | As per HSA registered indication(s)
Cardiothoracic | Open or hybrid surgery aortic repair | Aortic graft | Aortic graft - Straight | Terumo Aortic Vascutek | GELSOFT+ GRAFT, STRAIGHT, L60C, M, ID14MM, 1S | 636014P | Standalone | DE0008496 | As per HSA registered indication(s)
Cardiothoracic | Open or hybrid surgery aortic repair | Aortic graft | Aortic graft - Straight | Terumo Aortic Vascutek | GELSOFT+ GRAFT, STRAIGHT, L15C, M, ID16MM, 1S | 631516P | Standalone | DE0008496 | As per HSA registered indication(s)
Cardiothoracic | Open or hybrid surgery aortic repair | Aortic graft | Aortic graft - Straight | Terumo Aortic Vascutek | GELSOFT+ GRAFT, STRAIGHT, L30C, M, ID16MM, 1S | 633016P | Standalone | DE0008496 | As per HSA registered indication(s)
Cardiothoracic | Open or hybrid surgery aortic repair | Aortic graft | Aortic graft - Straight | Terumo Aortic Vascutek | GELSOFT+ GRAFT, STRAIGHT, L60C, M, ID16MM, 1S | 636016P | Standalone | DE0008496 | As per HSA registered indication(s)
Cardiothoracic | Open or hybrid surgery aortic repair | Aortic graft | Aortic graft - Straight | Terumo Aortic Vascutek | GELSOFT+ GRAFT, STRAIGHT, L12.5C, M, ID18MM, 1S | 631218P | Standalone | DE0008496 | As per HSA registered indication(s)
Cardiothoracic | Open or hybrid surgery aortic repair | Aortic graft | Aortic graft - Straight | Terumo Aortic Vascutek | GELSOFT+ GRAFT, STRAIGHT, L25C, M, ID18MM, 1S | 632518P | Standalone | DE0008496 | As per HSA registered indication(s)
Cardiothoracic | Open or hybrid surgery aortic repair | Aortic graft | Aortic graft - Straight | Terumo Aortic Vascutek | GELSOFT+ GRAFT, STRAIGHT, L50C, M, ID18MM, 1S | 635018P | Standalone | DE0008496 | As per HSA registered indication(s)
Cardiothoracic | Open or hybrid surgery aortic repair | Aortic graft | Aortic graft - Straight | Terumo Aortic Vascutek | GELSOFT+ GRAFT, STRAIGHT, L12.5C, M, ID20MM, 1S | 631220P | Standalone | DE0008496 | As per HSA registered indication(s)
Cardiothoracic | Open or hybrid surgery aortic repair | Aortic graft | Aortic graft - Straight | Terumo Aortic Vascutek | GELSOFT+ GRAFT, STRAIGHT, L25C, M, ID20MM, 1S | 632520P | Standalone | DE0008496 | As per HSA registered indication(s)
Cardiothoracic | Open or hybrid surgery aortic repair | Aortic graft | Aortic graft - Straight | Terumo Aortic Vascutek | GELSOFT+ GRAFT, STRAIGHT, L50C, M, ID20MM, 1S | 635020P | Standalone | DE0008496 | As per HSA registered indication(s)
Cardiothoracic | Open or hybrid surgery aortic repair | Aortic graft | Aortic graft - Straight | Terumo Aortic Vascutek | GELSOFT+ GRAFT, STRAIGHT, L12.5C, M, ID22MM, 1S | 631222P | Standalone | DE0008496 | As per HSA registered indication(s)
Cardiothoracic | Open or hybrid surgery aortic repair | Aortic graft | Aortic graft - Straight | Terumo Aortic Vascutek | GELSOFT+ GRAFT, STRAIGHT, L25C, M, ID22MM, 1S | 632522P | Standalone | DE0008496 | As per HSA registered indication(s)
Cardiothoracic | Open or hybrid surgery aortic repair | Aortic graft | Aortic graft - Straight | Terumo Aortic Vascutek | GELSOFT+ GRAFT, STRAIGHT, L50C, M, ID22MM, 1S | 635022P | Standalone | DE0008496 | As per HSA registered indication(s)
Cardiothoracic | Open or hybrid surgery aortic repair | Aortic graft | Aortic graft - Straight | Terumo Aortic Vascutek | GELSOFT+ GRAFT, STRAIGHT, L12.5C, M, ID24MM, 1S | 631224P | Standalone | DE0008496 | As per HSA registered indication(s)
Cardiothoracic | Open or hybrid surgery aortic repair | Aortic graft | Aortic graft - Straight | Terumo Aortic Vascutek | GELSOFT+ GRAFT, STRAIGHT, L25C, M, ID24MM, 1S | 632524P | Standalone | DE0008496 | As per HSA registered indication(s)
Cardiothoracic | Open or hybrid surgery aortic repair | Aortic graft | Aortic graft - Straight | Terumo Aortic Vascutek | GELSOFT+ GRAFT, STRAIGHT, L50C, M, ID24MM, 1S | 635024P | Standalone | DE0008496 | As per HSA registered indication(s)
Cardiothoracic | Open or hybrid surgery aortic repair | Aortic graft | Aortic graft - Straight | Terumo Aortic Vascutek | Gelweave graft, straight, L10C,M,ID30MM,1S | 731030 | Standalone | DE0012933 | As per HSA registered indication(s)
Cardiothoracic | Open or hybrid surgery aortic repair | Aortic graft | Aortic graft - Straight | Terumo Aortic Vascutek | Gelweave graft, straight, L10C,M,ID32MM,1S | 731032 | Standalone | DE0012933 | As per HSA registered indication(s)
Cardiothoracic | Open or hybrid surgery aortic repair | Aortic graft | Aortic graft - Straight | Terumo Aortic Vascutek | Gelweave graft, straight, L10C,M,ID34MM,1S | 731034 | Standalone | DE0012933 | As per HSA registered indication(s)
Cardiothoracic | Open or hybrid surgery aortic repair | Aortic graft | Aortic graft - Straight | Terumo Aortic Vascutek | Gelweave graft, straight, L10C,M,ID38MM,1S | 731038 | Standalone | DE0012933 | As per HSA registered indication(s)
Cardiothoracic | Open or hybrid surgery aortic repair | Aortic graft | Aortic graft - Straight | Terumo Aortic Vascutek | Gelweave graft, straight, L12C,M,ID18MM,1S | 731218 | Standalone | DE0012933 | As per HSA registered indication(s)
Cardiothoracic | Open or hybrid surgery aortic repair | Aortic graft | Aortic graft - Straight | Terumo Aortic Vascutek | Gelweave graft, straight, L12C,M,ID20MM,1S | 731220 | Standalone | DE0012933 | As per HSA registered indication(s)
Cardiothoracic | Open or hybrid surgery aortic repair | Aortic graft | Aortic graft - Straight | Terumo Aortic Vascutek | Gelweave graft, straight, L12C,M,ID22MM,1S | 731222 | Standalone | DE0012933 | As per HSA registered indication(s)
Cardiothoracic | Open or hybrid surgery aortic repair | Aortic graft | Aortic graft - Straight | Terumo Aortic Vascutek | Gelweave graft, straight, L12C,M,ID24MM,1S | 731224 | Standalone | DE0012933 | As per HSA registered indication(s)
Cardiothoracic | Open or hybrid surgery aortic repair | Aortic graft | Aortic graft - Straight | Terumo Aortic Vascutek | Gelweave graft, straight, L12C,M,ID26MM,1S | 731226 | Standalone | DE0012933 | As per HSA registered indication(s)
Cardiothoracic | Open or hybrid surgery aortic repair | Aortic graft | Aortic graft - Straight | Terumo Aortic Vascutek | Gelweave graft, straight, L12C,M,ID28MM,1S | 731228 | Standalone | DE0012933 | As per HSA registered indication(s)
Cardiothoracic | Open or hybrid surgery aortic repair | Aortic graft | Aortic graft - Straight | Terumo Aortic Vascutek | Gelweave graft, straight, L15C,M,ID6MM,1S | 731506 | Standalone | DE0012933 | As per HSA registered indication(s)
Cardiothoracic | Open or hybrid surgery aortic repair | Aortic graft | Aortic graft - Straight | Terumo Aortic Vascutek | Gelweave graft, straight, L15C,M,ID7MM,1S | 731507 | Standalone | DE0012933 | As per HSA registered indication(s)
Cardiothoracic | Open or hybrid surgery aortic repair | Aortic graft | Aortic graft - Straight | Terumo Aortic Vascutek | Gelweave graft, straight, L15C,M,ID8MM,1S | 731508 | Standalone | DE0012933 | As per HSA registered indication(s)
Cardiothoracic | Open or hybrid surgery aortic repair | Aortic graft | Aortic graft - Straight | Terumo Aortic Vascutek | Gelweave graft, straight, L15C,M,ID9MM,1S | 731509 | Standalone | DE0012933 | As per HSA registered indication(s)
Cardiothoracic | Open or hybrid surgery aortic repair | Aortic graft | Aortic graft - Straight | Terumo Aortic Vascutek | Gelweave graft, straight, L15C,M,ID10MM,1S | 731510 | Standalone | DE0012933 | As per HSA registered indication(s)
Cardiothoracic | Open or hybrid surgery aortic repair | Aortic graft | Aortic graft - Straight | Terumo Aortic Vascutek | Gelweave graft, straight, L15C,M,ID11MM,1S | 731511 | Standalone | DE0012933 | As per HSA registered indication(s)
Cardiothoracic | Open or hybrid surgery aortic repair | Aortic graft | Aortic graft - Straight | Terumo Aortic Vascutek | Gelweave graft, straight, L15C,M,ID12MM,1S | 731512 | Standalone | DE0012933 | As per HSA registered indication(s)
Cardiothoracic | Open or hybrid surgery aortic repair | Aortic graft | Aortic graft - Straight | Terumo Aortic Vascutek | Gelweave graft, straight, L15C,M,ID14MM,1S | 731514 | Standalone | DE0012933 | As per HSA registered indication(s)
Cardiothoracic | Open or hybrid surgery aortic repair | Aortic graft | Aortic graft - Straight | Terumo Aortic Vascutek | Gelweave graft, straight, L15C,M,ID16MM,1S | 731516 | Standalone | DE0012933 | As per HSA registered indication(s)
Cardiothoracic | Open or hybrid surgery aortic repair | Aortic graft | Aortic graft - Straight | Terumo Aortic Vascutek | Gelweave graft, straight, L20C,M,ID30MM,1S | 732030 | Standalone | DE0012933 | As per HSA registered indication(s)
Cardiothoracic | Open or hybrid surgery aortic repair | Aortic graft | Aortic graft - Straight | Terumo Aortic Vascutek | Gelweave graft, straight, L20C,M,ID32MM,1S | 732032 | Standalone | DE0012933 | As per HSA registered indication(s)
Cardiothoracic | Open or hybrid surgery aortic repair | Aortic graft | Aortic graft - Straight | Terumo Aortic Vascutek | Gelweave graft, straight, L20C,M,ID34MM,1S | 732034 | Standalone | DE0012933 | As per HSA registered indication(s)
Cardiothoracic | Open or hybrid surgery aortic repair | Aortic graft | Aortic graft - Straight | Terumo Aortic Vascutek | Gelweave graft, straight, L20C,M,ID38MM,1S | 732038 | Standalone | DE0012933 | As per HSA registered indication(s)
Cardiothoracic | Open or hybrid surgery aortic repair | Aortic graft | Aortic graft - Straight | Terumo Aortic Vascutek | Gelweave graft, straight, L25C,M,ID18MM,1S | 732518 | Standalone | DE0012933 | As per HSA registered indication(s)
Cardiothoracic | Open or hybrid surgery aortic repair | Aortic graft | Aortic graft - Straight | Terumo Aortic Vascutek | Gelweave graft, straight, L25C,M,ID20MM,1S | 732520 | Standalone | DE0012933 | As per HSA registered indication(s)
Cardiothoracic | Open or hybrid surgery aortic repair | Aortic graft | Aortic graft - Straight | Terumo Aortic Vascutek | Gelweave graft, straight, L25C,M,ID22MM,1S | 732522 | Standalone | DE0012933 | As per HSA registered indication(s)
Cardiothoracic | Open or hybrid surgery aortic repair | Aortic graft | Aortic graft - Straight | Terumo Aortic Vascutek | Gelweave graft, straight, L25C,M,ID24MM,1S | 732524 | Standalone | DE0012933 | As per HSA registered indication(s)
Cardiothoracic | Open or hybrid surgery aortic repair | Aortic graft | Aortic graft - Straight | Terumo Aortic Vascutek | Gelweave graft, straight, L25C,M,ID26MM,1S | 732526 | Standalone | DE0012933 | As per HSA registered indication(s)
Cardiothoracic | Open or hybrid surgery aortic repair | Aortic graft | Aortic graft - Straight | Terumo Aortic Vascutek | Gelweave graft, straight, L25C,M,ID28MM,1S | 732528 | Standalone | DE0012933 | As per HSA registered indication(s)
Cardiothoracic | Open or hybrid surgery aortic repair | Aortic graft | Aortic graft - Straight | Terumo Aortic Vascutek | Gelweave graft, straight, L33C,M,ID6MM,1S | 733006 | Standalone | DE0012933 | As per HSA registered indication(s)
Cardiothoracic | Open or hybrid surgery aortic repair | Aortic graft | Aortic graft - Straight | Terumo Aortic Vascutek | Gelweave graft, straight, L33C,M,ID7MM,1S | 733007 | Standalone | DE0012933 | As per HSA registered indication(s)
Cardiothoracic | Open or hybrid surgery aortic repair | Aortic graft | Aortic graft - Straight | Terumo Aortic Vascutek | Gelweave graft, straight, L30C,M,ID8MM,1S | 733008 | Standalone | DE0012933 | As per HSA registered indication(s)
Cardiothoracic | Open or hybrid surgery aortic repair | Aortic graft | Aortic graft - Straight | Terumo Aortic Vascutek | Gelweave graft, straight, L30C,M,ID9MM,1S | 733009 | Standalone | DE0012933 | As per HSA registered indication(s)
Cardiothoracic | Open or hybrid surgery aortic repair | Aortic graft | Aortic graft - Straight | Terumo Aortic Vascutek | Gelweave graft, straight, L30C,M,ID10MM,1S | 733010 | Standalone | DE0012933 | As per HSA registered indication(s)
Cardiothoracic | Open or hybrid surgery aortic repair | Aortic graft | Aortic graft - Straight | Terumo Aortic Vascutek | Gelweave graft, straight, L30C,M,ID11MM,1S | 733011 | Standalone | DE0012933 | As per HSA registered indication(s)
Cardiothoracic | Open or hybrid surgery aortic repair | Aortic graft | Aortic graft - Straight | Terumo Aortic Vascutek | Gelweave graft, straight, L30C,M,ID12MM,1S | 733012 | Standalone | DE0012933 | As per HSA registered indication(s)
Cardiothoracic | Open or hybrid surgery aortic repair | Aortic graft | Aortic graft - Straight | Terumo Aortic Vascutek | Gelweave graft, straight, L30C,M,ID14MM,1S | 733014 | Standalone | DE0012933 | As per HSA registered indication(s)
Cardiothoracic | Open or hybrid surgery aortic repair | Aortic graft | Aortic graft - Straight | Terumo Aortic Vascutek | Gelweave graft, straight, L30C,M,ID16MM,1S | 733016 | Standalone | DE0012933 | As per HSA registered indication(s)
Cardiothoracic | Open or hybrid surgery aortic repair | Aortic graft | Aortic graft - Straight | Terumo Aortic Vascutek | Gelweave graft, straight, L30C,M,ID18MM,1S | 733018 | Standalone | DE0012933 | As per HSA registered indication(s)
Cardiothoracic | Open or hybrid surgery aortic repair | Aortic graft | Aortic graft - Straight | Terumo Aortic Vascutek | Gelweave graft, straight, L30C,M,ID20MM,1S | 733020 | Standalone | DE0012933 | As per HSA registered indication(s)
Cardiothoracic | Open or hybrid surgery aortic repair | Aortic graft | Aortic graft - Straight | Terumo Aortic Vascutek | Gelweave graft, straight, L30C,M,ID22MM,1S | 733022 | Standalone | DE0012933 | As per HSA registered indication(s)
Cardiothoracic | Open or hybrid surgery aortic repair | Aortic graft | Aortic graft - Straight | Terumo Aortic Vascutek | Gelweave graft, straight, L30C,M,ID24MM,1S | 733024 | Standalone | DE0012933 | As per HSA registered indication(s)
Cardiothoracic | Open or hybrid surgery aortic repair | Aortic graft | Aortic graft - Straight | Terumo Aortic Vascutek | Gelweave graft, straight, L30C,M,ID26MM,1S | 733026 | Standalone | DE0012933 | As per HSA registered indication(s)
Cardiothoracic | Open or hybrid surgery aortic repair | Aortic graft | Aortic graft - Straight | Terumo Aortic Vascutek | Gelweave graft, straight, L30C,M,ID28MM,1S | 733028 | Standalone | DE0012933 | As per HSA registered indication(s)
Cardiothoracic | Open or hybrid surgery aortic repair | Aortic graft | Aortic graft - Straight | Terumo Aortic Vascutek | Gelweave graft, straight, L30C,M,ID30MM,1S | 733030 | Standalone | DE0012933 | As per HSA registered indication(s)
Cardiothoracic | Open or hybrid surgery aortic repair | Aortic graft | Aortic graft - Straight | Terumo Aortic Vascutek | Gelweave graft, straight, L30C,M,ID32MM,1S | 733032 | Standalone | DE0012933 | As per HSA registered indication(s)
Cardiothoracic | Open or hybrid surgery aortic repair | Aortic graft | Aortic graft - Straight | Terumo Aortic Vascutek | Gelweave graft, straight, L30C,M,ID34MM,1S | 733034 | Standalone | DE0012933 | As per HSA registered indication(s)
Cardiothoracic | Open or hybrid surgery aortic repair | Aortic graft | Aortic graft - Straight | Terumo Aortic Vascutek | Gelweave graft, straight, L30C,M,ID36MM,1S | 733036 | Standalone | DE0012933 | As per HSA registered indication(s)
Cardiothoracic | Open or hybrid surgery aortic repair | Aortic graft | Aortic graft - Straight | Terumo Aortic Vascutek | Gelweave graft, straight, L30C,M,ID38MM,1S | 733038 | Standalone | DE0012933 | As per HSA registered indication(s)
Cardiothoracic | Open or hybrid surgery aortic repair | Aortic graft | Aortic graft - Straight | Terumo Aortic Vascutek | Gelweave graft, straight, L40C,M,ID6MM,1S | 734006 | Standalone | DE0012933 | As per HSA registered indication(s)
Cardiothoracic | Open or hybrid surgery aortic repair | Aortic graft | Aortic graft - Straight | Terumo Aortic Vascutek | Gelweave graft, straight, L40C,M,ID8MM,1S | 734008 | Standalone | DE0012933 | As per HSA registered indication(s)
Cardiothoracic | Open or hybrid surgery aortic repair | Aortic graft | Aortic graft - Straight | Terumo Aortic Vascutek | Gelweave graft, straight, L40C,M,ID30MM,1S | 734030 | Standalone | DE0012933 | As per HSA registered indication(s)
Cardiothoracic | Open or hybrid surgery aortic repair | Aortic graft | Aortic graft - Straight | Terumo Aortic Vascutek | Gelweave graft, straight, L40C,M,ID32MM,1S | 734032 | Standalone | DE0012933 | As per HSA registered indication(s)
Cardiothoracic | Open or hybrid surgery aortic repair | Aortic graft | Aortic graft - Straight | Terumo Aortic Vascutek | Gelweave graft, straight, L40C,M,ID34MM,1S | 734034 | Standalone | DE0012933 | As per HSA registered indication(s)
Cardiothoracic | Open or hybrid surgery aortic repair | Aortic graft | Aortic graft - Straight | Terumo Aortic Vascutek | Gelweave graft, straight, L40C,M,ID36MM,1S | 734036 | Standalone | DE0012933 | As per HSA registered indication(s)
Cardiothoracic | Open or hybrid surgery aortic repair | Aortic graft | Aortic graft - Straight | Terumo Aortic Vascutek | Gelweave graft, straight, L40C,M,ID38MM,1S | 734038 | Standalone | DE0012933 | As per HSA registered indication(s)
Cardiothoracic | Open or hybrid surgery aortic repair | Aortic graft | Aortic graft - Straight | Terumo Aortic Vascutek | Gelweave graft, straight, L50C,M,ID18MM,1S | 735018 | Standalone | DE0012933 | As per HSA registered indication(s)
Cardiothoracic | Open or hybrid surgery aortic repair | Aortic graft | Aortic graft - Straight | Terumo Aortic Vascutek | Gelweave graft, straight, L50C,M,ID20MM,1S | 735020 | Standalone | DE0012933 | As per HSA registered indication(s)
Cardiothoracic | Open or hybrid surgery aortic repair | Aortic graft | Aortic graft - Straight | Terumo Aortic Vascutek | Gelweave graft, straight, L50C,M,ID22MM,1S | 735022 | Standalone | DE0012933 | As per HSA registered indication(s)
Cardiothoracic | Open or hybrid surgery aortic repair | Aortic graft | Aortic graft - Straight | Terumo Aortic Vascutek | Gelweave graft, straight, L50C,M,ID24MM,1S | 735024 | Standalone | DE0012933 | As per HSA registered indication(s)
Cardiothoracic | Open or hybrid surgery aortic repair | Aortic graft | Aortic graft - Straight | Terumo Aortic Vascutek | Gelweave graft, straight, L50C,M,ID26MM,1S | 735026 | Standalone | DE0012933 | As per HSA registered indication(s)
Cardiothoracic | Open or hybrid surgery aortic repair | Aortic graft | Aortic graft - Straight | Terumo Aortic Vascutek | Gelweave graft, straight, L50C,M,ID28MM,1S | 735028 | Standalone | DE0012933 | As per HSA registered indication(s)
Cardiothoracic | Open or hybrid surgery aortic repair | Aortic graft | Aortic graft - Straight | Terumo Aortic Vascutek | Gelweave graft, straight, L50C,M,ID30MM,1S | 735030 | Standalone | DE0012933 | As per HSA registered indication(s)
Cardiothoracic | Open or hybrid surgery aortic repair | Aortic graft | Aortic graft - Straight | Terumo Aortic Vascutek | Gelweave graft, straight, L50C,M,ID32MM,1S | 735032 | Standalone | DE0012933 | As per HSA registered indication(s)
Cardiothoracic | Open or hybrid surgery aortic repair | Aortic graft | Aortic graft - Straight | Terumo Aortic Vascutek | Gelweave graft, straight, L50C,M,ID34MM,1S | 735034 | Standalone | DE0012933 | As per HSA registered indication(s)
Cardiothoracic | Open or hybrid surgery aortic repair | Aortic graft | Aortic graft - Straight | Terumo Aortic Vascutek | Gelweave graft, straight, L60C,M,ID6MM,1S | 736006 | Standalone | DE0012933 | As per HSA registered indication(s)
Cardiothoracic | Open or hybrid surgery aortic repair | Aortic graft | Aortic graft - Straight | Terumo Aortic Vascutek | Gelweave graft, straight, L60C,M,ID7MM,1S | 736007 | Standalone | DE0012933 | As per HSA registered indication(s)
Cardiothoracic | Open or hybrid surgery aortic repair | Aortic graft | Aortic graft - Straight | Terumo Aortic Vascutek | Gelweave graft, straight, L60C,M,ID8MM,1S | 736008 | Standalone | DE0012933 | As per HSA registered indication(s)
Cardiothoracic | Open or hybrid surgery aortic repair | Aortic graft | Aortic graft - Straight | Terumo Aortic Vascutek | Gelweave graft, straight, L60C,M,ID9MM,1S | 736009 | Standalone | DE0012933 | As per HSA registered indication(s)
Cardiothoracic | Open or hybrid surgery aortic repair | Aortic graft | Aortic graft - Straight | Terumo Aortic Vascutek | Gelweave graft, straight, L60C,M,ID10MM,1S | 736010 | Standalone | DE0012933 | As per HSA registered indication(s)
Cardiothoracic | Open or hybrid surgery aortic repair | Aortic graft | Aortic graft - Straight | Terumo Aortic Vascutek | Gelweave graft, straight, L60C,M,ID11MM,1S | 736011 | Standalone | DE0012933 | As per HSA registered indication(s)
Cardiothoracic | Open or hybrid surgery aortic repair | Aortic graft | Aortic graft - Straight | Terumo Aortic Vascutek | Gelweave graft, straight, L60C,M,ID12MM,1S | 736012 | Standalone | DE0012933 | As per HSA registered indication(s)
Cardiothoracic | Open or hybrid surgery aortic repair | Aortic graft | Aortic graft - Straight | Terumo Aortic Vascutek | Gelweave graft, straight, L60C,M,ID14MM,1S | 736014 | Standalone | DE0012933 | As per HSA registered indication(s)
Cardiothoracic | Open or hybrid surgery aortic repair | Aortic graft | Aortic graft - Straight | Terumo Aortic Vascutek | Gelweave graft, straight, L60C,M,ID16MM,1S | 736016 | Standalone | DE0012933 | As per HSA registered indication(s)
Cardiothoracic | Open or hybrid surgery aortic repair | Aortic graft | Aortic graft - Straight | Terumo Aortic Vascutek | Gelweave graft, straight, L60C,M,ID18MM,1S | 736018 | Standalone | DE0012933 | As per HSA registered indication(s)
Cardiothoracic | Open or hybrid surgery aortic repair | Aortic graft | Aortic graft - Straight | Terumo Aortic Vascutek | Gelweave graft, straight, L60C,M,ID20MM,1S | 736020 | Standalone | DE0012933 | As per HSA registered indication(s)
Cardiothoracic | Open or hybrid surgery aortic repair | Aortic graft | Aortic graft - Straight | Terumo Aortic Vascutek | Gelweave graft, straight, L60C,M,ID22MM,1S | 736022 | Standalone | DE0012933 | As per HSA registered indication(s)
Cardiothoracic | Open or hybrid surgery aortic repair | Aortic graft | Aortic graft - Straight | Terumo Aortic Vascutek | Gelweave graft, straight, L60C,M,ID24MM,1S | 736024 | Standalone | DE0012933 | As per HSA registered indication(s)
Cardiothoracic | Open or hybrid surgery aortic repair | Aortic graft | Aortic graft - Straight | Terumo Aortic Vascutek | Gelweave graft, straight, L60C,M,ID26MM,1S | 736026 | Standalone | DE0012933 | As per HSA registered indication(s)
Cardiothoracic | Open or hybrid surgery aortic repair | Aortic graft | Aortic graft - Straight | Terumo Aortic Vascutek | Gelweave graft, straight, L60C,M,ID28MM,1S | 736028 | Standalone | DE0012933 | As per HSA registered indication(s)
Cardiothoracic | Open or hybrid surgery aortic repair | Aortic graft | Aortic graft - Straight | Terumo Aortic Vascutek | Gelweave graft, straight, L60C,M,ID30MM,1S | 736030 | Standalone | DE0012933 | As per HSA registered indication(s)
Cardiothoracic | Open or hybrid surgery aortic repair | Aortic graft | Aortic graft - Straight | Terumo Aortic Vascutek | Gelweave graft, straight, L60C,M,ID32MM,1S | 736032 | Standalone | DE0012933 | As per HSA registered indication(s)
Cardiothoracic | Open or hybrid surgery aortic repair | Aortic graft | Aortic graft - Straight | Terumo Aortic Vascutek | Gelweave graft, straight, L60C,M,ID34MM,1S | 736034 | Standalone | DE0012933 | As per HSA registered indication(s)
Cardiothoracic | Open or hybrid surgery aortic repair | Aortic graft | Aortic graft - Straight | Terumo Aortic Vascutek | Gelweave graft, straight, L60C,M,ID36MM,1S | 736036 | Standalone | DE0012933 | As per HSA registered indication(s)
Cardiothoracic | Open or hybrid surgery aortic repair | Aortic graft | Aortic graft - Straight | Terumo Aortic Vascutek | Gelweave graft, straight, L60C,M,ID38MM,1S | 736038 | Standalone | DE0012933 | As per HSA registered indication(s)
Cardiothoracic | Open or hybrid surgery aortic repair | Aortic graft | Aortic graft - Straight | Terumo Aortic Vascutek | Gelweave pre-curved graft, L50C,M,ID22MM,1S | 735022ST | Standalone | DE0012933 | As per HSA registered indication(s)
Cardiothoracic | Open or hybrid surgery aortic repair | Aortic graft | Aortic graft - Straight | Terumo Aortic Vascutek | Gelweave pre-curved graft, L50C,M,ID24MM,1S | 735024ST | Standalone | DE0012933 | As per HSA registered indication(s)
Cardiothoracic | Open or hybrid surgery aortic repair | Aortic graft | Aortic graft - Straight | Terumo Aortic Vascutek | Gelweave pre-curved graft, L50C,M,ID26MM,1S | 735026ST | Standalone | DE0012933 | As per HSA registered indication(s)
Cardiothoracic | Open or hybrid surgery aortic repair | Aortic graft | Aortic graft - Straight | Terumo Aortic Vascutek | Gelweave pre-curved graft, L50C,M,ID28MM,1S | 735028ST | Standalone | DE0012933 | As per HSA registered indication(s)
Cardiothoracic | Open or hybrid surgery aortic repair | Aortic graft | Aortic graft - Straight | Terumo Aortic Vascutek | Gelweave pre-curved graft, L50C,M,ID30MM,1S | 735030ST | Standalone | DE0012933 | As per HSA registered indication(s)
Cardiothoracic | Open or hybrid surgery aortic repair | Aortic graft | Aortic graft - Straight | Terumo Aortic Vascutek | Gelweave pre-curved graft, L50C,M,ID32MM,1S | 735032ST | Standalone | DE0012933 | As per HSA registered indication(s)
Cardiothoracic | Open or hybrid surgery aortic repair | Aortic graft | Aortic graft - Straight | Terumo Aortic Vascutek | Gelweave pre-curved graft, L50C,M,ID34MM,1S | 735034ST | Standalone | DE0012933 | As per HSA registered indication(s)
Cardiothoracic | Open or hybrid surgery aortic repair | Aortic graft | Aortic graft - Bifurcated | Jotec GmbH | JOTEC FlowNit Bioseal Textile Vascular Graft | 35BI1206 | Standalone | DE0506260 | As per HSA registered indication(s)
Cardiothoracic | Open or hybrid surgery aortic repair | Aortic graft | Aortic graft - Bifurcated | Jotec GmbH | JOTEC FlowNit Bioseal Textile Vascular Graft | 35BI1407 | Standalone | DE0506260 | As per HSA registered indication(s)
Cardiothoracic | Open or hybrid surgery aortic repair | Aortic graft | Aortic graft - Bifurcated | Jotec GmbH | JOTEC FlowNit Bioseal Textile Vascular Graft | 35BI1608 | Standalone | DE0506260 | As per HSA registered indication(s)
Cardiothoracic | Open or hybrid surgery aortic repair | Aortic graft | Aortic graft - Bifurcated | Jotec GmbH | JOTEC FlowNit Bioseal Textile Vascular Graft | 35BI1809 | Standalone | DE0506260 | As per HSA registered indication(s)
Cardiothoracic | Open or hybrid surgery aortic repair | Aortic graft | Aortic graft - Bifurcated | Jotec GmbH | JOTEC FlowNit Bioseal Textile Vascular Graft | 35BI2010 | Standalone | DE0506260 | As per HSA registered indication(s)
Cardiothoracic | Open or hybrid surgery aortic repair | Aortic graft | Aortic graft - Bifurcated | Jotec GmbH | JOTEC FlowNit Bioseal Textile Vascular Graft | 35BI2211 | Standalone | DE0506260 | As per HSA registered indication(s)
Cardiothoracic | Open or hybrid surgery aortic repair | Aortic graft | Aortic graft - Bifurcated | Jotec GmbH | JOTEC FlowNit Bioseal Textile Vascular Graft | 35BI2412 | Standalone | DE0506260 | As per HSA registered indication(s)
Cardiothoracic | Open or hybrid surgery aortic repair | Aortic graft | Aortic graft - Graft with 1 side branch | Terumo Aortic Vascutek | Gelweave graft,longer ante-flo,O,L50X1@15cm,ID22mm,1S | 735022/8S | Standalone | DE0012931 | As per HSA registered indication(s)
Cardiothoracic | Open or hybrid surgery aortic repair | Aortic graft | Aortic graft - Graft with 1 side branch | Terumo Aortic Vascutek | Gelweave graft,longer ante-flo,O,L50X1@15cm,ID24mm,1S | 735024/8S | Standalone | DE0012931 | As per HSA registered indication(s)
Cardiothoracic | Open or hybrid surgery aortic repair | Aortic graft | Aortic graft - Graft with 1 side branch | Terumo Aortic Vascutek | Gelweave graft,longer ante-flo,O,L50X1@15cm,ID26mm,1S | 735026/8S | Standalone | DE0012931 | As per HSA registered indication(s)
Cardiothoracic | Open or hybrid surgery aortic repair | Aortic graft | Aortic graft - Graft with 1 side branch | Terumo Aortic Vascutek | Gelweave graft,longer ante-flo,O,L50X1@15cm,ID28mm,1S | 735028/8S | Standalone | DE0012931 | As per HSA registered indication(s)
Cardiothoracic | Open or hybrid surgery aortic repair | Aortic graft | Aortic graft - Graft with 1 side branch | Terumo Aortic Vascutek | Gelweave graft,longer ante-flo,O,L50X1@15cm,ID30mm,1S | 735030/8S | Standalone | DE0012931 | As per HSA registered indication(s)
Cardiothoracic | Open or hybrid surgery aortic repair | Aortic graft | Aortic graft - Graft with 1 side branch | Terumo Aortic Vascutek | Gelweave graft,longer ante-flo,O,L50X1@15cm,ID32mm,1S | 735032/8S | Standalone | DE0012931 | As per HSA registered indication(s)
Cardiothoracic | Open or hybrid surgery aortic repair | Aortic valve graft | Aortic valve graft - Tissue valve | Edwards Lifesciences | KONECT Resilia Aortic Valved Conduit | 11060A19 | Standalone | DE0506311 | As per HSA registered indication(s)
Cardiothoracic | Open or hybrid surgery aortic repair | Aortic valve graft | Aortic valve graft - Tissue valve | Edwards Lifesciences | KONECT Resilia Aortic Valved Conduit | 11060A21 | Standalone | DE0506311 | As per HSA registered indication(s)
Cardiothoracic | Open or hybrid surgery aortic repair | Aortic valve graft | Aortic valve graft - Tissue valve | Edwards Lifesciences | KONECT Resilia Aortic Valved Conduit | 11060A23 | Standalone | DE0506311 | As per HSA registered indication(s)
Cardiothoracic | Open or hybrid surgery aortic repair | Aortic valve graft | Aortic valve graft - Tissue valve | Edwards Lifesciences | KONECT Resilia Aortic Valved Conduit | 11060A25 | Standalone | DE0506311 | As per HSA registered indication(s)
Cardiothoracic | Open or hybrid surgery aortic repair | Aortic valve graft | Aortic valve graft - Tissue valve | Edwards Lifesciences | KONECT Resilia Aortic Valved Conduit | 11060A27 | Standalone | DE0506311 | As per HSA registered indication(s)
Cardiothoracic | Open or hybrid surgery aortic repair | Aortic valve graft | Aortic valve graft - Tissue valve | Edwards Lifesciences | KONECT Resilia Aortic Valved Conduit | 11060A29 | Standalone | DE0506311 | As per HSA registered indication(s)
Cardiothoracic | Open or hybrid surgery aortic repair | Aortic hybrid implant | Aortic hybrid stent graft | Terumo Aortic Vascutek | THP2224X100B THORAFLEX HYBRID, ID22MM OD24MM X100MM 1S | THP2224X100B | Standalone | DE0503355 | Aortic hybrid stent graft is recommended for patients who: 1 Require a two-stage repair for complex aortic disease extending into or beyond the distal aortic arch into the proximal descending aorta; AND 2 Do not need additional intervention (such as stent grafting) in the descending aorta.
Cardiothoracic | Open or hybrid surgery aortic repair | Aortic hybrid implant | Aortic hybrid stent graft | Terumo Aortic Vascutek | THP2426X100B THORAFLEX HYBRID, ID24MM OD26MM X100MM 1S | THP2426X100B | Standalone | DE0503355 | Aortic hybrid stent graft is recommended for patients who: 1 Require a two-stage repair for complex aortic disease extending into or beyond the distal aortic arch into the proximal descending aorta; AND 2 Do not need additional intervention (such as stent grafting) in the descending aorta.
Cardiothoracic | Open or hybrid surgery aortic repair | Aortic hybrid implant | Aortic hybrid stent graft | Terumo Aortic Vascutek | THP2628X100B THORAFLEX HYBRID, ID26MM OD28MM X100MM 1S | THP2628X100B | Standalone | DE0503355 | Aortic hybrid stent graft is recommended for patients who: 1 Require a two-stage repair for complex aortic disease extending into or beyond the distal aortic arch into the proximal descending aorta; AND 2 Do not need additional intervention (such as stent grafting) in the descending aorta.
Cardiothoracic | Open or hybrid surgery aortic repair | Aortic hybrid implant | Aortic hybrid stent graft | Terumo Aortic Vascutek | THP2830X100B THORAFLEX HYBRID, ID28MM OD30MM X100MM 1S | THP2830X100B | Standalone | DE0503355 | Aortic hybrid stent graft is recommended for patients who: 1 Require a two-stage repair for complex aortic disease extending into or beyond the distal aortic arch into the proximal descending aorta; AND 2 Do not need additional intervention (such as stent grafting) in the descending aorta.
Cardiothoracic | Open or hybrid surgery aortic repair | Aortic hybrid implant | Aortic hybrid stent graft | Terumo Aortic Vascutek | THP3032X100B THORAFLEX HYBRID, ID30MM OD32MM X100MM 1S | THP3032X100B | Standalone | DE0503355 | Aortic hybrid stent graft is recommended for patients who: 1 Require a two-stage repair for complex aortic disease extending into or beyond the distal aortic arch into the proximal descending aorta; AND 2 Do not need additional intervention (such as stent grafting) in the descending aorta.
Cardiothoracic | Open or hybrid surgery aortic repair | Aortic hybrid implant | Aortic hybrid stent graft | Terumo Aortic Vascutek | THP3034X100B THORAFLEX HYBRID, ID30MM OD34MM X100MM 1S | THP3034X100B | Standalone | DE0503355 | Aortic hybrid stent graft is recommended for patients who: 1 Require a two-stage repair for complex aortic disease extending into or beyond the distal aortic arch into the proximal descending aorta; AND 2 Do not need additional intervention (such as stent grafting) in the descending aorta.
Cardiothoracic | Open or hybrid surgery aortic repair | Aortic hybrid implant | Aortic hybrid stent graft | Terumo Aortic Vascutek | THP3036X100B THORAFLEX HYBRID, ID30MM OD36MM X100MM 1S | THP3036X100B | Standalone | DE0503355 | Aortic hybrid stent graft is recommended for patients who: 1 Require a two-stage repair for complex aortic disease extending into or beyond the distal aortic arch into the proximal descending aorta; AND 2 Do not need additional intervention (such as stent grafting) in the descending aorta.
Cardiothoracic | Open or hybrid surgery aortic repair | Aortic hybrid implant | Aortic hybrid stent graft | Terumo Aortic Vascutek | THP3038X100B THORAFLEX HYBRID, ID30MM OD38MM X100MM 1S | THP3038X100B | Standalone | DE0503355 | Aortic hybrid stent graft is recommended for patients who: 1 Require a two-stage repair for complex aortic disease extending into or beyond the distal aortic arch into the proximal descending aorta; AND 2 Do not need additional intervention (such as stent grafting) in the descending aorta.
Cardiothoracic | Open or hybrid surgery aortic repair | Aortic hybrid implant | Aortic hybrid stent graft | Terumo Aortic Vascutek | THP3040X100B THORAFLEX HYBRID, ID30MM OD40MM X100MM 1S | THP3040X100B | Standalone | DE0503355 | Aortic hybrid stent graft is recommended for patients who: 1 Require a two-stage repair for complex aortic disease extending into or beyond the distal aortic arch into the proximal descending aorta; AND 2 Do not need additional intervention (such as stent grafting) in the descending aorta.
Cardiothoracic | Open or hybrid surgery aortic repair | Aortic hybrid implant | Aortic hybrid stent graft | Terumo Aortic Vascutek | THP3240X100B THORAFLEX HYBRID, ID32MM OD40MM X100MM 1S | THP3240X100B | Standalone | DE0503355 | Aortic hybrid stent graft is recommended for patients who: 1 Require a two-stage repair for complex aortic disease extending into or beyond the distal aortic arch into the proximal descending aorta; AND 2 Do not need additional intervention (such as stent grafting) in the descending aorta.
Cardiothoracic | Open or hybrid surgery aortic repair | Aortic hybrid implant | Aortic hybrid stent graft | Terumo Aortic Vascutek | THP2224X150B THORAFLEX HYBRID, ID22MM OD24MM X150MM 1S | THP2224X150B | Standalone | DE0503355 | Aortic hybrid stent graft is recommended for patients who: 1 Require a two-stage repair for complex aortic disease extending into or beyond the distal aortic arch into the proximal descending aorta; AND 2 Do not need additional intervention (such as stent grafting) in the descending aorta.
Cardiothoracic | Open or hybrid surgery aortic repair | Aortic hybrid implant | Aortic hybrid stent graft | Terumo Aortic Vascutek | THP2426X150B THORAFLEX HYBRID, ID24MM OD26MM X150MM 1S | THP2426X150B | Standalone | DE0503355 | Aortic hybrid stent graft is recommended for patients who: 1 Require a two-stage repair for complex aortic disease extending into or beyond the distal aortic arch into the proximal descending aorta; AND 2 Do not need additional intervention (such as stent grafting) in the descending aorta.
Cardiothoracic | Open or hybrid surgery aortic repair | Aortic hybrid implant | Aortic hybrid stent graft | Terumo Aortic Vascutek | THP2628X150B THORAFLEX HYBRID, ID26MM OD28MM X150MM 1S | THP2628X150B | Standalone | DE0503355 | Aortic hybrid stent graft is recommended for patients who: 1 Require a two-stage repair for complex aortic disease extending into or beyond the distal aortic arch into the proximal descending aorta; AND 2 Do not need additional intervention (such as stent grafting) in the descending aorta.
Cardiothoracic | Open or hybrid surgery aortic repair | Aortic hybrid implant | Aortic hybrid stent graft | Terumo Aortic Vascutek | THP2830X150B THORAFLEX HYBRID, ID28MM OD30MM X150MM 1S | THP2830X150B | Standalone | DE0503355 | Aortic hybrid stent graft is recommended for patients who: 1 Require a two-stage repair for complex aortic disease extending into or beyond the distal aortic arch into the proximal descending aorta; AND 2 Do not need additional intervention (such as stent grafting) in the descending aorta.
Cardiothoracic | Open or hybrid surgery aortic repair | Aortic hybrid implant | Aortic hybrid stent graft | Terumo Aortic Vascutek | THP3032X150B THORAFLEX HYBRID, ID30MM OD32MM X150MM 1S | THP3032X150B | Standalone | DE0503355 | Aortic hybrid stent graft is recommended for patients who: 1 Require a two-stage repair for complex aortic disease extending into or beyond the distal aortic arch into the proximal descending aorta; AND 2 Do not need additional intervention (such as stent grafting) in the descending aorta.
Cardiothoracic | Open or hybrid surgery aortic repair | Aortic hybrid implant | Aortic hybrid stent graft | Terumo Aortic Vascutek | THP3034X150B THORAFLEX HYBRID, ID30MM OD34MM X150MM 1S | THP3034X150B | Standalone | DE0503355 | Aortic hybrid stent graft is recommended for patients who: 1 Require a two-stage repair for complex aortic disease extending into or beyond the distal aortic arch into the proximal descending aorta; AND 2 Do not need additional intervention (such as stent grafting) in the descending aorta.
Cardiothoracic | Open or hybrid surgery aortic repair | Aortic hybrid implant | Aortic hybrid stent graft | Terumo Aortic Vascutek | THP3036X150B THORAFLEX HYBRID, ID30MM OD36MM X150MM 1S | THP3036X150B | Standalone | DE0503355 | Aortic hybrid stent graft is recommended for patients who: 1 Require a two-stage repair for complex aortic disease extending into or beyond the distal aortic arch into the proximal descending aorta; AND 2 Do not need additional intervention (such as stent grafting) in the descending aorta.
Cardiothoracic | Open or hybrid surgery aortic repair | Aortic hybrid implant | Aortic hybrid stent graft | Terumo Aortic Vascutek | THP3038X150B THORAFLEX HYBRID, ID30MM OD38MM X150MM 1S | THP3038X150B | Standalone | DE0503355 | Aortic hybrid stent graft is recommended for patients who: 1 Require a two-stage repair for complex aortic disease extending into or beyond the distal aortic arch into the proximal descending aorta; AND 2 Do not need additional intervention (such as stent grafting) in the descending aorta.
Cardiothoracic | Open or hybrid surgery aortic repair | Aortic hybrid implant | Aortic hybrid stent graft | Terumo Aortic Vascutek | THP3040X150B THORAFLEX HYBRID, ID30MM OD40MM X150MM 1S | THP3040X150B | Standalone | DE0503355 | Aortic hybrid stent graft is recommended for patients who: 1 Require a two-stage repair for complex aortic disease extending into or beyond the distal aortic arch into the proximal descending aorta; AND 2 Do not need additional intervention (such as stent grafting) in the descending aorta.
Cardiothoracic | Open or hybrid surgery aortic repair | Aortic hybrid implant | Aortic hybrid stent graft | Terumo Aortic Vascutek | THP3240X150B THORAFLEX HYBRID, ID32MM OD40MM X150MM 1S | THP3240X150B | Standalone | DE0503355 | Aortic hybrid stent graft is recommended for patients who: 1 Require a two-stage repair for complex aortic disease extending into or beyond the distal aortic arch into the proximal descending aorta; AND 2 Do not need additional intervention (such as stent grafting) in the descending aorta.
Cardiothoracic | Open or hybrid surgery aortic repair | Aortic hybrid implant | Aortic hybrid stent graft | Terumo Aortic Vascutek | THA2224X100B THORAFLEX HYBRID, ID22MM OD24MM X100MM 1S | THA2224X100B | Standalone | DE0503355 | Aortic hybrid stent graft is recommended for patients who: 1 Require a two-stage repair for complex aortic disease extending into or beyond the distal aortic arch into the proximal descending aorta; AND 2 Do not need additional intervention (such as stent grafting) in the descending aorta.
Cardiothoracic | Open or hybrid surgery aortic repair | Aortic hybrid implant | Aortic hybrid stent graft | Terumo Aortic Vascutek | THA2426X100B THORAFLEX HYBRID, ID24MM OD26MM X100MM 1S | THA2426X100B | Standalone | DE0503355 | Aortic hybrid stent graft is recommended for patients who: 1 Require a two-stage repair for complex aortic disease extending into or beyond the distal aortic arch into the proximal descending aorta; AND 2 Do not need additional intervention (such as stent grafting) in the descending aorta.
Cardiothoracic | Open or hybrid surgery aortic repair | Aortic hybrid implant | Aortic hybrid stent graft | Terumo Aortic Vascutek | THA2628X100B THORAFLEX HYBRID, ID26MM OD28MM X100MM 1S | THA2628X100B | Standalone | DE0503355 | Aortic hybrid stent graft is recommended for patients who: 1 Require a two-stage repair for complex aortic disease extending into or beyond the distal aortic arch into the proximal descending aorta; AND 2 Do not need additional intervention (such as stent grafting) in the descending aorta.
Cardiothoracic | Open or hybrid surgery aortic repair | Aortic hybrid implant | Aortic hybrid stent graft | Terumo Aortic Vascutek | THA2830X100B THORAFLEX HYBRID, ID28MM OD30MM X100MM 1S | THA2830X100B | Standalone | DE0503355 | Aortic hybrid stent graft is recommended for patients who: 1 Require a two-stage repair for complex aortic disease extending into or beyond the distal aortic arch into the proximal descending aorta; AND 2 Do not need additional intervention (such as stent grafting) in the descending aorta.
Cardiothoracic | Open or hybrid surgery aortic repair | Aortic hybrid implant | Aortic hybrid stent graft | Terumo Aortic Vascutek | THA3032X100B THORAFLEX HYBRID, ID30MM OD32MM X100MM 1S | THA3032X100B | Standalone | DE0503355 | Aortic hybrid stent graft is recommended for patients who: 1 Require a two-stage repair for complex aortic disease extending into or beyond the distal aortic arch into the proximal descending aorta; AND 2 Do not need additional intervention (such as stent grafting) in the descending aorta.
Cardiothoracic | Open or hybrid surgery aortic repair | Aortic hybrid implant | Aortic hybrid stent graft | Terumo Aortic Vascutek | THA3034X100B THORAFLEX HYBRID, ID30MM OD34MM X100MM 1S | THA3034X100B | Standalone | DE0503355 | Aortic hybrid stent graft is recommended for patients who: 1 Require a two-stage repair for complex aortic disease extending into or beyond the distal aortic arch into the proximal descending aorta; AND 2 Do not need additional intervention (such as stent grafting) in the descending aorta.
Cardiothoracic | Open or hybrid surgery aortic repair | Aortic hybrid implant | Aortic hybrid stent graft | Terumo Aortic Vascutek | THA3036X100B THORAFLEX HYBRID, ID30MM OD36MM X100MM 1S | THA3036X100B | Standalone | DE0503355 | Aortic hybrid stent graft is recommended for patients who: 1 Require a two-stage repair for complex aortic disease extending into or beyond the distal aortic arch into the proximal descending aorta; AND 2 Do not need additional intervention (such as stent grafting) in the descending aorta.
Cardiothoracic | Open or hybrid surgery aortic repair | Aortic hybrid implant | Aortic hybrid stent graft | Terumo Aortic Vascutek | THA3038X100B THORAFLEX HYBRID, ID30MM OD38MM X100MM 1S | THA3038X100B | Standalone | DE0503355 | Aortic hybrid stent graft is recommended for patients who: 1 Require a two-stage repair for complex aortic disease extending into or beyond the distal aortic arch into the proximal descending aorta; AND 2 Do not need additional intervention (such as stent grafting) in the descending aorta.
Cardiothoracic | Open or hybrid surgery aortic repair | Aortic hybrid implant | Aortic hybrid stent graft | Terumo Aortic Vascutek | THA3040X100B THORAFLEX HYBRID, ID30MM OD40MM X100MM 1S | THA3040X100B | Standalone | DE0503355 | Aortic hybrid stent graft is recommended for patients who: 1 Require a two-stage repair for complex aortic disease extending into or beyond the distal aortic arch into the proximal descending aorta; AND 2 Do not need additional intervention (such as stent grafting) in the descending aorta.
Cardiothoracic | Open or hybrid surgery aortic repair | Aortic hybrid implant | Aortic hybrid stent graft | Terumo Aortic Vascutek | THA3240X100B THORAFLEX HYBRID, ID32MM OD40MM X100MM 1S | THA3240X100B | Standalone | DE0503355 | Aortic hybrid stent graft is recommended for patients who: 1 Require a two-stage repair for complex aortic disease extending into or beyond the distal aortic arch into the proximal descending aorta; AND 2 Do not need additional intervention (such as stent grafting) in the descending aorta.
Cardiothoracic | Open or hybrid surgery aortic repair | Aortic hybrid implant | Aortic hybrid stent graft | Terumo Aortic Vascutek | THA2224X150B THORAFLEX HYBRID, ID22MM OD24MM X150MM 1S | THA2224X150B | Standalone | DE0503355 | Aortic hybrid stent graft is recommended for patients who: 1 Require a two-stage repair for complex aortic disease extending into or beyond the distal aortic arch into the proximal descending aorta; AND 2 Do not need additional intervention (such as stent grafting) in the descending aorta.
Cardiothoracic | Open or hybrid surgery aortic repair | Aortic hybrid implant | Aortic hybrid stent graft | Terumo Aortic Vascutek | THA2426X150B THORAFLEX HYBRID, ID24MM OD26MM X150MM 1S | THA2426X150B | Standalone | DE0503355 | Aortic hybrid stent graft is recommended for patients who: 1 Require a two-stage repair for complex aortic disease extending into or beyond the distal aortic arch into the proximal descending aorta; AND 2 Do not need additional intervention (such as stent grafting) in the descending aorta.
Cardiothoracic | Open or hybrid surgery aortic repair | Aortic hybrid implant | Aortic hybrid stent graft | Terumo Aortic Vascutek | THA2628X150B THORAFLEX HYBRID, ID26MM OD28MM X150MM 1S | THA2628X150B | Standalone | DE0503355 | Aortic hybrid stent graft is recommended for patients who: 1 Require a two-stage repair for complex aortic disease extending into or beyond the distal aortic arch into the proximal descending aorta; AND 2 Do not need additional intervention (such as stent grafting) in the descending aorta.
Cardiothoracic | Open or hybrid surgery aortic repair | Aortic hybrid implant | Aortic hybrid stent graft | Terumo Aortic Vascutek | THA2830X150B THORAFLEX HYBRID, ID28MM OD30MM X150MM 1S | THA2830X150B | Standalone | DE0503355 | Aortic hybrid stent graft is recommended for patients who: 1 Require a two-stage repair for complex aortic disease extending into or beyond the distal aortic arch into the proximal descending aorta; AND 2 Do not need additional intervention (such as stent grafting) in the descending aorta.
Cardiothoracic | Open or hybrid surgery aortic repair | Aortic hybrid implant | Aortic hybrid stent graft | Terumo Aortic Vascutek | THA3032X150B THORAFLEX HYBRID, ID30MM OD32MM X150MM 1S | THA3032X150B | Standalone | DE0503355 | Aortic hybrid stent graft is recommended for patients who: 1 Require a two-stage repair for complex aortic disease extending into or beyond the distal aortic arch into the proximal descending aorta; AND 2 Do not need additional intervention (such as stent grafting) in the descending aorta.
Cardiothoracic | Open or hybrid surgery aortic repair | Aortic hybrid implant | Aortic hybrid stent graft | Terumo Aortic Vascutek | THA3034X150B THORAFLEX HYBRID, ID30MM OD34MM X150MM 1S | THA3034X150B | Standalone | DE0503355 | Aortic hybrid stent graft is recommended for patients who: 1 Require a two-stage repair for complex aortic disease extending into or beyond the distal aortic arch into the proximal descending aorta; AND 2 Do not need additional intervention (such as stent grafting) in the descending aorta.
Cardiothoracic | Open or hybrid surgery aortic repair | Aortic hybrid implant | Aortic hybrid stent graft | Terumo Aortic Vascutek | THA3036X150B THORAFLEX HYBRID, ID30MM OD36MM X150MM 1S | THA3036X150B | Standalone | DE0503355 | Aortic hybrid stent graft is recommended for patients who: 1 Require a two-stage repair for complex aortic disease extending into or beyond the distal aortic arch into the proximal descending aorta; AND 2 Do not need additional intervention (such as stent grafting) in the descending aorta.
Cardiothoracic | Open or hybrid surgery aortic repair | Aortic hybrid implant | Aortic hybrid stent graft | Terumo Aortic Vascutek | THA3038X150B THORAFLEX HYBRID, ID30MM OD38MM X150MM 1S | THA3038X150B | Standalone | DE0503355 | Aortic hybrid stent graft is recommended for patients who: 1 Require a two-stage repair for complex aortic disease extending into or beyond the distal aortic arch into the proximal descending aorta; AND 2 Do not need additional intervention (such as stent grafting) in the descending aorta.
Cardiothoracic | Open or hybrid surgery aortic repair | Aortic hybrid implant | Aortic hybrid stent graft | Terumo Aortic Vascutek | THA3040X150B THORAFLEX HYBRID, ID30MM OD40MM X150MM 1S | THA3040X150B | Standalone | DE0503355 | Aortic hybrid stent graft is recommended for patients who: 1 Require a two-stage repair for complex aortic disease extending into or beyond the distal aortic arch into the proximal descending aorta; AND 2 Do not need additional intervention (such as stent grafting) in the descending aorta.
Cardiothoracic | Open or hybrid surgery aortic repair | Aortic hybrid implant | Aortic hybrid stent graft | Terumo Aortic Vascutek | THA3240X150B THORAFLEX HYBRID, ID32MM OD40MM X150MM 1S | THA3240X150B | Standalone | DE0503355 | Aortic hybrid stent graft is recommended for patients who: 1 Require a two-stage repair for complex aortic disease extending into or beyond the distal aortic arch into the proximal descending aorta; AND 2 Do not need additional intervention (such as stent grafting) in the descending aorta.
Gastroenterology | Gastrointestinal (GI) tract obstruction treatment | Gastrointestinal (GI) stent | Metal stent - Lumen-apposing | BSC Corp Marlborough | Hot AXIOS Stent and Electrocautery Enhanced Delivery System, 6mm x 8mm | M00553520 | Standalone | DE0019291 | As per HSA registered indication(s)
Gastroenterology | Gastrointestinal (GI) tract obstruction treatment | Gastrointestinal (GI) stent | Metal stent - Lumen-apposing | BSC Corp Marlborough | Hot AXIOS Stent and Electrocautery Enhanced Delivery System, 8mm x 8mm | M00553530 | Standalone | DE0019291 | As per HSA registered indication(s)
Gastroenterology | Gastrointestinal (GI) tract obstruction treatment | Gastrointestinal (GI) stent | Metal stent - Lumen-apposing | BSC Corp Marlborough | Hot AXIOS Stent and Electrocautery Enhanced Delivery System, 10mm x 10mm | M00553540 | Standalone | DE0019291 | As per HSA registered indication(s)
Gastroenterology | Gastrointestinal (GI) tract obstruction treatment | Gastrointestinal (GI) stent | Metal stent - Lumen-apposing | BSC Corp Marlborough | Hot AXIOS Stent and Electrocautery Enhanced Delivery System, 15mm x 10mm | M00553550 | Standalone | DE0019291 | As per HSA registered indication(s)
Gastroenterology | Gastrointestinal (GI) tract obstruction treatment | Gastrointestinal (GI) stent | Metal stent - Lumen-apposing | BSC Corp Marlborough | Hot AXIOS Stent and Electrocautery Enhanced Delivery System, 20mm x 10mm | M00553560 | Standalone | DE0019291 | As per HSA registered indication(s)
Gastroenterology | Gastrointestinal (GI) tract obstruction treatment | Gastrointestinal (GI) stent | Metal stent - Lumen-apposing | BSC Corp Marlborough | Hot AXIOS Stent and Electrocautery Enhanced Delivery System, 15mm x 15mm | M00553570 | Standalone | DE0506155 | As per HSA registered indication(s)
Gastroenterology | Gastrointestinal (GI) tract obstruction treatment | Gastrointestinal (GI) stent | Metal stent - Non-lumen-apposing | Bard Peripheral Vascular | E-Luminexx Biliary stent 8MM X 40MM | ZBS08040 | Standalone | DE0004609 | As per HSA registered indication(s)
Gastroenterology | Gastrointestinal (GI) tract obstruction treatment | Gastrointestinal (GI) stent | Metal stent - Non-lumen-apposing | Bard Peripheral Vascular | E-Luminexx Biliary stent 8MM X 60MM | ZBS08060 | Standalone | DE0004609 | As per HSA registered indication(s)
Gastroenterology | Gastrointestinal (GI) tract obstruction treatment | Gastrointestinal (GI) stent | Metal stent - Non-lumen-apposing | Bard Peripheral Vascular | E-Luminexx Biliary stent 8MM X 80MM | ZBS08080 | Standalone | DE0004609 | As per HSA registered indication(s)
Gastroenterology | Gastrointestinal (GI) tract obstruction treatment | Gastrointestinal (GI) stent | Metal stent - Non-lumen-apposing | Bard Peripheral Vascular | E-Luminexx Biliary stent 8MM X 100MM | ZBS08100 | Standalone | DE0004609 | As per HSA registered indication(s)
Gastroenterology | Gastrointestinal (GI) tract obstruction treatment | Gastrointestinal (GI) stent | Metal stent - Non-lumen-apposing | Bard Peripheral Vascular | E-Luminexx Biliary stent 10MM X 40MM | ZBS10040 | Standalone | DE0004609 | As per HSA registered indication(s)
Gastroenterology | Gastrointestinal (GI) tract obstruction treatment | Gastrointestinal (GI) stent | Metal stent - Non-lumen-apposing | Bard Peripheral Vascular | E-Luminexx Biliary stent 10MM X 60MM | ZBS10060 | Standalone | DE0004609 | As per HSA registered indication(s)
Gastroenterology | Gastrointestinal (GI) tract obstruction treatment | Gastrointestinal (GI) stent | Metal stent - Non-lumen-apposing | Bard Peripheral Vascular | E-Luminexx Biliary stent 10MM X 80MM | ZBS10080 | Standalone | DE0004609 | As per HSA registered indication(s)
Gastroenterology | Gastrointestinal (GI) tract obstruction treatment | Gastrointestinal (GI) stent | Metal stent - Non-lumen-apposing | Bard Peripheral Vascular | E-Luminexx Biliary stent 10MM X 100MM | ZBS10100 | Standalone | DE0004609 | As per HSA registered indication(s)
Gastroenterology | Gastrointestinal (GI) tract obstruction treatment | Gastrointestinal (GI) stent | Metal stent - Non-lumen-apposing | Boston Scientific | WallFlex Biliary RX Fully Covered Stent System, 8mm x 60mm | M00570450 | Standalone | DE0014408 | As per HSA registered indication(s)
Gastroenterology | Gastrointestinal (GI) tract obstruction treatment | Gastrointestinal (GI) stent | Metal stent - Non-lumen-apposing | Boston Scientific | WallFlex Biliary RX Fully Covered Stent System, 8mm x 80mm | M00570460 | Standalone | DE0014408 | As per HSA registered indication(s)
Gastroenterology | Gastrointestinal (GI) tract obstruction treatment | Gastrointestinal (GI) stent | Metal stent - Non-lumen-apposing | Boston Scientific | WallFlex Biliary RX Fully Covered Stent System, 8mm x 100mm | M00576800 | Standalone | DE0014408 | As per HSA registered indication(s)
Gastroenterology | Gastrointestinal (GI) tract obstruction treatment | Gastrointestinal (GI) stent | Metal stent - Non-lumen-apposing | Boston Scientific | WallFlex Biliary RX Fully Covered Stent System, 8mm x 120mm | M00576810 | Standalone | DE0014408 | As per HSA registered indication(s)
Gastroenterology | Gastrointestinal (GI) tract obstruction treatment | Gastrointestinal (GI) stent | Metal stent - Non-lumen-apposing | Boston Scientific | WallFlex Biliary RX Fully Covered Stent System, 10mm x 40mm | M00570470 | Standalone | DE0014408 | As per HSA registered indication(s)
Gastroenterology | Gastrointestinal (GI) tract obstruction treatment | Gastrointestinal (GI) stent | Metal stent - Non-lumen-apposing | Boston Scientific | WallFlex Biliary RX Fully Covered Stent System, 10mm x 60mm | M00570480 | Standalone | DE0014408 | As per HSA registered indication(s)
Gastroenterology | Gastrointestinal (GI) tract obstruction treatment | Gastrointestinal (GI) stent | Metal stent - Non-lumen-apposing | Boston Scientific | WallFlex Biliary RX Fully Covered Stent System, 10mm x 80mm | M00570490 | Standalone | DE0014408 | As per HSA registered indication(s)
Gastroenterology | Gastrointestinal (GI) tract obstruction treatment | Gastrointestinal (GI) stent | Metal stent - Non-lumen-apposing | Boston Scientific | WallFlex Biliary RX Fully Covered Stent System, 10mm x 100mm | M00576820 | Standalone | DE0014408 | As per HSA registered indication(s)
Gastroenterology | Gastrointestinal (GI) tract obstruction treatment | Gastrointestinal (GI) stent | Metal stent - Non-lumen-apposing | Boston Scientific | WallFlex Biliary RX Fully Covered Stent System, 10mm x 120mm | M00576830 | Standalone | DE0014408 | As per HSA registered indication(s)
Gastroenterology | Gastrointestinal (GI) tract obstruction treatment | Gastrointestinal (GI) stent | Metal stent - Non-lumen-apposing | Boston Scientific | WallFlex Biliary RX Partially Covered Stent System, 8mm x 60mm | M00570700 | Standalone | DE0005123 | As per HSA registered indication(s)
Gastroenterology | Gastrointestinal (GI) tract obstruction treatment | Gastrointestinal (GI) stent | Metal stent - Non-lumen-apposing | Boston Scientific | WallFlex Biliary RX Partially Covered Stent System, 8mm x 80mm | M00570710 | Standalone | DE0005123 | As per HSA registered indication(s)
Gastroenterology | Gastrointestinal (GI) tract obstruction treatment | Gastrointestinal (GI) stent | Metal stent - Non-lumen-apposing | Boston Scientific | WallFlex Biliary RX Partially Covered Stent System, 8mm x 100mm | M00576740 | Standalone | DE0005123 | As per HSA registered indication(s)
Gastroenterology | Gastrointestinal (GI) tract obstruction treatment | Gastrointestinal (GI) stent | Metal stent - Non-lumen-apposing | Boston Scientific | WallFlex Biliary RX Partially Covered Stent System, 8mm x 120mm | M00576750 | Standalone | DE0005123 | As per HSA registered indication(s)
Gastroenterology | Gastrointestinal (GI) tract obstruction treatment | Gastrointestinal (GI) stent | Metal stent - Non-lumen-apposing | Boston Scientific | WallFlex Biliary RX Partially Covered Stent System, 10mm x 40mm | M00570720 | Standalone | DE0005123 | As per HSA registered indication(s)
Gastroenterology | Gastrointestinal (GI) tract obstruction treatment | Gastrointestinal (GI) stent | Metal stent - Non-lumen-apposing | Boston Scientific | WallFlex Biliary RX Partially Covered Stent System, 10mm x 60mm | M00570730 | Standalone | DE0005123 | As per HSA registered indication(s)
Gastroenterology | Gastrointestinal (GI) tract obstruction treatment | Gastrointestinal (GI) stent | Metal stent - Non-lumen-apposing | Boston Scientific | WallFlex Biliary RX Partially Covered Stent System, 10mm x 80mm | M00570740 | Standalone | DE0005123 | As per HSA registered indication(s)
Gastroenterology | Gastrointestinal (GI) tract obstruction treatment | Gastrointestinal (GI) stent | Metal stent - Non-lumen-apposing | Boston Scientific | WallFlex Biliary RX Partially Covered Stent System, 10mm x 100mm | M00576760 | Standalone | DE0005123 | As per HSA registered indication(s)
Gastroenterology | Gastrointestinal (GI) tract obstruction treatment | Gastrointestinal (GI) stent | Metal stent - Non-lumen-apposing | Boston Scientific | WallFlex Biliary RX Partially Covered Stent System, 10mm x 120mm | M00576770 | Standalone | DE0005123 | As per HSA registered indication(s)
Gastroenterology | Gastrointestinal (GI) tract obstruction treatment | Gastrointestinal (GI) stent | Metal stent - Non-lumen-apposing | Boston Scientific | WallFlex Biliary RX Uncovered Stent System, 8mm x 40mm | M00570600 | Standalone | DE0019291 | As per HSA registered indication(s)
Gastroenterology | Gastrointestinal (GI) tract obstruction treatment | Gastrointestinal (GI) stent | Metal stent - Non-lumen-apposing | Boston Scientific | WallFlex Biliary RX Uncovered Stent System, 8mm x 60mm | M00570610 | Standalone | DE0019291 | As per HSA registered indication(s)
Gastroenterology | Gastrointestinal (GI) tract obstruction treatment | Gastrointestinal (GI) stent | Metal stent - Non-lumen-apposing | Boston Scientific | WallFlex Biliary RX Uncovered Stent System, 8mm x 80mm | M00570620 | Standalone | DE0019291 | As per HSA registered indication(s)
Gastroenterology | Gastrointestinal (GI) tract obstruction treatment | Gastrointestinal (GI) stent | Metal stent - Non-lumen-apposing | Boston Scientific | WallFlex Biliary RX Uncovered Stent System, 8mm x 100mm | M00570630 | Standalone | DE0019291 | As per HSA registered indication(s)
Gastroenterology | Gastrointestinal (GI) tract obstruction treatment | Gastrointestinal (GI) stent | Metal stent - Non-lumen-apposing | Boston Scientific | WallFlex Biliary RX Uncovered Stent System, 8mm x 120mm | M00576780 | Standalone | DE0019291 | As per HSA registered indication(s)
Gastroenterology | Gastrointestinal (GI) tract obstruction treatment | Gastrointestinal (GI) stent | Metal stent - Non-lumen-apposing | Boston Scientific | WallFlex Biliary RX Uncovered Stent System, 10mm x 40mm | M00570890 | Standalone | DE0019291 | As per HSA registered indication(s)
Gastroenterology | Gastrointestinal (GI) tract obstruction treatment | Gastrointestinal (GI) stent | Metal stent - Non-lumen-apposing | Boston Scientific | WallFlex Biliary RX Uncovered Stent System, 10mm x 60mm | M00570640 | Standalone | DE0019291 | As per HSA registered indication(s)
Gastroenterology | Gastrointestinal (GI) tract obstruction treatment | Gastrointestinal (GI) stent | Metal stent - Non-lumen-apposing | Boston Scientific | WallFlex Biliary RX Uncovered Stent System, 10mm x 80mm | M00570650 | Standalone | DE0019291 | As per HSA registered indication(s)
Gastroenterology | Gastrointestinal (GI) tract obstruction treatment | Gastrointestinal (GI) stent | Metal stent - Non-lumen-apposing | Boston Scientific | WallFlex Biliary RX Uncovered Stent System, 10mm x 100mm | M00570660 | Standalone | DE0019291 | As per HSA registered indication(s)
Gastroenterology | Gastrointestinal (GI) tract obstruction treatment | Gastrointestinal (GI) stent | Metal stent - Non-lumen-apposing | Boston Scientific | WallFlex Biliary RX Uncovered Stent System, 10mm x 120mm | M00576790 | Standalone | DE0019291 | As per HSA registered indication(s)
Gastroenterology | Gastrointestinal (GI) tract obstruction treatment | Gastrointestinal (GI) stent | Metal stent - Non-lumen-apposing | Boston Scientific | WallFlex Fully Covered Esophageal Stent System, 18mm x 103mm | M00516210 | Standalone | DE0016053 | As per HSA registered indication(s)
Gastroenterology | Gastrointestinal (GI) tract obstruction treatment | Gastrointestinal (GI) stent | Metal stent - Non-lumen-apposing | Boston Scientific | WallFlex Fully Covered Esophageal Stent System, 18mm x 123mm | M00516220 | Standalone | DE0016053 | As per HSA registered indication(s)
Gastroenterology | Gastrointestinal (GI) tract obstruction treatment | Gastrointestinal (GI) stent | Metal stent - Non-lumen-apposing | Boston Scientific | WallFlex Fully Covered Esophageal Stent System, 18mm x 153mm | M00516230 | Standalone | DE0016053 | As per HSA registered indication(s)
Gastroenterology | Gastrointestinal (GI) tract obstruction treatment | Gastrointestinal (GI) stent | Metal stent - Non-lumen-apposing | Boston Scientific | WallFlex Fully Covered Esophageal Stent System, 23mm x 105mm | M00516240 | Standalone | DE0016053 | As per HSA registered indication(s)
Gastroenterology | Gastrointestinal (GI) tract obstruction treatment | Gastrointestinal (GI) stent | Metal stent - Non-lumen-apposing | Boston Scientific | WallFlex Fully Covered Esophageal Stent System, 23mm x 125mm | M00516250 | Standalone | DE0016053 | As per HSA registered indication(s)
Gastroenterology | Gastrointestinal (GI) tract obstruction treatment | Gastrointestinal (GI) stent | Metal stent - Non-lumen-apposing | Boston Scientific | WallFlex Fully Covered Esophageal Stent System, 23mm x 155mm | M00516260 | Standalone | DE0016053 | As per HSA registered indication(s)
Gastroenterology | Gastrointestinal (GI) tract obstruction treatment | Gastrointestinal (GI) stent | Metal stent - Non-lumen-apposing | Boston Scientific | WallFlex Partially Covered Esophageal Stent System, 18mm x 103mm | M00516900 | Standalone | DE0002774 | As per HSA registered indication(s)
Gastroenterology | Gastrointestinal (GI) tract obstruction treatment | Gastrointestinal (GI) stent | Metal stent - Non-lumen-apposing | Boston Scientific | WallFlex Partially Covered Esophageal Stent System, 18mm x 123mm | M00516910 | Standalone | DE0002774 | As per HSA registered indication(s)
Gastroenterology | Gastrointestinal (GI) tract obstruction treatment | Gastrointestinal (GI) stent | Metal stent - Non-lumen-apposing | Boston Scientific | WallFlex Partially Covered Esophageal Stent System, 18mm x 153mm | M00516920 | Standalone | DE0002774 | As per HSA registered indication(s)
Gastroenterology | Gastrointestinal (GI) tract obstruction treatment | Gastrointestinal (GI) stent | Metal stent - Non-lumen-apposing | Boston Scientific | WallFlex Partially Covered Esophageal Stent System, 23mm x 105mm | M00516930 | Standalone | DE0002774 | As per HSA registered indication(s)
Gastroenterology | Gastrointestinal (GI) tract obstruction treatment | Gastrointestinal (GI) stent | Metal stent - Non-lumen-apposing | Boston Scientific | WallFlex Partially Covered Esophageal Stent System, 23mm x 125mm | M00516940 | Standalone | DE0002774 | As per HSA registered indication(s)
Gastroenterology | Gastrointestinal (GI) tract obstruction treatment | Gastrointestinal (GI) stent | Metal stent - Non-lumen-apposing | Boston Scientific | WallFlex Partially Covered Esophageal Stent System, 23mm x 155mm | M00516950 | Standalone | DE0002774 | As per HSA registered indication(s)
Gastroenterology | Gastrointestinal (GI) tract obstruction treatment | Gastrointestinal (GI) stent | Metal stent - Non-lumen-apposing | Boston Scientific | WallFlex Colonic Stent System, 22mm x 60mm x 230cm | M00565100 | Standalone | DE0000953 | As per HSA registered indication(s)
Gastroenterology | Gastrointestinal (GI) tract obstruction treatment | Gastrointestinal (GI) stent | Metal stent - Non-lumen-apposing | Boston Scientific | WallFlex Colonic Stent System, 22mm x 90mm x 230cm | M00565110 | Standalone | DE0000953 | As per HSA registered indication(s)
Gastroenterology | Gastrointestinal (GI) tract obstruction treatment | Gastrointestinal (GI) stent | Metal stent - Non-lumen-apposing | Boston Scientific | WallFlex Colonic Stent System, 22mm x 120mm x 230cm | M00565120 | Standalone | DE0000953 | As per HSA registered indication(s)
Gastroenterology | Gastrointestinal (GI) tract obstruction treatment | Gastrointestinal (GI) stent | Metal stent - Non-lumen-apposing | Boston Scientific | WallFlex Colonic Stent System, 25mm x 60mm x 230cm | M00565040 | Standalone | DE0000953 | As per HSA registered indication(s)
Gastroenterology | Gastrointestinal (GI) tract obstruction treatment | Gastrointestinal (GI) stent | Metal stent - Non-lumen-apposing | Boston Scientific | WallFlex Colonic Stent System, 25mm x 90mm x 230cm | M00565050 | Standalone | DE0000953 | As per HSA registered indication(s)
Gastroenterology | Gastrointestinal (GI) tract obstruction treatment | Gastrointestinal (GI) stent | Metal stent - Non-lumen-apposing | Boston Scientific | WallFlex Colonic Stent System, 25mm x 120mm x 230cm | M00565060 | Standalone | DE0000953 | As per HSA registered indication(s)
Gastroenterology | Gastrointestinal (GI) tract obstruction treatment | Gastrointestinal (GI) stent | Metal stent - Non-lumen-apposing | Boston Scientific | WallFlex Colonic Stent System, 22mm x 60mm x 135cm | M00565130 | Standalone | DE0000953 | As per HSA registered indication(s)
Gastroenterology | Gastrointestinal (GI) tract obstruction treatment | Gastrointestinal (GI) stent | Metal stent - Non-lumen-apposing | Boston Scientific | WallFlex Colonic Stent System, 22mm x 90mm x 135cm | M00565140 | Standalone | DE0000953 | As per HSA registered indication(s)
Gastroenterology | Gastrointestinal (GI) tract obstruction treatment | Gastrointestinal (GI) stent | Metal stent - Non-lumen-apposing | Boston Scientific | WallFlex Colonic Stent System, 22mm x 120mm x 135cm | M00565150 | Standalone | DE0000953 | As per HSA registered indication(s)
Gastroenterology | Gastrointestinal (GI) tract obstruction treatment | Gastrointestinal (GI) stent | Metal stent - Non-lumen-apposing | Boston Scientific | WallFlex Colonic Stent System, 25mm x 60mm x 135cm | M00565070 | Standalone | DE0000953 | As per HSA registered indication(s)
Gastroenterology | Gastrointestinal (GI) tract obstruction treatment | Gastrointestinal (GI) stent | Metal stent - Non-lumen-apposing | Boston Scientific | WallFlex Colonic Stent System, 25mm x 90mm x 135cm | M00565080 | Standalone | DE0000953 | As per HSA registered indication(s)
Gastroenterology | Gastrointestinal (GI) tract obstruction treatment | Gastrointestinal (GI) stent | Metal stent - Non-lumen-apposing | Boston Scientific | WallFlex Colonic Stent System, 25mm x 120mm x 135cm | M00565090 | Standalone | DE0000953 | As per HSA registered indication(s)
Gastroenterology | Gastrointestinal (GI) tract obstruction treatment | Gastrointestinal (GI) stent | Metal stent - Non-lumen-apposing | Boston Scientific | WallFlex Colonic Soft Stent System, 18mm x 60mm x 230cm | M00555700 | Standalone | DE0000953 | As per HSA registered indication(s)
Gastroenterology | Gastrointestinal (GI) tract obstruction treatment | Gastrointestinal (GI) stent | Metal stent - Non-lumen-apposing | Boston Scientific | WallFlex Colonic Soft Stent System, 18mm x 90mm x 230cm | M00555710 | Standalone | DE0000953 | As per HSA registered indication(s)
Gastroenterology | Gastrointestinal (GI) tract obstruction treatment | Gastrointestinal (GI) stent | Metal stent - Non-lumen-apposing | Boston Scientific | WallFlex Colonic Soft Stent System, 18mm x 120mm x 230cm | M00555720 | Standalone | DE0000953 | As per HSA registered indication(s)
Gastroenterology | Gastrointestinal (GI) tract obstruction treatment | Gastrointestinal (GI) stent | Metal stent - Non-lumen-apposing | Boston Scientific | WallFlex Colonic Soft Stent System, 20mm x 60mm x 230cm | M00555730 | Standalone | DE0000953 | As per HSA registered indication(s)
Gastroenterology | Gastrointestinal (GI) tract obstruction treatment | Gastrointestinal (GI) stent | Metal stent - Non-lumen-apposing | Boston Scientific | WallFlex Colonic Soft Stent System, 20mm x 90mm x 230cm | M00555740 | Standalone | DE0000953 | As per HSA registered indication(s)
Gastroenterology | Gastrointestinal (GI) tract obstruction treatment | Gastrointestinal (GI) stent | Metal stent - Non-lumen-apposing | Boston Scientific | WallFlex Colonic Soft Stent System, 20mm x 120mm x 230cm | M00555750 | Standalone | DE0000953 | As per HSA registered indication(s)
Gastroenterology | Gastrointestinal (GI) tract obstruction treatment | Gastrointestinal (GI) stent | Metal stent - Non-lumen-apposing | Boston Scientific | WallFlex Colonic Soft Stent System, 22mm x 60mm x 230cm | M00555760 | Standalone | DE0000953 | As per HSA registered indication(s)
Gastroenterology | Gastrointestinal (GI) tract obstruction treatment | Gastrointestinal (GI) stent | Metal stent - Non-lumen-apposing | Boston Scientific | WallFlex Colonic Soft Stent System, 22mm x 90mm x 230cm | M00555770 | Standalone | DE0000953 | As per HSA registered indication(s)
Gastroenterology | Gastrointestinal (GI) tract obstruction treatment | Gastrointestinal (GI) stent | Metal stent - Non-lumen-apposing | Boston Scientific | WallFlex Colonic Soft Stent System, 22mm x 120mm x 230cm | M00555780 | Standalone | DE0000953 | As per HSA registered indication(s)
Gastroenterology | Gastrointestinal (GI) tract obstruction treatment | Gastrointestinal (GI) stent | Metal stent - Non-lumen-apposing | Boston Scientific | WallFlex Duodenal Stent System, 22mm x 60mm x 230cm | M00565010 | Standalone | DE0000954 | As per HSA registered indication(s)
Gastroenterology | Gastrointestinal (GI) tract obstruction treatment | Gastrointestinal (GI) stent | Metal stent - Non-lumen-apposing | Boston Scientific | WallFlex Duodenal Stent System, 22mm x 90mm x 230cm | M00565020 | Standalone | DE0000954 | As per HSA registered indication(s)
Gastroenterology | Gastrointestinal (GI) tract obstruction treatment | Gastrointestinal (GI) stent | Metal stent - Non-lumen-apposing | Boston Scientific | WallFlex Duodenal Stent System, 22mm x 120mm x 230cm | M00565030 | Standalone | DE0000954 | As per HSA registered indication(s)
Gastroenterology | Gastrointestinal (GI) tract obstruction treatment | Gastrointestinal (GI) stent | Metal stent - Non-lumen-apposing | Boston Scientific | WallFlex Duodenal Soft Stent System, 18mm x 60mm x 230cm | M00555800 | Standalone | DE0000954 | As per HSA registered indication(s)
Gastroenterology | Gastrointestinal (GI) tract obstruction treatment | Gastrointestinal (GI) stent | Metal stent - Non-lumen-apposing | Boston Scientific | WallFlex Duodenal Soft Stent System, 18mm x 90mm x 230cm | M00555810 | Standalone | DE0000954 | As per HSA registered indication(s)
Gastroenterology | Gastrointestinal (GI) tract obstruction treatment | Gastrointestinal (GI) stent | Metal stent - Non-lumen-apposing | Boston Scientific | WallFlex Duodenal Soft Stent System, 18mm x 120mm x 230cm | M00555820 | Standalone | DE0000954 | As per HSA registered indication(s)
Gastroenterology | Gastrointestinal (GI) tract obstruction treatment | Gastrointestinal (GI) stent | Metal stent - Non-lumen-apposing | Boston Scientific | WallFlex Duodenal Soft Stent System, 20mm x 60mm x 230cm | M00555830 | Standalone | DE0000954 | As per HSA registered indication(s)
Gastroenterology | Gastrointestinal (GI) tract obstruction treatment | Gastrointestinal (GI) stent | Metal stent - Non-lumen-apposing | Boston Scientific | WallFlex Duodenal Soft Stent System, 20mm x 90mm x 230cm | M00555840 | Standalone | DE0000954 | As per HSA registered indication(s)
Gastroenterology | Gastrointestinal (GI) tract obstruction treatment | Gastrointestinal (GI) stent | Metal stent - Non-lumen-apposing | Boston Scientific | WallFlex Duodenal Soft Stent System, 20mm x 120mm x 230cm | M00555850 | Standalone | DE0000954 | As per HSA registered indication(s)
Gastroenterology | Gastrointestinal (GI) tract obstruction treatment | Gastrointestinal (GI) stent | Metal stent - Non-lumen-apposing | Boston Scientific | WallFlex Duodenal Soft Stent System, 22mm x 60mm x 230cm | M00555860 | Standalone | DE0000954 | As per HSA registered indication(s)
Gastroenterology | Gastrointestinal (GI) tract obstruction treatment | Gastrointestinal (GI) stent | Metal stent - Non-lumen-apposing | Boston Scientific | WallFlex Duodenal Soft Stent System, 22mm x 90mm x 230cm | M00555870 | Standalone | DE0000954 | As per HSA registered indication(s)
Gastroenterology | Gastrointestinal (GI) tract obstruction treatment | Gastrointestinal (GI) stent | Metal stent - Non-lumen-apposing | Boston Scientific | WallFlex Duodenal Soft Stent System, 22mm x 120mm x 230cm | M00555880 | Standalone | DE0000954 | As per HSA registered indication(s)
Gastroenterology | Gastrointestinal (GI) tract obstruction treatment | Gastrointestinal (GI) stent | Metal stent - Non-lumen-apposing | BSC Corp Marlborough | Epic Biliary Stent, 6mm x 40mm | M00572230 | Standalone | DE0501148 | As per HSA registered indication(s)
Gastroenterology | Gastrointestinal (GI) tract obstruction treatment | Gastrointestinal (GI) stent | Metal stent - Non-lumen-apposing | BSC Corp Marlborough | Epic Biliary Stent, 6mm x 60mm | M00572240 | Standalone | DE0501148 | As per HSA registered indication(s)
Gastroenterology | Gastrointestinal (GI) tract obstruction treatment | Gastrointestinal (GI) stent | Metal stent - Non-lumen-apposing | BSC Corp Marlborough | Epic Biliary Stent, 6mm x 80mm | M00572250 | Standalone | DE0501148 | As per HSA registered indication(s)
Gastroenterology | Gastrointestinal (GI) tract obstruction treatment | Gastrointestinal (GI) stent | Metal stent - Non-lumen-apposing | BSC Corp Marlborough | Epic Biliary Stent, 6mm x 100mm | M00572260 | Standalone | DE0501148 | As per HSA registered indication(s)
Gastroenterology | Gastrointestinal (GI) tract obstruction treatment | Gastrointestinal (GI) stent | Metal stent - Non-lumen-apposing | BSC Corp Marlborough | Epic Biliary Stent, 8mm x 40mm | M00572270 | Standalone | DE0501148 | As per HSA registered indication(s)
Gastroenterology | Gastrointestinal (GI) tract obstruction treatment | Gastrointestinal (GI) stent | Metal stent - Non-lumen-apposing | BSC Corp Marlborough | Epic Biliary Stent, 8mm x 60mm | M00572280 | Standalone | DE0501148 | As per HSA registered indication(s)
Gastroenterology | Gastrointestinal (GI) tract obstruction treatment | Gastrointestinal (GI) stent | Metal stent - Non-lumen-apposing | BSC Corp Marlborough | Epic Biliary Stent, 8mm x 80mm | M00572290 | Standalone | DE0501148 | As per HSA registered indication(s)
Gastroenterology | Gastrointestinal (GI) tract obstruction treatment | Gastrointestinal (GI) stent | Metal stent - Non-lumen-apposing | BSC Corp Marlborough | Epic Biliary Stent, 8mm x 100mm | M00572300 | Standalone | DE0501148 | As per HSA registered indication(s)
Gastroenterology | Gastrointestinal (GI) tract obstruction treatment | Gastrointestinal (GI) stent | Metal stent - Non-lumen-apposing | BSC Corp Marlborough | Epic Biliary Stent, 10mm x 40mm | M00572310 | Standalone | DE0501148 | As per HSA registered indication(s)
Gastroenterology | Gastrointestinal (GI) tract obstruction treatment | Gastrointestinal (GI) stent | Metal stent - Non-lumen-apposing | BSC Corp Marlborough | Epic Biliary Stent, 10mm x 60mm | M00572320 | Standalone | DE0501148 | As per HSA registered indication(s)
Gastroenterology | Gastrointestinal (GI) tract obstruction treatment | Gastrointestinal (GI) stent | Metal stent - Non-lumen-apposing | BSC Corp Marlborough | Epic Biliary Stent, 10mm x 80mm | M00572330 | Standalone | DE0501148 | As per HSA registered indication(s)
Gastroenterology | Gastrointestinal (GI) tract obstruction treatment | Gastrointestinal (GI) stent | Metal stent - Non-lumen-apposing | BSC Corp Marlborough | Epic Biliary Stent, 10mm x 100mm | M00572340 | Standalone | DE0501148 | As per HSA registered indication(s)
Gastroenterology | Gastrointestinal (GI) tract obstruction treatment | Gastrointestinal (GI) stent | Metal stent - Non-lumen-apposing | BSC Corp Marlborough | Ultraflex Covered Esophageal Stent System, Proximal Release, 18mm x 10cm | M00513840 | Standalone | DE0001518 | As per HSA registered indication(s)
Gastroenterology | Gastrointestinal (GI) tract obstruction treatment | Gastrointestinal (GI) stent | Metal stent - Non-lumen-apposing | BSC Corp Marlborough | Ultraflex Covered Esophageal Stent System, Proximal Release, 18mm x 12cm | M00513850 | Standalone | DE0001518 | As per HSA registered indication(s)
Gastroenterology | Gastrointestinal (GI) tract obstruction treatment | Gastrointestinal (GI) stent | Metal stent - Non-lumen-apposing | BSC Corp Marlborough | Ultraflex Covered Esophageal Stent System, Proximal Release, 18mm x 15cm | M00513860 | Standalone | DE0001518 | As per HSA registered indication(s)
Gastroenterology | Gastrointestinal (GI) tract obstruction treatment | Gastrointestinal (GI) stent | Metal stent - Non-lumen-apposing | BSC Corp Marlborough | Ultraflex Covered Esophageal Stent System, Proximal Release, 23mm x 10cm | M00514240 | Standalone | DE0001518 | As per HSA registered indication(s)
Gastroenterology | Gastrointestinal (GI) tract obstruction treatment | Gastrointestinal (GI) stent | Metal stent - Non-lumen-apposing | BSC Corp Marlborough | Ultraflex Covered Esophageal Stent System, Proximal Release, 23mm x 12cm | M00514250 | Standalone | DE0001518 | As per HSA registered indication(s)
Gastroenterology | Gastrointestinal (GI) tract obstruction treatment | Gastrointestinal (GI) stent | Metal stent - Non-lumen-apposing | BSC Corp Marlborough | Ultraflex Covered Esophageal Stent System, Distal Release, 18mm x 10cm | M00513730 | Standalone | DE0001518 | As per HSA registered indication(s)
Gastroenterology | Gastrointestinal (GI) tract obstruction treatment | Gastrointestinal (GI) stent | Metal stent - Non-lumen-apposing | BSC Corp Marlborough | Ultraflex Covered Esophageal Stent System, Distal Release, 18mm x 12cm | M00513740 | Standalone | DE0001518 | As per HSA registered indication(s)
Gastroenterology | Gastrointestinal (GI) tract obstruction treatment | Gastrointestinal (GI) stent | Metal stent - Non-lumen-apposing | BSC Corp Marlborough | Ultraflex Covered Esophageal Stent System, Distal Release, 18mm x 15cm | M00513750 | Standalone | DE0001518 | As per HSA registered indication(s)
Gastroenterology | Gastrointestinal (GI) tract obstruction treatment | Gastrointestinal (GI) stent | Metal stent - Non-lumen-apposing | BSC Corp Marlborough | Ultraflex Covered Esophageal Stent System, Distal Release, 23mm x 10cm | M00514200 | Standalone | DE0001518 | As per HSA registered indication(s)
Gastroenterology | Gastrointestinal (GI) tract obstruction treatment | Gastrointestinal (GI) stent | Metal stent - Non-lumen-apposing | BSC Corp Marlborough | Ultraflex Covered Esophageal Stent System, Distal Release, 23mm x 12cm | M00514210 | Standalone | DE0001518 | As per HSA registered indication(s)
Gastroenterology | Gastrointestinal (GI) tract obstruction treatment | Gastrointestinal (GI) stent | Metal stent - Non-lumen-apposing | BSC Corp Marlborough | Ultraflex Uncovered Esophageal Stent System, Proximal Release, 18mm x 7cm | M00513800 | Standalone | DE0001518 | As per HSA registered indication(s)
Gastroenterology | Gastrointestinal (GI) tract obstruction treatment | Gastrointestinal (GI) stent | Metal stent - Non-lumen-apposing | BSC Corp Marlborough | Ultraflex Uncovered Esophageal Stent System, Proximal Release, 18mm x 10cm | M00513810 | Standalone | DE0001518 | As per HSA registered indication(s)
Gastroenterology | Gastrointestinal (GI) tract obstruction treatment | Gastrointestinal (GI) stent | Metal stent - Non-lumen-apposing | BSC Corp Marlborough | Ultraflex Uncovered Esophageal Stent System, Proximal Release, 18mm x 12cm | M00513820 | Standalone | DE0001518 | As per HSA registered indication(s)
Gastroenterology | Gastrointestinal (GI) tract obstruction treatment | Gastrointestinal (GI) stent | Metal stent - Non-lumen-apposing | BSC Corp Marlborough | Ultraflex Uncovered Esophageal Stent System, Proximal Release, 18mm x 15cm | M00513830 | Standalone | DE0001518 | As per HSA registered indication(s)
Gastroenterology | Gastrointestinal (GI) tract obstruction treatment | Gastrointestinal (GI) stent | Metal stent - Non-lumen-apposing | BSC Corp Marlborough | Ultraflex Uncovered Esophageal Stent System, Proximal Release, 23mm x 7cm | M00514220 | Standalone | DE0001518 | As per HSA registered indication(s)
Gastroenterology | Gastrointestinal (GI) tract obstruction treatment | Gastrointestinal (GI) stent | Metal stent - Non-lumen-apposing | BSC Corp Marlborough | Ultraflex Uncovered Esophageal Stent System, Proximal Release, 23mm x 12cm | M00514230 | Standalone | DE0001518 | As per HSA registered indication(s)
Gastroenterology | Gastrointestinal (GI) tract obstruction treatment | Gastrointestinal (GI) stent | Metal stent - Non-lumen-apposing | BSC Corp Marlborough | Ultraflex Uncovered Esophageal Stent System, Distal Release, 18mm x 7cm | M00513700 | Standalone | DE0001518 | As per HSA registered indication(s)
Gastroenterology | Gastrointestinal (GI) tract obstruction treatment | Gastrointestinal (GI) stent | Metal stent - Non-lumen-apposing | BSC Corp Marlborough | Ultraflex Uncovered Esophageal Stent System, Distal Release, 18mm x 10cm | M00513710 | Standalone | DE0001518 | As per HSA registered indication(s)
Gastroenterology | Gastrointestinal (GI) tract obstruction treatment | Gastrointestinal (GI) stent | Metal stent - Non-lumen-apposing | BSC Corp Marlborough | Ultraflex Uncovered Esophageal Stent System, Distal Release, 18mm x 15cm | M00513720 | Standalone | DE0001518 | As per HSA registered indication(s)
Gastroenterology | Gastrointestinal (GI) tract obstruction treatment | Gastrointestinal (GI) stent | Metal stent - Non-lumen-apposing | BSC Corp Marlborough | Agile Esophageal Stent System -Partially Covered, 14mm x 62mm | M00517200 | Standalone | DE0507749 | As per HSA registered indication(s)
Gastroenterology | Gastrointestinal (GI) tract obstruction treatment | Gastrointestinal (GI) stent | Metal stent - Non-lumen-apposing | BSC Corp Marlborough | Agile Esophageal Stent System -Partially Covered, 14mm x 102mm | M00517210 | Standalone | DE0507749 | As per HSA registered indication(s)
Gastroenterology | Gastrointestinal (GI) tract obstruction treatment | Gastrointestinal (GI) stent | Metal stent - Non-lumen-apposing | BSC Corp Marlborough | Agile Esophageal Stent System -Partially Covered, 14mm x 119mm | M00517220 | Standalone | DE0507749 | As per HSA registered indication(s)
Gastroenterology | Gastrointestinal (GI) tract obstruction treatment | Gastrointestinal (GI) stent | Metal stent - Non-lumen-apposing | BSC Corp Marlborough | Agile Esophageal Stent System -Partially Covered, 14mm x 148mm | M00517230 | Standalone | DE0507749 | As per HSA registered indication(s)
Gastroenterology | Gastrointestinal (GI) tract obstruction treatment | Gastrointestinal (GI) stent | Metal stent - Non-lumen-apposing | BSC Corp Marlborough | Agile Esophageal Stent System -Partially Covered, 18mm x 59mm | M00517240 | Standalone | DE0507749 | As per HSA registered indication(s)
Gastroenterology | Gastrointestinal (GI) tract obstruction treatment | Gastrointestinal (GI) stent | Metal stent - Non-lumen-apposing | BSC Corp Marlborough | Agile Esophageal Stent System -Partially Covered, 18mm x 97mm | M00517250 | Standalone | DE0507749 | As per HSA registered indication(s)
Gastroenterology | Gastrointestinal (GI) tract obstruction treatment | Gastrointestinal (GI) stent | Metal stent - Non-lumen-apposing | BSC Corp Marlborough | Agile Esophageal Stent System -Partially Covered, 18mm x 119mm | M00517260 | Standalone | DE0507749 | As per HSA registered indication(s)
Gastroenterology | Gastrointestinal (GI) tract obstruction treatment | Gastrointestinal (GI) stent | Metal stent - Non-lumen-apposing | BSC Corp Marlborough | Agile Esophageal Stent System -Partially Covered, 18mm x 149mm | M00517270 | Standalone | DE0507749 | As per HSA registered indication(s)
Gastroenterology | Gastrointestinal (GI) tract obstruction treatment | Gastrointestinal (GI) stent | Metal stent - Non-lumen-apposing | BSC Corp Marlborough | Agile Esophageal Stent System -Fully Covered, 14mm x 62mm | M00517580 | Standalone | DE0507747 | As per HSA registered indication(s)
Gastroenterology | Gastrointestinal (GI) tract obstruction treatment | Gastrointestinal (GI) stent | Metal stent - Non-lumen-apposing | BSC Corp Marlborough | Agile Esophageal Stent System -Full Covered, 14mm x 102mm | M00517590 | Standalone | DE0507747 | As per HSA registered indication(s)
Gastroenterology | Gastrointestinal (GI) tract obstruction treatment | Gastrointestinal (GI) stent | Metal stent - Non-lumen-apposing | BSC Corp Marlborough | Agile Esophageal Stent System -Full Covered, 14mm x 119mm | M00517600 | Standalone | DE0507747 | As per HSA registered indication(s)
Gastroenterology | Gastrointestinal (GI) tract obstruction treatment | Gastrointestinal (GI) stent | Metal stent - Non-lumen-apposing | BSC Corp Marlborough | Agile Esophageal Stent System -Full Covered, 14mm x 148mm | M00517610 | Standalone | DE0507747 | As per HSA registered indication(s)
Gastroenterology | Gastrointestinal (GI) tract obstruction treatment | Gastrointestinal (GI) stent | Metal stent - Non-lumen-apposing | BSC Corp Marlborough | Agile Esophageal Stent System -Full Covered, 18mm x 59mm | M00517620 | Standalone | DE0507747 | As per HSA registered indication(s)
Gastroenterology | Gastrointestinal (GI) tract obstruction treatment | Gastrointestinal (GI) stent | Metal stent - Non-lumen-apposing | BSC Corp Marlborough | Agile Esophageal Stent System -Full Covered, 18mm x 97mm | M00517630 | Standalone | DE0507747 | As per HSA registered indication(s)
Gastroenterology | Gastrointestinal (GI) tract obstruction treatment | Gastrointestinal (GI) stent | Metal stent - Non-lumen-apposing | BSC Corp Marlborough | Agile Esophageal Stent System -Full Covered, 18mm x 119mm | M00517640 | Standalone | DE0507747 | As per HSA registered indication(s)
Gastroenterology | Gastrointestinal (GI) tract obstruction treatment | Gastrointestinal (GI) stent | Metal stent - Non-lumen-apposing | BSC Corp Marlborough | Agile Esophageal Stent System -Full Covered, 18mm x 149mm | M00517650 | Standalone | DE0507747 | As per HSA registered indication(s)
Gastroenterology | Gastrointestinal (GI) tract obstruction treatment | Gastrointestinal (GI) stent | Metal stent - Non-lumen-apposing | Cook Medical | Zilver 635 Self Expanding Metal Stent, Uncovered, Stent Diameter 6mm Length 4cm | ZILBS-635-6-4 | Standalone | DE0009264 | As per HSA registered indication(s)
Gastroenterology | Gastrointestinal (GI) tract obstruction treatment | Gastrointestinal (GI) stent | Metal stent - Non-lumen-apposing | Cook Medical | Zilver 635 Self Expanding Metal Stent, Uncovered, Stent Diameter 6mm Length 6cm | ZILBS-635-6-6 | Standalone | DE0009264 | As per HSA registered indication(s)
Gastroenterology | Gastrointestinal (GI) tract obstruction treatment | Gastrointestinal (GI) stent | Metal stent - Non-lumen-apposing | Cook Medical | Zilver 635 Self Expanding Metal Stent, Uncovered, Stent Diameter 6mm Length 8cm | ZILBS-635-6-8 | Standalone | DE0009264 | As per HSA registered indication(s)
Gastroenterology | Gastrointestinal (GI) tract obstruction treatment | Gastrointestinal (GI) stent | Metal stent - Non-lumen-apposing | Cook Medical | Zilver 635 Self Expanding Metal Stent, Uncovered, Stent Diameter 8mm Length 4cm | ZILBS-635-8-4 | Standalone | DE0009264 | As per HSA registered indication(s)
Gastroenterology | Gastrointestinal (GI) tract obstruction treatment | Gastrointestinal (GI) stent | Metal stent - Non-lumen-apposing | Cook Medical | Zilver 635 Self Expanding Metal Stent, Uncovered, Stent Diameter 8mm Length 6cm | ZILBS-635-8-6 | Standalone | DE0009264 | As per HSA registered indication(s)
Gastroenterology | Gastrointestinal (GI) tract obstruction treatment | Gastrointestinal (GI) stent | Metal stent - Non-lumen-apposing | Cook Medical | Zilver 635 Self Expanding Metal Stent, Uncovered, Stent Diameter 8mm Length 8cm | ZILBS-635-8-8 | Standalone | DE0009264 | As per HSA registered indication(s)
Gastroenterology | Gastrointestinal (GI) tract obstruction treatment | Gastrointestinal (GI) stent | Metal stent - Non-lumen-apposing | Cook Medical | Zilver 635 Self Expanding Metal Stent, Uncovered, Stent Diameter 10mm Length 4cm | ZILBS-635-10-4 | Standalone | DE0009264 | As per HSA registered indication(s)
Gastroenterology | Gastrointestinal (GI) tract obstruction treatment | Gastrointestinal (GI) stent | Metal stent - Non-lumen-apposing | Cook Medical | Zilver 635 Self Expanding Metal Stent, Uncovered, Stent Diameter 10mm Length 6cm | ZILBS-635-10-6 | Standalone | DE0009264 | As per HSA registered indication(s)
Gastroenterology | Gastrointestinal (GI) tract obstruction treatment | Gastrointestinal (GI) stent | Metal stent - Non-lumen-apposing | Cook Medical | Zilver 635 Self Expanding Metal Stent, Uncovered, Stent Diameter 10mm Length 8cm | ZILBS-635-10-8 | Standalone | DE0009264 | As per HSA registered indication(s)
Gastroenterology | Gastrointestinal (GI) tract obstruction treatment | Gastrointestinal (GI) stent | Metal stent - Non-lumen-apposing | Cook Medical | Evolution Biliary Stent, Uncovered Diameter 8-9mm Length 4cm | EVO-8-9-4-B | Standalone | DE0013295 | As per HSA registered indication(s)
Gastroenterology | Gastrointestinal (GI) tract obstruction treatment | Gastrointestinal (GI) stent | Metal stent - Non-lumen-apposing | Cook Medical | Evolution Biliary Stent, Uncovered Diameter 8-9mm Length 6cm | EVO-8-9-6-B | Standalone | DE0013295 | As per HSA registered indication(s)
Gastroenterology | Gastrointestinal (GI) tract obstruction treatment | Gastrointestinal (GI) stent | Metal stent - Non-lumen-apposing | Cook Medical | Evolution Biliary Stent, Uncovered Diameter 8-9mm Length 8cm | EVO-8-9-8-B | Standalone | DE0013295 | As per HSA registered indication(s)
Gastroenterology | Gastrointestinal (GI) tract obstruction treatment | Gastrointestinal (GI) stent | Metal stent - Non-lumen-apposing | Cook Medical | Evolution Biliary Stent, Uncovered Diameter 8-9mm Length 10cm | EVO-8-9-10-B | Standalone | DE0013295 | As per HSA registered indication(s)
Gastroenterology | Gastrointestinal (GI) tract obstruction treatment | Gastrointestinal (GI) stent | Metal stent - Non-lumen-apposing | Cook Medical | Evolution Biliary Stent, Uncovered Diameter 10-11mm Length 4cm | EVO-10-11-4-B | Standalone | DE0013295 | As per HSA registered indication(s)
Gastroenterology | Gastrointestinal (GI) tract obstruction treatment | Gastrointestinal (GI) stent | Metal stent - Non-lumen-apposing | Cook Medical | Evolution Biliary Stent, Uncovered Diameter 10-11mm Length 6cm | EVO-10-11-6-B | Standalone | DE0013295 | As per HSA registered indication(s)
Gastroenterology | Gastrointestinal (GI) tract obstruction treatment | Gastrointestinal (GI) stent | Metal stent - Non-lumen-apposing | Cook Medical | Evolution Biliary Stent, Uncovered Diameter 10-11mm Length 8cm | EVO-10-11-8-B | Standalone | DE0013295 | As per HSA registered indication(s)
Gastroenterology | Gastrointestinal (GI) tract obstruction treatment | Gastrointestinal (GI) stent | Metal stent - Non-lumen-apposing | Cook Medical | Evolution Biliary Stent, Uncovered Diameter 10-11mm Length 10cm | EVO-10-11-10-B | Standalone | DE0013295 | As per HSA registered indication(s)
Gastroenterology | Gastrointestinal (GI) tract obstruction treatment | Gastrointestinal (GI) stent | Metal stent - Non-lumen-apposing | Cook Medical | Evolution Biliary Stent, Partially Covered, Diameter 8-9mm, Length 6cm | EVO-PC-8-9-6-B | Standalone | DE0013449 | As per HSA registered indication(s)
Gastroenterology | Gastrointestinal (GI) tract obstruction treatment | Gastrointestinal (GI) stent | Metal stent - Non-lumen-apposing | Cook Medical | Evolution Biliary Stent, Partially Covered, Diameter 8-9mm, Length 8cm | EVO-PC-8-9-8-B | Standalone | DE0013449 | As per HSA registered indication(s)
Gastroenterology | Gastrointestinal (GI) tract obstruction treatment | Gastrointestinal (GI) stent | Metal stent - Non-lumen-apposing | Cook Medical | Evolution Biliary Stent, Partially Covered, Diameter 10-11mm, Length 4cm | EVO-PC-10-11-4-B | Standalone | DE0013449 | As per HSA registered indication(s)
Gastroenterology | Gastrointestinal (GI) tract obstruction treatment | Gastrointestinal (GI) stent | Metal stent - Non-lumen-apposing | Cook Medical | Evolution Biliary Stent, Partially Covered, Diameter 10-11mm, Length 6cm | EVO-PC-10-11-6-B | Standalone | DE0013449 | As per HSA registered indication(s)
Gastroenterology | Gastrointestinal (GI) tract obstruction treatment | Gastrointestinal (GI) stent | Metal stent - Non-lumen-apposing | Cook Medical | Evolution Biliary Stent, Partially Covered, Diameter 10-11mm, Length 8cm | EVO-PC-10-11-8-B | Standalone | DE0013449 | As per HSA registered indication(s)
Gastroenterology | Gastrointestinal (GI) tract obstruction treatment | Gastrointestinal (GI) stent | Metal stent - Non-lumen-apposing | Cook Medical | Evolution Biliary Stent, Fully Covered, Diameter 8-9mm, Length 6cm | EVO-FC-8-9-6-B | Standalone | DE0013449 | As per HSA registered indication(s)
Gastroenterology | Gastrointestinal (GI) tract obstruction treatment | Gastrointestinal (GI) stent | Metal stent - Non-lumen-apposing | Cook Medical | Evolution Biliary Stent, Fully Covered, Diameter 8-9mm, Length 8cm | EVO-FC-8-9-8-B | Standalone | DE0013449 | As per HSA registered indication(s)
Gastroenterology | Gastrointestinal (GI) tract obstruction treatment | Gastrointestinal (GI) stent | Metal stent - Non-lumen-apposing | Cook Medical | Evolution Biliary Stent, Fully Covered, Diameter 8-9mm, Length 4cm | EVO-FC-10-11-4-B | Standalone | DE0013449 | As per HSA registered indication(s)
Gastroenterology | Gastrointestinal (GI) tract obstruction treatment | Gastrointestinal (GI) stent | Metal stent - Non-lumen-apposing | Cook Medical | Evolution Biliary Stent, Fully Covered, Diameter 8-9mm, Length 6cm | EVO-FC-10-11-6-B | Standalone | DE0013449 | As per HSA registered indication(s)
Gastroenterology | Gastrointestinal (GI) tract obstruction treatment | Gastrointestinal (GI) stent | Metal stent - Non-lumen-apposing | Cook Medical | Evolution Biliary Stent, Fully Covered, Diameter 8-9mm, Length 8cm | EVO-FC-10-11-8-B | Standalone | DE0013449 | As per HSA registered indication(s)
Gastroenterology | Gastrointestinal (GI) tract obstruction treatment | Gastrointestinal (GI) stent | Metal stent - Non-lumen-apposing | Cook Medical | Evolution Esophageal Stent, Partially Covered Length 8cm | EVO-20-25-8-E | Standalone | DE0005056 | As per HSA registered indication(s)
Gastroenterology | Gastrointestinal (GI) tract obstruction treatment | Gastrointestinal (GI) stent | Metal stent - Non-lumen-apposing | Cook Medical | Evolution Esophageal Stent, Partially Covered Length 10cm | EVO-20-25-10-E | Standalone | DE0005056 | As per HSA registered indication(s)
Gastroenterology | Gastrointestinal (GI) tract obstruction treatment | Gastrointestinal (GI) stent | Metal stent - Non-lumen-apposing | Cook Medical | Evolution Esophageal Stent, Partially Covered Length 12.5cm | EVO-20-25-12.5-E | Standalone | DE0005056 | As per HSA registered indication(s)
Gastroenterology | Gastrointestinal (GI) tract obstruction treatment | Gastrointestinal (GI) stent | Metal stent - Non-lumen-apposing | Cook Medical | Evolution Esophageal Stent, Partially Covered Length 15cm | EVO-20-25-15-E | Standalone | DE0005056 | As per HSA registered indication(s)
Gastroenterology | Gastrointestinal (GI) tract obstruction treatment | Gastrointestinal (GI) stent | Metal stent - Non-lumen-apposing | Cook Medical | Evolution Colonic Stent, Uncovered, Length 6cm | EVO-25-30-6-C | Standalone | DE0005053 | As per HSA registered indication(s)
Gastroenterology | Gastrointestinal (GI) tract obstruction treatment | Gastrointestinal (GI) stent | Metal stent - Non-lumen-apposing | Cook Medical | Evolution Colonic Stent, Uncovered, Length 8cm | EVO-25-30-8-C | Standalone | DE0005053 | As per HSA registered indication(s)
Gastroenterology | Gastrointestinal (GI) tract obstruction treatment | Gastrointestinal (GI) stent | Metal stent - Non-lumen-apposing | Cook Medical | Evolution Colonic Stent, Uncovered, Length 10cm | EVO-25-30-10-C | Standalone | DE0005053 | As per HSA registered indication(s)
Gastroenterology | Gastrointestinal (GI) tract obstruction treatment | Gastrointestinal (GI) stent | Metal stent - Non-lumen-apposing | Cook Medical | Evolution Duodenal Stent, Uncovered, Diameter 27mm, Length 6cm | EVO-22-27-6-D | Standalone | DE0005052 | As per HSA registered indication(s)
Gastroenterology | Gastrointestinal (GI) tract obstruction treatment | Gastrointestinal (GI) stent | Metal stent - Non-lumen-apposing | Cook Medical | Evolution Duodenal Stent, Uncovered, Diameter 27mm, Length 9cm | EVO-22-27-9-D | Standalone | DE0005052 | As per HSA registered indication(s)
Gastroenterology | Gastrointestinal (GI) tract obstruction treatment | Gastrointestinal (GI) stent | Metal stent - Non-lumen-apposing | Cook Medical | Evolution Duodenal Stent, Uncovered, Diameter 27mm, Length 12cm | EVO-22-27-12-D | Standalone | DE0005052 | As per HSA registered indication(s)
Gastroenterology | Gastrointestinal (GI) tract obstruction treatment | Gastrointestinal (GI) stent | Metal stent - Non-lumen-apposing | Cordis Corporation | SMART 7FR 120CM BILIARY 12X30 | C12030MB | Standalone | DE0003943 | As per HSA registered indication(s)
Gastroenterology | Gastrointestinal (GI) tract obstruction treatment | Gastrointestinal (GI) stent | Metal stent - Non-lumen-apposing | Cordis Corporation | SMART 7FR 80CM BILIARY 12X30 | C12030SB | Standalone | DE0003943 | As per HSA registered indication(s)
Gastroenterology | Gastrointestinal (GI) tract obstruction treatment | Gastrointestinal (GI) stent | Metal stent - Non-lumen-apposing | Cordis Corporation | SMART 7FR 120CM BILIARY 12X40 | C12040MB | Standalone | DE0003943 | As per HSA registered indication(s)
Gastroenterology | Gastrointestinal (GI) tract obstruction treatment | Gastrointestinal (GI) stent | Metal stent - Non-lumen-apposing | Cordis Corporation | SMART 7FR 80CM BILIARY 12X40 | C12040SB | Standalone | DE0003943 | As per HSA registered indication(s)
Gastroenterology | Gastrointestinal (GI) tract obstruction treatment | Gastrointestinal (GI) stent | Metal stent - Non-lumen-apposing | Cordis Corporation | SMART 7FR 120CM BILIARY 12X60 | C12060MB | Standalone | DE0003943 | As per HSA registered indication(s)
Gastroenterology | Gastrointestinal (GI) tract obstruction treatment | Gastrointestinal (GI) stent | Metal stent - Non-lumen-apposing | Cordis Corporation | SMART 7FR 80CM BILIARY 12X60 | C12060SB | Standalone | DE0003943 | As per HSA registered indication(s)
Gastroenterology | Gastrointestinal (GI) tract obstruction treatment | Gastrointestinal (GI) stent | Metal stent - Non-lumen-apposing | Cordis Corporation | SMART 7FR 120CM BILIARY 12X80 | C12080MB | Standalone | DE0003943 | As per HSA registered indication(s)
Gastroenterology | Gastrointestinal (GI) tract obstruction treatment | Gastrointestinal (GI) stent | Metal stent - Non-lumen-apposing | Cordis Corporation | SMART 7FR 80CM BILIARY 12X80 | C12080SB | Standalone | DE0003943 | As per HSA registered indication(s)
Gastroenterology | Gastrointestinal (GI) tract obstruction treatment | Gastrointestinal (GI) stent | Metal stent - Non-lumen-apposing | Cordis Corporation | SMART 7FR 120CM BILIARY 14X30 | C14030MB | Standalone | DE0003943 | As per HSA registered indication(s)
Gastroenterology | Gastrointestinal (GI) tract obstruction treatment | Gastrointestinal (GI) stent | Metal stent - Non-lumen-apposing | Cordis Corporation | SMART 7FR 80CM BILIARY 14X30 | C14030SB | Standalone | DE0003943 | As per HSA registered indication(s)
Gastroenterology | Gastrointestinal (GI) tract obstruction treatment | Gastrointestinal (GI) stent | Metal stent - Non-lumen-apposing | Cordis Corporation | SMART 7FR 120CM BILIARY 14X40 | C14040MB | Standalone | DE0003943 | As per HSA registered indication(s)
Gastroenterology | Gastrointestinal (GI) tract obstruction treatment | Gastrointestinal (GI) stent | Metal stent - Non-lumen-apposing | Cordis Corporation | SMART 7FR 80CM BILIARY 14X40 | C14040SB | Standalone | DE0003943 | As per HSA registered indication(s)
Gastroenterology | Gastrointestinal (GI) tract obstruction treatment | Gastrointestinal (GI) stent | Metal stent - Non-lumen-apposing | Cordis Corporation | SMART 7FR 120CM BILIARY 14X60 | C14060MB | Standalone | DE0003943 | As per HSA registered indication(s)
Gastroenterology | Gastrointestinal (GI) tract obstruction treatment | Gastrointestinal (GI) stent | Metal stent - Non-lumen-apposing | Cordis Corporation | SMART 7FR 80CM BILIARY 14X60 | C14060SB | Standalone | DE0003943 | As per HSA registered indication(s)
Gastroenterology | Gastrointestinal (GI) tract obstruction treatment | Gastrointestinal (GI) stent | Metal stent - Non-lumen-apposing | Cordis Corporation | SMART 7FR 120CM BILIARY 14X80 | C14080MB | Standalone | DE0003943 | As per HSA registered indication(s)
Gastroenterology | Gastrointestinal (GI) tract obstruction treatment | Gastrointestinal (GI) stent | Metal stent - Non-lumen-apposing | Cordis Corporation | SMART 7FR 80CM BILIARY 14X80 | C14080SB | Standalone | DE0003943 | As per HSA registered indication(s)
Gastroenterology | Gastrointestinal (GI) tract obstruction treatment | Gastrointestinal (GI) stent | Metal stent - Non-lumen-apposing | Taewoong Medical | Taewoong Biliary Uncovered Stent (D-Type) | TW-BD1004 | Standalone | DE0007487 | As per HSA registered indication(s)
Gastroenterology | Gastrointestinal (GI) tract obstruction treatment | Gastrointestinal (GI) stent | Metal stent - Non-lumen-apposing | Taewoong Medical | Taewoong Biliary Uncovered Stent (D-Type) | TW-BD1005 | Standalone | DE0007487 | As per HSA registered indication(s)
Gastroenterology | Gastrointestinal (GI) tract obstruction treatment | Gastrointestinal (GI) stent | Metal stent - Non-lumen-apposing | Taewoong Medical | Taewoong Biliary Uncovered Stent (D-Type) | TW-BD1006 | Standalone | DE0007487 | As per HSA registered indication(s)
Gastroenterology | Gastrointestinal (GI) tract obstruction treatment | Gastrointestinal (GI) stent | Metal stent - Non-lumen-apposing | Taewoong Medical | Taewoong Biliary Uncovered Stent (D-Type) | TW-BD1007 | Standalone | DE0007487 | As per HSA registered indication(s)
Gastroenterology | Gastrointestinal (GI) tract obstruction treatment | Gastrointestinal (GI) stent | Metal stent - Non-lumen-apposing | Taewoong Medical | Taewoong Biliary Uncovered Stent (D-Type) | TW-BD1008 | Standalone | DE0007487 | As per HSA registered indication(s)
Gastroenterology | Gastrointestinal (GI) tract obstruction treatment | Gastrointestinal (GI) stent | Metal stent - Non-lumen-apposing | Taewoong Medical | Taewoong Biliary Uncovered Stent (D-Type) | TW-BD1009 | Standalone | DE0007487 | As per HSA registered indication(s)
Gastroenterology | Gastrointestinal (GI) tract obstruction treatment | Gastrointestinal (GI) stent | Metal stent - Non-lumen-apposing | Taewoong Medical | Taewoong Biliary Uncovered Stent (D-Type) | TW-BD1010 | Standalone | DE0007487 | As per HSA registered indication(s)
Gastroenterology | Gastrointestinal (GI) tract obstruction treatment | Gastrointestinal (GI) stent | Metal stent - Non-lumen-apposing | Taewoong Medical | Taewoong Biliary Uncovered Stent (D-Type) | TW-BD1012 | Standalone | DE0007487 | As per HSA registered indication(s)
Gastroenterology | Gastrointestinal (GI) tract obstruction treatment | Gastrointestinal (GI) stent | Metal stent - Non-lumen-apposing | Taewoong Medical | Taewoong Biliary Uncovered Stent (D-Type) | TW-TD1004 | Standalone | DE0007487 | As per HSA registered indication(s)
Gastroenterology | Gastrointestinal (GI) tract obstruction treatment | Gastrointestinal (GI) stent | Metal stent - Non-lumen-apposing | Taewoong Medical | Taewoong Biliary Uncovered Stent (D-Type) | TW-TD1005 | Standalone | DE0007487 | As per HSA registered indication(s)
Gastroenterology | Gastrointestinal (GI) tract obstruction treatment | Gastrointestinal (GI) stent | Metal stent - Non-lumen-apposing | Taewoong Medical | Taewoong Biliary Uncovered Stent (D-Type) | TW-TD1006 | Standalone | DE0007487 | As per HSA registered indication(s)
Gastroenterology | Gastrointestinal (GI) tract obstruction treatment | Gastrointestinal (GI) stent | Metal stent - Non-lumen-apposing | Taewoong Medical | Taewoong Biliary Uncovered Stent (D-Type) | TW-TD1007 | Standalone | DE0007487 | As per HSA registered indication(s)
Gastroenterology | Gastrointestinal (GI) tract obstruction treatment | Gastrointestinal (GI) stent | Metal stent - Non-lumen-apposing | Taewoong Medical | Taewoong Biliary Uncovered Stent (D-Type) | TW-TD1008 | Standalone | DE0007487 | As per HSA registered indication(s)
Gastroenterology | Gastrointestinal (GI) tract obstruction treatment | Gastrointestinal (GI) stent | Metal stent - Non-lumen-apposing | Taewoong Medical | Taewoong Biliary Uncovered Stent (D-Type) | TW-TD1009 | Standalone | DE0007487 | As per HSA registered indication(s)
Gastroenterology | Gastrointestinal (GI) tract obstruction treatment | Gastrointestinal (GI) stent | Metal stent - Non-lumen-apposing | Taewoong Medical | Taewoong Biliary Uncovered Stent (D-Type) | TW-TD1010 | Standalone | DE0007487 | As per HSA registered indication(s)
Gastroenterology | Gastrointestinal (GI) tract obstruction treatment | Gastrointestinal (GI) stent | Metal stent - Non-lumen-apposing | Taewoong Medical | Taewoong Biliary Uncovered Stent (D-Type) | TW-TD1012 | Standalone | DE0007487 | As per HSA registered indication(s)
Gastroenterology | Gastrointestinal (GI) tract obstruction treatment | Gastrointestinal (GI) stent | Metal stent - Non-lumen-apposing | Taewoong Medical | Taewoong Biliary Uncovered Stent (LCD-Type) | TW-TLD1004 | Standalone | DE0016445 | As per HSA registered indication(s)
Gastroenterology | Gastrointestinal (GI) tract obstruction treatment | Gastrointestinal (GI) stent | Metal stent - Non-lumen-apposing | Taewoong Medical | Taewoong Biliary Uncovered Stent (LCD-Type) | TW-TLD1005 | Standalone | DE0016445 | As per HSA registered indication(s)
Gastroenterology | Gastrointestinal (GI) tract obstruction treatment | Gastrointestinal (GI) stent | Metal stent - Non-lumen-apposing | Taewoong Medical | Taewoong Biliary Uncovered Stent (LCD-Type) | TW-TLD1006 | Standalone | DE0016445 | As per HSA registered indication(s)
Gastroenterology | Gastrointestinal (GI) tract obstruction treatment | Gastrointestinal (GI) stent | Metal stent - Non-lumen-apposing | Taewoong Medical | Taewoong Biliary Uncovered Stent (LCD-Type) | TW-TLD1007 | Standalone | DE0016445 | As per HSA registered indication(s)
Gastroenterology | Gastrointestinal (GI) tract obstruction treatment | Gastrointestinal (GI) stent | Metal stent - Non-lumen-apposing | Taewoong Medical | Taewoong Biliary Uncovered Stent (LCD-Type) | TW-TLD1008 | Standalone | DE0016445 | As per HSA registered indication(s)
Gastroenterology | Gastrointestinal (GI) tract obstruction treatment | Gastrointestinal (GI) stent | Metal stent - Non-lumen-apposing | Taewoong Medical | Taewoong Biliary Uncovered Stent (LCD-Type) | TW-TLD1009 | Standalone | DE0016445 | As per HSA registered indication(s)
Gastroenterology | Gastrointestinal (GI) tract obstruction treatment | Gastrointestinal (GI) stent | Metal stent - Non-lumen-apposing | Taewoong Medical | Taewoong Biliary Uncovered Stent (LCD-Type) | TW-TLD1010 | Standalone | DE0016445 | As per HSA registered indication(s)
Gastroenterology | Gastrointestinal (GI) tract obstruction treatment | Gastrointestinal (GI) stent | Metal stent - Non-lumen-apposing | Taewoong Medical | Taewoong Biliary Uncovered Stent (LCD-Type) | TW-TLD1012 | Standalone | DE0016445 | As per HSA registered indication(s)
Gastroenterology | Gastrointestinal (GI) tract obstruction treatment | Gastrointestinal (GI) stent | Metal stent - Non-lumen-apposing | Taewoong Medical | Taewoong Biliary Uncovered Stent (LCD-Type) | TW-BLD1004 | Standalone | DE0016445 | As per HSA registered indication(s)
Gastroenterology | Gastrointestinal (GI) tract obstruction treatment | Gastrointestinal (GI) stent | Metal stent - Non-lumen-apposing | Taewoong Medical | Taewoong Biliary Uncovered Stent (LCD-Type) | TW-BLD1005 | Standalone | DE0016445 | As per HSA registered indication(s)
Gastroenterology | Gastrointestinal (GI) tract obstruction treatment | Gastrointestinal (GI) stent | Metal stent - Non-lumen-apposing | Taewoong Medical | Taewoong Biliary Uncovered Stent (LCD-Type) | TW-BLD1006 | Standalone | DE0016445 | As per HSA registered indication(s)
Gastroenterology | Gastrointestinal (GI) tract obstruction treatment | Gastrointestinal (GI) stent | Metal stent - Non-lumen-apposing | Taewoong Medical | Taewoong Biliary Uncovered Stent (LCD-Type) | TW-BLD1007 | Standalone | DE0016445 | As per HSA registered indication(s)
Gastroenterology | Gastrointestinal (GI) tract obstruction treatment | Gastrointestinal (GI) stent | Metal stent - Non-lumen-apposing | Taewoong Medical | Taewoong Biliary Uncovered Stent (LCD-Type) | TW-BLD1008 | Standalone | DE0016445 | As per HSA registered indication(s)
Gastroenterology | Gastrointestinal (GI) tract obstruction treatment | Gastrointestinal (GI) stent | Metal stent - Non-lumen-apposing | Taewoong Medical | Taewoong Biliary Uncovered Stent (LCD-Type) | TW-BLD1009 | Standalone | DE0016445 | As per HSA registered indication(s)
Gastroenterology | Gastrointestinal (GI) tract obstruction treatment | Gastrointestinal (GI) stent | Metal stent - Non-lumen-apposing | Taewoong Medical | Taewoong Biliary Uncovered Stent (LCD-Type) | TW-BLD1010 | Standalone | DE0016445 | As per HSA registered indication(s)
Gastroenterology | Gastrointestinal (GI) tract obstruction treatment | Gastrointestinal (GI) stent | Metal stent - Non-lumen-apposing | Taewoong Medical | Taewoong Biliary Uncovered Stent (LCD-Type) | TW-BLD1012 | Standalone | DE0016445 | As per HSA registered indication(s)
Gastroenterology | Gastrointestinal (GI) tract obstruction treatment | Gastrointestinal (GI) stent | Metal stent - Non-lumen-apposing | Taewoong Medical | Taewoong Esophageal Covered Stent | TW-ES1806F | Standalone | DE0007272 | As per HSA registered indication(s)
Gastroenterology | Gastrointestinal (GI) tract obstruction treatment | Gastrointestinal (GI) stent | Metal stent - Non-lumen-apposing | Taewoong Medical | Taewoong Esophageal Covered Stent | TW-ES1808F | Standalone | DE0007272 | As per HSA registered indication(s)
Gastroenterology | Gastrointestinal (GI) tract obstruction treatment | Gastrointestinal (GI) stent | Metal stent - Non-lumen-apposing | Taewoong Medical | Taewoong Esophageal Covered Stent | TW-ES1810F | Standalone | DE0007272 | As per HSA registered indication(s)
Gastroenterology | Gastrointestinal (GI) tract obstruction treatment | Gastrointestinal (GI) stent | Metal stent - Non-lumen-apposing | Taewoong Medical | Taewoong Esophageal Covered Stent | TW-ES1812F | Standalone | DE0007272 | As per HSA registered indication(s)
Gastroenterology | Gastrointestinal (GI) tract obstruction treatment | Gastrointestinal (GI) stent | Metal stent - Non-lumen-apposing | Taewoong Medical | Taewoong Esophageal Covered Stent | TW-ES1814F | Standalone | DE0007272 | As per HSA registered indication(s)
Gastroenterology | Gastrointestinal (GI) tract obstruction treatment | Gastrointestinal (GI) stent | Metal stent - Non-lumen-apposing | Taewoong Medical | Taewoong Esophageal Covered Stent | TW-ES1815F | Standalone | DE0007272 | As per HSA registered indication(s)
Gastroenterology | Gastrointestinal (GI) tract obstruction treatment | Gastrointestinal (GI) stent | Metal stent - Non-lumen-apposing | Taewoong Medical | Taewoong Enteral Colonic Uncovered Stent (D-Type) | TW-CDT2406 | Standalone | DE0007485 | As per HSA registered indication(s)
Gastroenterology | Gastrointestinal (GI) tract obstruction treatment | Gastrointestinal (GI) stent | Metal stent - Non-lumen-apposing | Taewoong Medical | Taewoong Enteral Colonic Uncovered Stent (D-Type) | TW-CDT2408 | Standalone | DE0007485 | As per HSA registered indication(s)
Gastroenterology | Gastrointestinal (GI) tract obstruction treatment | Gastrointestinal (GI) stent | Metal stent - Non-lumen-apposing | Taewoong Medical | Taewoong Enteral Colonic Uncovered Stent (D-Type) | TW-CDT2410 | Standalone | DE0007485 | As per HSA registered indication(s)
Gastroenterology | Gastrointestinal (GI) tract obstruction treatment | Gastrointestinal (GI) stent | Metal stent - Non-lumen-apposing | Taewoong Medical | Taewoong Enteral Colonic Uncovered Stent (D-Type) | TW-CDT2412 | Standalone | DE0007485 | As per HSA registered indication(s)
Gastroenterology | Gastrointestinal (GI) tract obstruction treatment | Gastrointestinal (GI) stent | Metal stent - Non-lumen-apposing | Taewoong Medical | Taewoong Enteral Colonic Uncovered Stent (D-Type) | TW-CDT2414 | Standalone | DE0007485 | As per HSA registered indication(s)
Gastroenterology | Gastrointestinal (GI) tract obstruction treatment | Gastrointestinal (GI) stent | Metal stent - Non-lumen-apposing | Taewoong Medical | Taewoong Enteral Colonic Uncovered Stent (D-Type) | TW-CDT2415 | Standalone | DE0007485 | As per HSA registered indication(s)
Gastroenterology | Gastrointestinal (GI) tract obstruction treatment | Gastrointestinal (GI) stent | Metal stent - Non-lumen-apposing | Taewoong Medical | Taewoong Pyloric / Duodenal Uncovered Stent (D-Type) | TW-PDT2206 | Standalone | DE0007273 | As per HSA registered indication(s)
Gastroenterology | Gastrointestinal (GI) tract obstruction treatment | Gastrointestinal (GI) stent | Metal stent - Non-lumen-apposing | Taewoong Medical | Taewoong Pyloric / Duodenal Uncovered Stent (D-Type) | TW-PDT2208 | Standalone | DE0007273 | As per HSA registered indication(s)
Gastroenterology | Gastrointestinal (GI) tract obstruction treatment | Gastrointestinal (GI) stent | Metal stent - Non-lumen-apposing | Taewoong Medical | Taewoong Pyloric / Duodenal Uncovered Stent (D-Type) | TW-PDT2210 | Standalone | DE0007273 | As per HSA registered indication(s)
Gastroenterology | Gastrointestinal (GI) tract obstruction treatment | Gastrointestinal (GI) stent | Metal stent - Non-lumen-apposing | Taewoong Medical | Taewoong Pyloric / Duodenal Uncovered Stent (D-Type) | TW-PDT2212 | Standalone | DE0007273 | As per HSA registered indication(s)
Gastroenterology | Gastrointestinal (GI) tract obstruction treatment | Gastrointestinal (GI) stent | Metal stent - Non-lumen-apposing | Taewoong Medical | Taewoong Pyloric / Duodenal Uncovered Stent (D-Type) | TW-PDT2214 | Standalone | DE0007273 | As per HSA registered indication(s)
Gastroenterology | Gastrointestinal (GI) tract obstruction treatment | Gastrointestinal (GI) stent | Metal stent - Non-lumen-apposing | Taewoong Medical | Taewoong Pyloric / Duodenal Uncovered Stent (D-Type) | TW-PDT2215 | Standalone | DE0007273 | As per HSA registered indication(s)
Gastroenterology | Gastrointestinal (GI) tract obstruction treatment | Gastrointestinal (GI) stent | Metal stent - Non-lumen-apposing | Taewoong Medical | Taewoong Pyloric / Duodenal Covered Stent (End-Bare Type) | TW-PST2006H | Standalone | DE0006774 | As per HSA registered indication(s)
Gastroenterology | Gastrointestinal (GI) tract obstruction treatment | Gastrointestinal (GI) stent | Metal stent - Non-lumen-apposing | Taewoong Medical | Taewoong Pyloric / Duodenal Covered Stent (End-Bare Type) | TW-PST2008H | Standalone | DE0006774 | As per HSA registered indication(s)
Gastroenterology | Gastrointestinal (GI) tract obstruction treatment | Gastrointestinal (GI) stent | Metal stent - Non-lumen-apposing | Taewoong Medical | Taewoong Pyloric / Duodenal Covered Stent (End-Bare Type) | TW-PST2010H | Standalone | DE0006774 | As per HSA registered indication(s)
Gastroenterology | Gastrointestinal (GI) tract obstruction treatment | Gastrointestinal (GI) stent | Metal stent - Non-lumen-apposing | Taewoong Medical | Taewoong Pyloric / Duodenal Covered Stent (End-Bare Type) | TW-PST2012H | Standalone | DE0006774 | As per HSA registered indication(s)
Gastroenterology | Gastrointestinal (GI) tract obstruction treatment | Gastrointestinal (GI) stent | Metal stent - Non-lumen-apposing | Taewoong Medical | Taewoong Pyloric / Duodenal Covered Stent (End-Bare Type) | TW-PST2014H | Standalone | DE0006774 | As per HSA registered indication(s)
Gastroenterology | Gastrointestinal (GI) tract obstruction treatment | Gastrointestinal (GI) stent | Metal stent - Non-lumen-apposing | Taewoong Medical | Taewoong Pyloric / Duodenal Covered Stent (End-Bare Type) | TW-PST2015H | Standalone | DE0006774 | As per HSA registered indication(s)
Gastroenterology | Gastrointestinal (GI) tract obstruction treatment | Gastrointestinal (GI) stent | Metal stent - Non-lumen-apposing | Taewoong Medical | Taewoong Enteral Colonic Covered Stent | TW-CS2406F | Standalone | DE0007410 | As per HSA registered indication(s)
Gastroenterology | Gastrointestinal (GI) tract obstruction treatment | Gastrointestinal (GI) stent | Metal stent - Non-lumen-apposing | Taewoong Medical | Taewoong Enteral Colonic Covered Stent | TW-CS2408F | Standalone | DE0007410 | As per HSA registered indication(s)
Gastroenterology | Gastrointestinal (GI) tract obstruction treatment | Gastrointestinal (GI) stent | Metal stent - Non-lumen-apposing | Taewoong Medical | Taewoong Enteral Colonic Covered Stent | TW-CS2410F | Standalone | DE0007410 | As per HSA registered indication(s)
Gastroenterology | Gastrointestinal (GI) tract obstruction treatment | Gastrointestinal (GI) stent | Metal stent - Non-lumen-apposing | Taewoong Medical | Taewoong Enteral Colonic Covered Stent | TW-CS2412F | Standalone | DE0007410 | As per HSA registered indication(s)
Gastroenterology | Gastrointestinal (GI) tract obstruction treatment | Gastrointestinal (GI) stent | Metal stent - Non-lumen-apposing | Taewoong Medical | Taewoong Enteral Colonic Covered Stent | TW-CS2414F | Standalone | DE0007410 | As per HSA registered indication(s)
Gastroenterology | Gastrointestinal (GI) tract obstruction treatment | Gastrointestinal (GI) stent | Metal stent - Non-lumen-apposing | Taewoong Medical | Taewoong Enteral Colonic Covered Stent | TW-CS2415F | Standalone | DE0007410 | As per HSA registered indication(s)
Gastroenterology | Gastrointestinal (GI) tract obstruction treatment | Gastrointestinal (GI) stent | Plastic stent | BSC Corp Marlborough | Advanix Pre-loaded RX Stent Duodenal Bend 7F 5cm | M00534200 | Standalone | DE0009186 | As per HSA registered indication(s)
Gastroenterology | Gastrointestinal (GI) tract obstruction treatment | Gastrointestinal (GI) stent | Plastic stent | BSC Corp Marlborough | Advanix Pre-loaded RX Stent Duodenal Bend 7F 7cm | M00534210 | Standalone | DE0009186 | As per HSA registered indication(s)
Gastroenterology | Gastrointestinal (GI) tract obstruction treatment | Gastrointestinal (GI) stent | Plastic stent | BSC Corp Marlborough | Advanix Pre-loaded RX Stent Duodenal Bend 7F 9cm | M00534220 | Standalone | DE0009186 | As per HSA registered indication(s)
Gastroenterology | Gastrointestinal (GI) tract obstruction treatment | Gastrointestinal (GI) stent | Plastic stent | BSC Corp Marlborough | Advanix Pre-loaded RX Stent Duodenal Bend 7F 12cm | M00534230 | Standalone | DE0009186 | As per HSA registered indication(s)
Gastroenterology | Gastrointestinal (GI) tract obstruction treatment | Gastrointestinal (GI) stent | Plastic stent | BSC Corp Marlborough | Advanix Pre-loaded RX Stent Duodenal Bend 7F 15cm | M00534240 | Standalone | DE0009186 | As per HSA registered indication(s)
Gastroenterology | Gastrointestinal (GI) tract obstruction treatment | Gastrointestinal (GI) stent | Plastic stent | BSC Corp Marlborough | Advanix Pre-loaded RX Stent Duodenal Bend 7F 18cm | M00534250 | Standalone | DE0009186 | As per HSA registered indication(s)
Gastroenterology | Gastrointestinal (GI) tract obstruction treatment | Gastrointestinal (GI) stent | Plastic stent | BSC Corp Marlborough | Advanix Pre-loaded RX Stent Duodenal Bend 8.5F 5cm | M00534260 | Standalone | DE0009186 | As per HSA registered indication(s)
Gastroenterology | Gastrointestinal (GI) tract obstruction treatment | Gastrointestinal (GI) stent | Plastic stent | BSC Corp Marlborough | Advanix Pre-loaded RX Stent Duodenal Bend 8.5F 7cm | M00534270 | Standalone | DE0009186 | As per HSA registered indication(s)
Gastroenterology | Gastrointestinal (GI) tract obstruction treatment | Gastrointestinal (GI) stent | Plastic stent | BSC Corp Marlborough | Advanix Pre-loaded RX Stent Duodenal Bend 8.5F 9cm | M00534280 | Standalone | DE0009186 | As per HSA registered indication(s)
Gastroenterology | Gastrointestinal (GI) tract obstruction treatment | Gastrointestinal (GI) stent | Plastic stent | BSC Corp Marlborough | Advanix Pre-loaded RX Stent Duodenal Bend 8.5F 12cm | M00534290 | Standalone | DE0009186 | As per HSA registered indication(s)
Gastroenterology | Gastrointestinal (GI) tract obstruction treatment | Gastrointestinal (GI) stent | Plastic stent | BSC Corp Marlborough | Advanix Pre-loaded RX Stent Duodenal Bend 8.5F 15cm | M00534300 | Standalone | DE0009186 | As per HSA registered indication(s)
Gastroenterology | Gastrointestinal (GI) tract obstruction treatment | Gastrointestinal (GI) stent | Plastic stent | BSC Corp Marlborough | Advanix Pre-loaded RX Stent Duodenal Bend 8.5F 18cm | M00534310 | Standalone | DE0009186 | As per HSA registered indication(s)
Gastroenterology | Gastrointestinal (GI) tract obstruction treatment | Gastrointestinal (GI) stent | Plastic stent | BSC Corp Marlborough | Advanix Pre-loaded RX Stent Duodenal Bend 10F 5cm | M00534320 | Standalone | DE0009186 | As per HSA registered indication(s)
Gastroenterology | Gastrointestinal (GI) tract obstruction treatment | Gastrointestinal (GI) stent | Plastic stent | BSC Corp Marlborough | Advanix Pre-loaded RX Stent Duodenal Bend 10F 7cm | M00534330 | Standalone | DE0009186 | As per HSA registered indication(s)
Gastroenterology | Gastrointestinal (GI) tract obstruction treatment | Gastrointestinal (GI) stent | Plastic stent | BSC Corp Marlborough | Advanix Pre-loaded RX Stent Duodenal Bend 10F 9cm | M00534340 | Standalone | DE0009186 | As per HSA registered indication(s)
Gastroenterology | Gastrointestinal (GI) tract obstruction treatment | Gastrointestinal (GI) stent | Plastic stent | BSC Corp Marlborough | Advanix Pre-loaded RX Stent Duodenal Bend 10F 12cm | M00534350 | Standalone | DE0009186 | As per HSA registered indication(s)
Gastroenterology | Gastrointestinal (GI) tract obstruction treatment | Gastrointestinal (GI) stent | Plastic stent | BSC Corp Marlborough | Advanix Pre-loaded RX Stent Duodenal Bend 10F 15cm | M00534360 | Standalone | DE0009186 | As per HSA registered indication(s)
Gastroenterology | Gastrointestinal (GI) tract obstruction treatment | Gastrointestinal (GI) stent | Plastic stent | BSC Corp Marlborough | Advanix Pre-loaded RX Stent Duodenal Bend 10F 18cm | M00534370 | Standalone | DE0009186 | As per HSA registered indication(s)
Gastroenterology | Gastrointestinal (GI) tract obstruction treatment | Gastrointestinal (GI) stent | Plastic stent | BSC Corp Marlborough | Advanix Pre-loaded RX Stent Center Bend 7F 5cm | M00534560 | Standalone | DE0009186 | As per HSA registered indication(s)
Gastroenterology | Gastrointestinal (GI) tract obstruction treatment | Gastrointestinal (GI) stent | Plastic stent | BSC Corp Marlborough | Advanix Pre-loaded RX Stent Center Bend 7F 7cm | M00534570 | Standalone | DE0009186 | As per HSA registered indication(s)
Gastroenterology | Gastrointestinal (GI) tract obstruction treatment | Gastrointestinal (GI) stent | Plastic stent | BSC Corp Marlborough | Advanix Pre-loaded RX Stent Center Bend 7F 9cm | M00534580 | Standalone | DE0009186 | As per HSA registered indication(s)
Gastroenterology | Gastrointestinal (GI) tract obstruction treatment | Gastrointestinal (GI) stent | Plastic stent | BSC Corp Marlborough | Advanix Pre-loaded RX Stent Center Bend 7F 12cm | M00534590 | Standalone | DE0009186 | As per HSA registered indication(s)
Gastroenterology | Gastrointestinal (GI) tract obstruction treatment | Gastrointestinal (GI) stent | Plastic stent | BSC Corp Marlborough | Advanix Pre-loaded RX Stent Center Bend 7F 15cm | M00534600 | Standalone | DE0009186 | As per HSA registered indication(s)
Gastroenterology | Gastrointestinal (GI) tract obstruction treatment | Gastrointestinal (GI) stent | Plastic stent | BSC Corp Marlborough | Advanix Pre-loaded RX Stent Center Bend 7F 18cm | M00534610 | Standalone | DE0009186 | As per HSA registered indication(s)
Gastroenterology | Gastrointestinal (GI) tract obstruction treatment | Gastrointestinal (GI) stent | Plastic stent | BSC Corp Marlborough | Advanix Pre-loaded RX Stent Center Bend 8.5F 5cm | M00534620 | Standalone | DE0009186 | As per HSA registered indication(s)
Gastroenterology | Gastrointestinal (GI) tract obstruction treatment | Gastrointestinal (GI) stent | Plastic stent | BSC Corp Marlborough | Advanix Pre-loaded RX Stent Center Bend 8.5F 7cm | M00534630 | Standalone | DE0009186 | As per HSA registered indication(s)
Gastroenterology | Gastrointestinal (GI) tract obstruction treatment | Gastrointestinal (GI) stent | Plastic stent | BSC Corp Marlborough | Advanix Pre-loaded RX Stent Center Bend 8.5F 9cm | M00534640 | Standalone | DE0009186 | As per HSA registered indication(s)
Gastroenterology | Gastrointestinal (GI) tract obstruction treatment | Gastrointestinal (GI) stent | Plastic stent | BSC Corp Marlborough | Advanix Pre-loaded RX Stent Center Bend 8.5F 12cm | M00534650 | Standalone | DE0009186 | As per HSA registered indication(s)
Gastroenterology | Gastrointestinal (GI) tract obstruction treatment | Gastrointestinal (GI) stent | Plastic stent | BSC Corp Marlborough | Advanix Pre-loaded RX Stent Center Bend 8.5F 15cm | M00534660 | Standalone | DE0009186 | As per HSA registered indication(s)
Gastroenterology | Gastrointestinal (GI) tract obstruction treatment | Gastrointestinal (GI) stent | Plastic stent | BSC Corp Marlborough | Advanix Pre-loaded RX Stent Center Bend 8.5F 18cm | M00534670 | Standalone | DE0009186 | As per HSA registered indication(s)
Gastroenterology | Gastrointestinal (GI) tract obstruction treatment | Gastrointestinal (GI) stent | Plastic stent | BSC Corp Marlborough | Advanix Pre-loaded RX Stent Center Bend 10F 5cm | M00534680 | Standalone | DE0009186 | As per HSA registered indication(s)
Gastroenterology | Gastrointestinal (GI) tract obstruction treatment | Gastrointestinal (GI) stent | Plastic stent | BSC Corp Marlborough | Advanix Pre-loaded RX Stent Center Bend 10F 7cm | M00534690 | Standalone | DE0009186 | As per HSA registered indication(s)
Gastroenterology | Gastrointestinal (GI) tract obstruction treatment | Gastrointestinal (GI) stent | Plastic stent | BSC Corp Marlborough | Advanix Pre-loaded RX Stent Center Bend 10F 9cm | M00534700 | Standalone | DE0009186 | As per HSA registered indication(s)
Gastroenterology | Gastrointestinal (GI) tract obstruction treatment | Gastrointestinal (GI) stent | Plastic stent | BSC Corp Marlborough | Advanix Pre-loaded RX Stent Center Bend 10F 12cm | M00534710 | Standalone | DE0009186 | As per HSA registered indication(s)
Gastroenterology | Gastrointestinal (GI) tract obstruction treatment | Gastrointestinal (GI) stent | Plastic stent | BSC Corp Marlborough | Advanix Pre-loaded RX Stent Center Bend 10F 15cm | M00534720 | Standalone | DE0009186 | As per HSA registered indication(s)
Gastroenterology | Gastrointestinal (GI) tract obstruction treatment | Gastrointestinal (GI) stent | Plastic stent | BSC Corp Marlborough | Advanix Pre-loaded RX Stent Center Bend 10F 18cm | M00534730 | Standalone | DE0009186 | As per HSA registered indication(s)
Gastroenterology | Gastrointestinal (GI) tract obstruction treatment | Gastrointestinal (GI) stent | Plastic stent | BSC Corp Marlborough | Advanix Pancreatic Stent Kit (Stent + RX Pusher) - Pigtail, No Leading Bulb, 4F 3cm | M00537350 | Standalone | DE0016890 | As per HSA registered indication(s)
Gastroenterology | Gastrointestinal (GI) tract obstruction treatment | Gastrointestinal (GI) stent | Plastic stent | BSC Corp Marlborough | Advanix Pancreatic Stent Kit (Stent + RX Pusher) - Pigtail, No Leading Bulb, 4F 4cm | M00537360 | Standalone | DE0016890 | As per HSA registered indication(s)
Gastroenterology | Gastrointestinal (GI) tract obstruction treatment | Gastrointestinal (GI) stent | Plastic stent | BSC Corp Marlborough | Advanix Pancreatic Stent Kit (Stent + RX Pusher) - Pigtail, No Leading Bulb, 4F 5cm | M00537370 | Standalone | DE0016890 | As per HSA registered indication(s)
Gastroenterology | Gastrointestinal (GI) tract obstruction treatment | Gastrointestinal (GI) stent | Plastic stent | BSC Corp Marlborough | Advanix Pancreatic Stent Kit (Stent + RX Pusher) - Pigtail, No Leading Bulb, 4F 7cm | M00537380 | Standalone | DE0016890 | As per HSA registered indication(s)
Gastroenterology | Gastrointestinal (GI) tract obstruction treatment | Gastrointestinal (GI) stent | Plastic stent | BSC Corp Marlborough | Advanix Pancreatic Stent Kit (Stent + RX Pusher) - Pigtail, No Leading Bulb, 5F 3cm | M00537390 | Standalone | DE0016890 | As per HSA registered indication(s)
Gastroenterology | Gastrointestinal (GI) tract obstruction treatment | Gastrointestinal (GI) stent | Plastic stent | BSC Corp Marlborough | Advanix Pancreatic Stent Kit (Stent + RX Pusher) - Pigtail, No Leading Bulb, 5F 4cm | M00537400 | Standalone | DE0016890 | As per HSA registered indication(s)
Gastroenterology | Gastrointestinal (GI) tract obstruction treatment | Gastrointestinal (GI) stent | Plastic stent | BSC Corp Marlborough | Advanix Pancreatic Stent Kit (Stent + RX Pusher) - Pigtail, No Leading Bulb, 5F 5cm | M00537410 | Standalone | DE0016890 | As per HSA registered indication(s)
Gastroenterology | Gastrointestinal (GI) tract obstruction treatment | Gastrointestinal (GI) stent | Plastic stent | BSC Corp Marlborough | Advanix Pancreatic Stent Kit (Stent + RX Pusher) - Pigtail, No Leading Bulb, 5F 7cm | M00537420 | Standalone | DE0016890 | As per HSA registered indication(s)
Gastroenterology | Gastrointestinal (GI) tract obstruction treatment | Gastrointestinal (GI) stent | Plastic stent | BSC Corp Marlborough | Advanix Pancreatic Stent Kit (Stent + RX Pusher) - Pigtail, Yes Leading Bulb, 5F 3cm | M00537430 | Standalone | DE0016890 | As per HSA registered indication(s)
Gastroenterology | Gastrointestinal (GI) tract obstruction treatment | Gastrointestinal (GI) stent | Plastic stent | BSC Corp Marlborough | Advanix Pancreatic Stent Kit (Stent + RX Pusher) - Pigtail, Yes Leading Bulb, 5F 4cm | M00537440 | Standalone | DE0016890 | As per HSA registered indication(s)
Gastroenterology | Gastrointestinal (GI) tract obstruction treatment | Gastrointestinal (GI) stent | Plastic stent | BSC Corp Marlborough | Advanix Pancreatic Stent Kit (Stent + RX Pusher) - Pigtail, Yes Leading Bulb, 5F 5cm | M00537450 | Standalone | DE0016890 | As per HSA registered indication(s)
Gastroenterology | Gastrointestinal (GI) tract obstruction treatment | Gastrointestinal (GI) stent | Plastic stent | BSC Corp Marlborough | Advanix Pancreatic Stent Kit (Stent + RX Pusher) - Straight, No Leading Bulb, 4F 3cm | M00537460 | Standalone | DE0016890 | As per HSA registered indication(s)
Gastroenterology | Gastrointestinal (GI) tract obstruction treatment | Gastrointestinal (GI) stent | Plastic stent | BSC Corp Marlborough | Advanix Pancreatic Stent Kit (Stent + RX Pusher) - Straight, No Leading Bulb, 4F 4cm | M00537470 | Standalone | DE0016890 | As per HSA registered indication(s)
Gastroenterology | Gastrointestinal (GI) tract obstruction treatment | Gastrointestinal (GI) stent | Plastic stent | BSC Corp Marlborough | Advanix Pancreatic Stent Kit (Stent + RX Pusher) - Straight, No Leading Bulb, 4F 5cm | M00537480 | Standalone | DE0016890 | As per HSA registered indication(s)
Gastroenterology | Gastrointestinal (GI) tract obstruction treatment | Gastrointestinal (GI) stent | Plastic stent | BSC Corp Marlborough | Advanix Pancreatic Stent Kit (Stent + RX Pusher) - Straight, No Leading Bulb, 4F 7cm | M00537490 | Standalone | DE0016890 | As per HSA registered indication(s)
Gastroenterology | Gastrointestinal (GI) tract obstruction treatment | Gastrointestinal (GI) stent | Plastic stent | BSC Corp Marlborough | Advanix Pancreatic Stent Kit (Stent + RX Pusher) - Straight, No Leading Bulb, 5F 3cm | M00537500 | Standalone | DE0016890 | As per HSA registered indication(s)
Gastroenterology | Gastrointestinal (GI) tract obstruction treatment | Gastrointestinal (GI) stent | Plastic stent | BSC Corp Marlborough | Advanix Pancreatic Stent Kit (Stent + RX Pusher) - Straight, No Leading Bulb, 5F 4cm | M00537510 | Standalone | DE0016890 | As per HSA registered indication(s)
Gastroenterology | Gastrointestinal (GI) tract obstruction treatment | Gastrointestinal (GI) stent | Plastic stent | BSC Corp Marlborough | Advanix Pancreatic Stent Kit (Stent + RX Pusher) - Straight, No Leading Bulb, 5F 5cm | M00537520 | Standalone | DE0016890 | As per HSA registered indication(s)
Gastroenterology | Gastrointestinal (GI) tract obstruction treatment | Gastrointestinal (GI) stent | Plastic stent | BSC Corp Marlborough | Advanix Pancreatic Stent Kit (Stent + RX Pusher) - Straight, No Leading Bulb, 5F 7cm | M00537530 | Standalone | DE0016890 | As per HSA registered indication(s)
Gastroenterology | Gastrointestinal (GI) tract obstruction treatment | Gastrointestinal (GI) stent | Plastic stent | BSC Corp Marlborough | Advanix Pancreatic Stent Kit (Stent + RX Pusher) - Straight, Yes Leading Bulb, 5F 3cm | M00537540 | Standalone | DE0016890 | As per HSA registered indication(s)
Gastroenterology | Gastrointestinal (GI) tract obstruction treatment | Gastrointestinal (GI) stent | Plastic stent | BSC Corp Marlborough | Advanix Pancreatic Stent Kit (Stent + RX Pusher) - Straight, Yes Leading Bulb, 5F 4cm | M00537550 | Standalone | DE0016890 | As per HSA registered indication(s)
Gastroenterology | Gastrointestinal (GI) tract obstruction treatment | Gastrointestinal (GI) stent | Plastic stent | BSC Corp Marlborough | Advanix Pancreatic Stent Kit (Stent + RX Pusher) - Straight, Yes Leading Bulb, 5F 5cm | M00537560 | Standalone | DE0016890 | As per HSA registered indication(s)
Gastroenterology | Gastrointestinal (GI) tract obstruction treatment | Gastrointestinal (GI) stent | Plastic stent | Cook Medical | Cotton-Leung Biliary Stent 5fr 3cm | CLSO-5-3 | Standalone | DE0007021 | As per HSA registered indication(s)
Gastroenterology | Gastrointestinal (GI) tract obstruction treatment | Gastrointestinal (GI) stent | Plastic stent | Cook Medical | Cotton-Leung Biliary Stent 5fr 5cm | CLSO-5-5 | Standalone | DE0007021 | As per HSA registered indication(s)
Gastroenterology | Gastrointestinal (GI) tract obstruction treatment | Gastrointestinal (GI) stent | Plastic stent | Cook Medical | Cotton-Leung Biliary Stent 5fr 7cm | CLSO-5-7 | Standalone | DE0007021 | As per HSA registered indication(s)
Gastroenterology | Gastrointestinal (GI) tract obstruction treatment | Gastrointestinal (GI) stent | Plastic stent | Cook Medical | Cotton-Leung Biliary Stent 5fr 9cm | CLSO-5-9 | Standalone | DE0007021 | As per HSA registered indication(s)
Gastroenterology | Gastrointestinal (GI) tract obstruction treatment | Gastrointestinal (GI) stent | Plastic stent | Cook Medical | Cotton-Leung Biliary Stent 5fr 12cm | CLSO-5-12 | Standalone | DE0007021 | As per HSA registered indication(s)
Gastroenterology | Gastrointestinal (GI) tract obstruction treatment | Gastrointestinal (GI) stent | Plastic stent | Cook Medical | Cotton-Leung Biliary Stent 5fr 15cm | CLSO-5-15 | Standalone | DE0007021 | As per HSA registered indication(s)
Gastroenterology | Gastrointestinal (GI) tract obstruction treatment | Gastrointestinal (GI) stent | Plastic stent | Cook Medical | Cotton-Leung Biliary Stent 7fr 2cm | CLSO-7-2 | Standalone | DE0007021 | As per HSA registered indication(s)
Gastroenterology | Gastrointestinal (GI) tract obstruction treatment | Gastrointestinal (GI) stent | Plastic stent | Cook Medical | Cotton-Leung Biliary Stent 7fr 3cm | CLSO-7-3 | Standalone | DE0007021 | As per HSA registered indication(s)
Gastroenterology | Gastrointestinal (GI) tract obstruction treatment | Gastrointestinal (GI) stent | Plastic stent | Cook Medical | Cotton-Leung Biliary Stent 7fr 4cm | CLSO-7-4 | Standalone | DE0007021 | As per HSA registered indication(s)
Gastroenterology | Gastrointestinal (GI) tract obstruction treatment | Gastrointestinal (GI) stent | Plastic stent | Cook Medical | Cotton-Leung Biliary Stent 7fr 5cm | CLSO-7-5 | Standalone | DE0007021 | As per HSA registered indication(s)
Gastroenterology | Gastrointestinal (GI) tract obstruction treatment | Gastrointestinal (GI) stent | Plastic stent | Cook Medical | Cotton-Leung Biliary Stent 7fr 6cm | CLSO-7-6 | Standalone | DE0007021 | As per HSA registered indication(s)
Gastroenterology | Gastrointestinal (GI) tract obstruction treatment | Gastrointestinal (GI) stent | Plastic stent | Cook Medical | Cotton-Leung Biliary Stent 7fr 7cm | CLSO-7-7 | Standalone | DE0007021 | As per HSA registered indication(s)
Gastroenterology | Gastrointestinal (GI) tract obstruction treatment | Gastrointestinal (GI) stent | Plastic stent | Cook Medical | Cotton-Leung Biliary Stent 7fr 8cm | CLSO-7-8 | Standalone | DE0007021 | As per HSA registered indication(s)
Gastroenterology | Gastrointestinal (GI) tract obstruction treatment | Gastrointestinal (GI) stent | Plastic stent | Cook Medical | Cotton-Leung Biliary Stent 7fr 9cm | CLSO-7-9 | Standalone | DE0007021 | As per HSA registered indication(s)
Gastroenterology | Gastrointestinal (GI) tract obstruction treatment | Gastrointestinal (GI) stent | Plastic stent | Cook Medical | Cotton-Leung Biliary Stent 7fr 10cm | CLSO-7-10 | Standalone | DE0007021 | As per HSA registered indication(s)
Gastroenterology | Gastrointestinal (GI) tract obstruction treatment | Gastrointestinal (GI) stent | Plastic stent | Cook Medical | Cotton-Leung Biliary Stent 7fr 11cm | CLSO-7-11 | Standalone | DE0007021 | As per HSA registered indication(s)
Gastroenterology | Gastrointestinal (GI) tract obstruction treatment | Gastrointestinal (GI) stent | Plastic stent | Cook Medical | Cotton-Leung Biliary Stent 7fr 12cm | CLSO-7-12 | Standalone | DE0007021 | As per HSA registered indication(s)
Gastroenterology | Gastrointestinal (GI) tract obstruction treatment | Gastrointestinal (GI) stent | Plastic stent | Cook Medical | Cotton-Leung Biliary Stent 7fr 13cm | CLSO-7-13 | Standalone | DE0007021 | As per HSA registered indication(s)
Gastroenterology | Gastrointestinal (GI) tract obstruction treatment | Gastrointestinal (GI) stent | Plastic stent | Cook Medical | Cotton-Leung Biliary Stent 7fr 14cm | CLSO-7-14 | Standalone | DE0007021 | As per HSA registered indication(s)
Gastroenterology | Gastrointestinal (GI) tract obstruction treatment | Gastrointestinal (GI) stent | Plastic stent | Cook Medical | Cotton-Leung Biliary Stent 7fr 15cm | CLSO-7-15 | Standalone | DE0007021 | As per HSA registered indication(s)
Gastroenterology | Gastrointestinal (GI) tract obstruction treatment | Gastrointestinal (GI) stent | Plastic stent | Cook Medical | Cotton-Leung Biliary Stent 7fr 16cm | CLSO-7-16 | Standalone | DE0007021 | As per HSA registered indication(s)
Gastroenterology | Gastrointestinal (GI) tract obstruction treatment | Gastrointestinal (GI) stent | Plastic stent | Cook Medical | Cotton-Leung Biliary Stent 7fr 17cm | CLSO-7-17 | Standalone | DE0007021 | As per HSA registered indication(s)
Gastroenterology | Gastrointestinal (GI) tract obstruction treatment | Gastrointestinal (GI) stent | Plastic stent | Cook Medical | Cotton-Leung Biliary Stent 7fr 18cm | CLSO-7-18 | Standalone | DE0007021 | As per HSA registered indication(s)
Gastroenterology | Gastrointestinal (GI) tract obstruction treatment | Gastrointestinal (GI) stent | Plastic stent | Cook Medical | Cotton-Leung Biliary Stent 7fr 19cm | CLSO-7-19 | Standalone | DE0007021 | As per HSA registered indication(s)
Gastroenterology | Gastrointestinal (GI) tract obstruction treatment | Gastrointestinal (GI) stent | Plastic stent | Cook Medical | Cotton-Leung Biliary Stent 7fr 20cm | CLSO-7-20 | Standalone | DE0007021 | As per HSA registered indication(s)
Gastroenterology | Gastrointestinal (GI) tract obstruction treatment | Gastrointestinal (GI) stent | Plastic stent | Cook Medical | Cotton-Leung Biliary Stent 7fr 21cm | CLSO-7-21 | Standalone | DE0007021 | As per HSA registered indication(s)
Gastroenterology | Gastrointestinal (GI) tract obstruction treatment | Gastrointestinal (GI) stent | Plastic stent | Cook Medical | Cotton-Leung Biliary Stent 8.5fr 3cm | CLSO-8.5-3 | Standalone | DE0007021 | As per HSA registered indication(s)
Gastroenterology | Gastrointestinal (GI) tract obstruction treatment | Gastrointestinal (GI) stent | Plastic stent | Cook Medical | Cotton-Leung Biliary Stent 8.5fr 5cm | CLSO-8.5-5 | Standalone | DE0007021 | As per HSA registered indication(s)
Gastroenterology | Gastrointestinal (GI) tract obstruction treatment | Gastrointestinal (GI) stent | Plastic stent | Cook Medical | Cotton-Leung Biliary Stent 8.5fr 6cm | CLSO-8.5-6 | Standalone | DE0007021 | As per HSA registered indication(s)
Gastroenterology | Gastrointestinal (GI) tract obstruction treatment | Gastrointestinal (GI) stent | Plastic stent | Cook Medical | Cotton-Leung Biliary Stent 8.5fr 7cm | CLSO-8.5-7 | Standalone | DE0007021 | As per HSA registered indication(s)
Gastroenterology | Gastrointestinal (GI) tract obstruction treatment | Gastrointestinal (GI) stent | Plastic stent | Cook Medical | Cotton-Leung Biliary Stent 8.5fr 8cm | CLSO-8.5-8 | Standalone | DE0007021 | As per HSA registered indication(s)
Gastroenterology | Gastrointestinal (GI) tract obstruction treatment | Gastrointestinal (GI) stent | Plastic stent | Cook Medical | Cotton-Leung Biliary Stent 8.5fr 9cm | CLSO-8.5-9 | Standalone | DE0007021 | As per HSA registered indication(s)
Gastroenterology | Gastrointestinal (GI) tract obstruction treatment | Gastrointestinal (GI) stent | Plastic stent | Cook Medical | Cotton-Leung Biliary Stent 8.5fr 10cm | CLSO-8.5-10 | Standalone | DE0007021 | As per HSA registered indication(s)
Gastroenterology | Gastrointestinal (GI) tract obstruction treatment | Gastrointestinal (GI) stent | Plastic stent | Cook Medical | Cotton-Leung Biliary Stent 8.5fr 11cm | CLSO-8.5-11 | Standalone | DE0007021 | As per HSA registered indication(s)
Gastroenterology | Gastrointestinal (GI) tract obstruction treatment | Gastrointestinal (GI) stent | Plastic stent | Cook Medical | Cotton-Leung Biliary Stent 8.5fr 12cm | CLSO-8.5-12 | Standalone | DE0007021 | As per HSA registered indication(s)
Gastroenterology | Gastrointestinal (GI) tract obstruction treatment | Gastrointestinal (GI) stent | Plastic stent | Cook Medical | Cotton-Leung Biliary Stent 8.5fr 13cm | CLSO-8.5-13 | Standalone | DE0007021 | As per HSA registered indication(s)
Gastroenterology | Gastrointestinal (GI) tract obstruction treatment | Gastrointestinal (GI) stent | Plastic stent | Cook Medical | Cotton-Leung Biliary Stent 8.5fr 14cm | CLSO-8.5-14 | Standalone | DE0007021 | As per HSA registered indication(s)
Gastroenterology | Gastrointestinal (GI) tract obstruction treatment | Gastrointestinal (GI) stent | Plastic stent | Cook Medical | Cotton-Leung Biliary Stent 8.5fr 15cm | CLSO-8.5-15 | Standalone | DE0007021 | As per HSA registered indication(s)
Gastroenterology | Gastrointestinal (GI) tract obstruction treatment | Gastrointestinal (GI) stent | Plastic stent | Cook Medical | Cotton-Leung Biliary Stent 8.5fr 16cm | CLSO-8.5-16 | Standalone | DE0007021 | As per HSA registered indication(s)
Gastroenterology | Gastrointestinal (GI) tract obstruction treatment | Gastrointestinal (GI) stent | Plastic stent | Cook Medical | Cotton-Leung Biliary Stent 8.5fr 17cm | CLSO-8.5-17 | Standalone | DE0007021 | As per HSA registered indication(s)
Gastroenterology | Gastrointestinal (GI) tract obstruction treatment | Gastrointestinal (GI) stent | Plastic stent | Cook Medical | Cotton-Leung Biliary Stent 8.5fr 18cm | CLSO-8.5-18 | Standalone | DE0007021 | As per HSA registered indication(s)
Gastroenterology | Gastrointestinal (GI) tract obstruction treatment | Gastrointestinal (GI) stent | Plastic stent | Cook Medical | Cotton-Leung Biliary Stent 8.5fr 20cm | CLSO-8.5-20 | Standalone | DE0007021 | As per HSA registered indication(s)
Gastroenterology | Gastrointestinal (GI) tract obstruction treatment | Gastrointestinal (GI) stent | Plastic stent | Cook Medical | Cotton-Leung Biliary Stent 10fr 2cm | CLSO-10-2 | Standalone | DE0007021 | As per HSA registered indication(s)
Gastroenterology | Gastrointestinal (GI) tract obstruction treatment | Gastrointestinal (GI) stent | Plastic stent | Cook Medical | Cotton-Leung Biliary Stent 10fr 3cm | CLSO-10-3 | Standalone | DE0007021 | As per HSA registered indication(s)
Gastroenterology | Gastrointestinal (GI) tract obstruction treatment | Gastrointestinal (GI) stent | Plastic stent | Cook Medical | Cotton-Leung Biliary Stent 10fr 4cm | CLSO-10-4 | Standalone | DE0007021 | As per HSA registered indication(s)
Gastroenterology | Gastrointestinal (GI) tract obstruction treatment | Gastrointestinal (GI) stent | Plastic stent | Cook Medical | Cotton-Leung Biliary Stent 10fr 5cm | CLSO-10-5 | Standalone | DE0007021 | As per HSA registered indication(s)
Gastroenterology | Gastrointestinal (GI) tract obstruction treatment | Gastrointestinal (GI) stent | Plastic stent | Cook Medical | Cotton-Leung Biliary Stent 10fr 6cm | CLSO-10-6 | Standalone | DE0007021 | As per HSA registered indication(s)
Gastroenterology | Gastrointestinal (GI) tract obstruction treatment | Gastrointestinal (GI) stent | Plastic stent | Cook Medical | Cotton-Leung Biliary Stent 10fr 7cm | CLSO-10-7 | Standalone | DE0007021 | As per HSA registered indication(s)
Gastroenterology | Gastrointestinal (GI) tract obstruction treatment | Gastrointestinal (GI) stent | Plastic stent | Cook Medical | Cotton-Leung Biliary Stent 10fr 8cm | CLSO-10-8 | Standalone | DE0007021 | As per HSA registered indication(s)
Gastroenterology | Gastrointestinal (GI) tract obstruction treatment | Gastrointestinal (GI) stent | Plastic stent | Cook Medical | Cotton-Leung Biliary Stent 10fr 9cm | CLSO-10-9 | Standalone | DE0007021 | As per HSA registered indication(s)
Gastroenterology | Gastrointestinal (GI) tract obstruction treatment | Gastrointestinal (GI) stent | Plastic stent | Cook Medical | Cotton-Leung Biliary Stent 10fr 10cm | CLSO-10-10 | Standalone | DE0007021 | As per HSA registered indication(s)
Gastroenterology | Gastrointestinal (GI) tract obstruction treatment | Gastrointestinal (GI) stent | Plastic stent | Cook Medical | Cotton-Leung Biliary Stent 10fr 11cm | CLSO-10-11 | Standalone | DE0007021 | As per HSA registered indication(s)
Gastroenterology | Gastrointestinal (GI) tract obstruction treatment | Gastrointestinal (GI) stent | Plastic stent | Cook Medical | Cotton-Leung Biliary Stent 10fr 12cm | CLSO-10-12 | Standalone | DE0007021 | As per HSA registered indication(s)
Gastroenterology | Gastrointestinal (GI) tract obstruction treatment | Gastrointestinal (GI) stent | Plastic stent | Cook Medical | Cotton-Leung Biliary Stent 10fr 13cm | CLSO-10-13 | Standalone | DE0007021 | As per HSA registered indication(s)
Gastroenterology | Gastrointestinal (GI) tract obstruction treatment | Gastrointestinal (GI) stent | Plastic stent | Cook Medical | Cotton-Leung Biliary Stent 10fr 14cm | CLSO-10-14 | Standalone | DE0007021 | As per HSA registered indication(s)
Gastroenterology | Gastrointestinal (GI) tract obstruction treatment | Gastrointestinal (GI) stent | Plastic stent | Cook Medical | Cotton-Leung Biliary Stent 10fr 15cm | CLSO-10-15 | Standalone | DE0007021 | As per HSA registered indication(s)
Gastroenterology | Gastrointestinal (GI) tract obstruction treatment | Gastrointestinal (GI) stent | Plastic stent | Cook Medical | Cotton-Leung Biliary Stent 10fr 16cm | CLSO-10-16 | Standalone | DE0007021 | As per HSA registered indication(s)
Gastroenterology | Gastrointestinal (GI) tract obstruction treatment | Gastrointestinal (GI) stent | Plastic stent | Cook Medical | Cotton-Leung Biliary Stent 10fr 17cm | CLSO-10-17 | Standalone | DE0007021 | As per HSA registered indication(s)
Gastroenterology | Gastrointestinal (GI) tract obstruction treatment | Gastrointestinal (GI) stent | Plastic stent | Cook Medical | Cotton-Leung Biliary Stent 10fr 18cm | CLSO-10-18 | Standalone | DE0007021 | As per HSA registered indication(s)
Gastroenterology | Gastrointestinal (GI) tract obstruction treatment | Gastrointestinal (GI) stent | Plastic stent | Cook Medical | Cotton-Leung Biliary Stent 10fr 19cm | CLSO-10-19 | Standalone | DE0007021 | As per HSA registered indication(s)
Gastroenterology | Gastrointestinal (GI) tract obstruction treatment | Gastrointestinal (GI) stent | Plastic stent | Cook Medical | Cotton-Leung Biliary Stent 10fr 20cm | CLSO-10-20 | Standalone | DE0007021 | As per HSA registered indication(s)
Gastroenterology | Gastrointestinal (GI) tract obstruction treatment | Gastrointestinal (GI) stent | Plastic stent | Cook Medical | Cotton-Leung Biliary Stent 10fr 21cm | CLSO-10-21 | Standalone | DE0007021 | As per HSA registered indication(s)
Gastroenterology | Gastrointestinal (GI) tract obstruction treatment | Gastrointestinal (GI) stent | Plastic stent | Cook Medical | Cotton-Leung Biliary Stent 11.5fr 3cm | CLSO-11.5-3 | Standalone | DE0007021 | As per HSA registered indication(s)
Gastroenterology | Gastrointestinal (GI) tract obstruction treatment | Gastrointestinal (GI) stent | Plastic stent | Cook Medical | Cotton-Leung Biliary Stent 11.5fr 5cm | CLSO-11.5-5 | Standalone | DE0007021 | As per HSA registered indication(s)
Gastroenterology | Gastrointestinal (GI) tract obstruction treatment | Gastrointestinal (GI) stent | Plastic stent | Cook Medical | Cotton-Leung Biliary Stent 11.5fr 6cm | CLSO-11.5-6 | Standalone | DE0007021 | As per HSA registered indication(s)
Gastroenterology | Gastrointestinal (GI) tract obstruction treatment | Gastrointestinal (GI) stent | Plastic stent | Cook Medical | Cotton-Leung Biliary Stent 11.5fr 7cm | CLSO-11.5-7 | Standalone | DE0007021 | As per HSA registered indication(s)
Gastroenterology | Gastrointestinal (GI) tract obstruction treatment | Gastrointestinal (GI) stent | Plastic stent | Cook Medical | Cotton-Leung Biliary Stent 11.5fr 8cm | CLSO-11.5-8 | Standalone | DE0007021 | As per HSA registered indication(s)
Gastroenterology | Gastrointestinal (GI) tract obstruction treatment | Gastrointestinal (GI) stent | Plastic stent | Cook Medical | Cotton-Leung Biliary Stent 11.5fr 9cm | CLSO-11.5-9 | Standalone | DE0007021 | As per HSA registered indication(s)
Gastroenterology | Gastrointestinal (GI) tract obstruction treatment | Gastrointestinal (GI) stent | Plastic stent | Cook Medical | Cotton-Leung Biliary Stent 11.5fr 10cm | CLSO-11.5-10 | Standalone | DE0007021 | As per HSA registered indication(s)
Gastroenterology | Gastrointestinal (GI) tract obstruction treatment | Gastrointestinal (GI) stent | Plastic stent | Cook Medical | Cotton-Leung Biliary Stent 11.5fr 11cm | CLSO-11.5-11 | Standalone | DE0007021 | As per HSA registered indication(s)
Gastroenterology | Gastrointestinal (GI) tract obstruction treatment | Gastrointestinal (GI) stent | Plastic stent | Cook Medical | Cotton-Leung Biliary Stent 11.5fr 12cm | CLSO-11.5-12 | Standalone | DE0007021 | As per HSA registered indication(s)
Gastroenterology | Gastrointestinal (GI) tract obstruction treatment | Gastrointestinal (GI) stent | Plastic stent | Cook Medical | Cotton-Leung Biliary Stent 11.5fr 13cm | CLSO-11.5-13 | Standalone | DE0007021 | As per HSA registered indication(s)
Gastroenterology | Gastrointestinal (GI) tract obstruction treatment | Gastrointestinal (GI) stent | Plastic stent | Cook Medical | Cotton-Leung Biliary Stent 11.5fr 14cm | CLSO-11.5-14 | Standalone | DE0007021 | As per HSA registered indication(s)
Gastroenterology | Gastrointestinal (GI) tract obstruction treatment | Gastrointestinal (GI) stent | Plastic stent | Cook Medical | Cotton-Leung Biliary Stent 11.5fr 15cm | CLSO-11.5-15 | Standalone | DE0007021 | As per HSA registered indication(s)
Gastroenterology | Gastrointestinal (GI) tract obstruction treatment | Gastrointestinal (GI) stent | Plastic stent | Cook Medical | Cotton-Leung Biliary Stent 11.5fr 16cm | CLSO-11.5-16 | Standalone | DE0007021 | As per HSA registered indication(s)
Gastroenterology | Gastrointestinal (GI) tract obstruction treatment | Gastrointestinal (GI) stent | Plastic stent | Cook Medical | Cotton-Leung Biliary Stent 11.5fr 17cm | CLSO-11.5-17 | Standalone | DE0007021 | As per HSA registered indication(s)
Gastroenterology | Gastrointestinal (GI) tract obstruction treatment | Gastrointestinal (GI) stent | Plastic stent | Cook Medical | Cotton-Leung Biliary Stent 11.5fr 18cm | CLSO-11.5-18 | Standalone | DE0007021 | As per HSA registered indication(s)
Gastroenterology | Gastrointestinal (GI) tract obstruction treatment | Gastrointestinal (GI) stent | Plastic stent | Cook Medical | Cotton-Leung Biliary Stent 11.5fr 20cm | CLSO-11.5-20 | Standalone | DE0007021 | As per HSA registered indication(s)
Gastroenterology | Gastrointestinal (GI) tract obstruction treatment | Gastrointestinal (GI) stent | Plastic stent | Cook Medical | Zimmon Pancreatic Stent 4Fr Length 2cm | SPSOF-4-2 | Standalone | DE0005334 | As per HSA registered indication(s)
Gastroenterology | Gastrointestinal (GI) tract obstruction treatment | Gastrointestinal (GI) stent | Plastic stent | Cook Medical | Zimmon Pancreatic Stent 4Fr Length 4cm | SPSOF-4-4 | Standalone | DE0005334 | As per HSA registered indication(s)
Gastroenterology | Gastrointestinal (GI) tract obstruction treatment | Gastrointestinal (GI) stent | Plastic stent | Cook Medical | Zimmon Pancreatic Stent 4Fr Length 6cm | SPSOF-4-6 | Standalone | DE0005334 | As per HSA registered indication(s)
Gastroenterology | Gastrointestinal (GI) tract obstruction treatment | Gastrointestinal (GI) stent | Plastic stent | Cook Medical | Zimmon Pancreatic Stent 4Fr Length 8cm | SPSOF-4-8 | Standalone | DE0005334 | As per HSA registered indication(s)
Gastroenterology | Gastrointestinal (GI) tract obstruction treatment | Gastrointestinal (GI) stent | Plastic stent | Cook Medical | Zimmon Pancreatic Stent 4Fr Length 10cm | SPSOF-4-10 | Standalone | DE0005334 | As per HSA registered indication(s)
Gastroenterology | Gastrointestinal (GI) tract obstruction treatment | Gastrointestinal (GI) stent | Plastic stent | Cook Medical | Zimmon Pancreatic Stent 4Fr Length 12cm | SPSOF-4-12 | Standalone | DE0005334 | As per HSA registered indication(s)
Gastroenterology | Gastrointestinal (GI) tract obstruction treatment | Gastrointestinal (GI) stent | Plastic stent | Cook Medical | Zimmon Pancreatic Stent 4Fr Length 15cm | SPSOF-4-15 | Standalone | DE0005334 | As per HSA registered indication(s)
Gastroenterology | Gastrointestinal (GI) tract obstruction treatment | Gastrointestinal (GI) stent | Plastic stent | Cook Medical | Zimmon Pancreatic Stent 4Fr Length 18cm | SPSOF-4-18 | Standalone | DE0005334 | As per HSA registered indication(s)
Gastroenterology | Gastrointestinal (GI) tract obstruction treatment | Gastrointestinal (GI) stent | Plastic stent | Cook Medical | Zimmon Pancreatic Stent 5Fr Length 2cm | SPSOF-5-2 | Standalone | DE0005334 | As per HSA registered indication(s)
Gastroenterology | Gastrointestinal (GI) tract obstruction treatment | Gastrointestinal (GI) stent | Plastic stent | Cook Medical | Zimmon Pancreatic Stent 5Fr Length 3cm | SPSOF-5-3 | Standalone | DE0005334 | As per HSA registered indication(s)
Gastroenterology | Gastrointestinal (GI) tract obstruction treatment | Gastrointestinal (GI) stent | Plastic stent | Cook Medical | Zimmon Pancreatic Stent 5Fr Length 4cm | SPSOF-5-4 | Standalone | DE0005334 | As per HSA registered indication(s)
Gastroenterology | Gastrointestinal (GI) tract obstruction treatment | Gastrointestinal (GI) stent | Plastic stent | Cook Medical | Zimmon Pancreatic Stent 5Fr Length 5cm | SPSOF-5-5 | Standalone | DE0005334 | As per HSA registered indication(s)
Gastroenterology | Gastrointestinal (GI) tract obstruction treatment | Gastrointestinal (GI) stent | Plastic stent | Cook Medical | Zimmon Pancreatic Stent 5Fr Length 6cm | SPSOF-5-6 | Standalone | DE0005334 | As per HSA registered indication(s)
Gastroenterology | Gastrointestinal (GI) tract obstruction treatment | Gastrointestinal (GI) stent | Plastic stent | Cook Medical | Zimmon Pancreatic Stent 5Fr Length 7cm | SPSOF-5-7 | Standalone | DE0005334 | As per HSA registered indication(s)
Gastroenterology | Gastrointestinal (GI) tract obstruction treatment | Gastrointestinal (GI) stent | Plastic stent | Cook Medical | Zimmon Pancreatic Stent 5Fr Length 8cm | SPSOF-5-8 | Standalone | DE0005334 | As per HSA registered indication(s)
Gastroenterology | Gastrointestinal (GI) tract obstruction treatment | Gastrointestinal (GI) stent | Plastic stent | Cook Medical | Zimmon Pancreatic Stent 5Fr Length 9cm | SPSOF-5-9 | Standalone | DE0005334 | As per HSA registered indication(s)
Gastroenterology | Gastrointestinal (GI) tract obstruction treatment | Gastrointestinal (GI) stent | Plastic stent | Cook Medical | Zimmon Pancreatic Stent 5Fr Length 10cm | SPSOF-5-10 | Standalone | DE0005334 | As per HSA registered indication(s)
Gastroenterology | Gastrointestinal (GI) tract obstruction treatment | Gastrointestinal (GI) stent | Plastic stent | Cook Medical | Zimmon Pancreatic Stent 5Fr Length 11cm | SPSOF-5-11 | Standalone | DE0005334 | As per HSA registered indication(s)
Gastroenterology | Gastrointestinal (GI) tract obstruction treatment | Gastrointestinal (GI) stent | Plastic stent | Cook Medical | Zimmon Pancreatic Stent 5Fr Length 12cm | SPSOF-5-12 | Standalone | DE0005334 | As per HSA registered indication(s)
Gastroenterology | Gastrointestinal (GI) tract obstruction treatment | Gastrointestinal (GI) stent | Plastic stent | Cook Medical | Zimmon Pancreatic Stent 5Fr Length 15cm | SPSOF-5-15 | Standalone | DE0005334 | As per HSA registered indication(s)
Gastroenterology | Gastrointestinal (GI) tract obstruction treatment | Gastrointestinal (GI) stent | Plastic stent | Cook Medical | Zimmon Pancreatic Stent 5Fr Length 2.5cm | SPSOF-5-2.5 | Standalone | DE0005334 | As per HSA registered indication(s)
Gastroenterology | Gastrointestinal (GI) tract obstruction treatment | Gastrointestinal (GI) stent | Plastic stent | Cook Medical | Zimmon Pancreatic Stent 6Fr Length 2cm | SPSOF-6-2 | Standalone | DE0005334 | As per HSA registered indication(s)
Gastroenterology | Gastrointestinal (GI) tract obstruction treatment | Gastrointestinal (GI) stent | Plastic stent | Cook Medical | Zimmon Pancreatic Stent 6Fr Length 25cm | SPSOF-6-2.5 | Standalone | DE0005334 | As per HSA registered indication(s)
Gastroenterology | Gastrointestinal (GI) tract obstruction treatment | Gastrointestinal (GI) stent | Plastic stent | Cook Medical | Zimmon Pancreatic Stent 6Fr Length 4cm | SPSOF-6-4 | Standalone | DE0005334 | As per HSA registered indication(s)
Gastroenterology | Gastrointestinal (GI) tract obstruction treatment | Gastrointestinal (GI) stent | Plastic stent | Cook Medical | Zimmon Pancreatic Stent 6Fr Length 6cm | SPSOF-6-6 | Standalone | DE0005334 | As per HSA registered indication(s)
Gastroenterology | Gastrointestinal (GI) tract obstruction treatment | Gastrointestinal (GI) stent | Plastic stent | Cook Medical | Zimmon Pancreatic Stent 6Fr Length 8cm | SPSOF-6-8 | Standalone | DE0005334 | As per HSA registered indication(s)
Gastroenterology | Gastrointestinal (GI) tract obstruction treatment | Gastrointestinal (GI) stent | Plastic stent | Cook Medical | Zimmon Pancreatic Stent 6Fr Length 10cm | SPSOF-6-10 | Standalone | DE0005334 | As per HSA registered indication(s)
Gastroenterology | Gastrointestinal (GI) tract obstruction treatment | Gastrointestinal (GI) stent | Plastic stent | Cook Medical | Zimmon Pancreatic Stent 6Fr Length 12cm | SPSOF-6-12 | Standalone | DE0005334 | As per HSA registered indication(s)
Gastroenterology | Gastrointestinal (GI) tract obstruction treatment | Gastrointestinal (GI) stent | Plastic stent | Cook Medical | Zimmon Pancreatic Stent 6Fr Length 15cm | SPSOF-6-15 | Standalone | DE0005334 | As per HSA registered indication(s)
Gastroenterology | Gastrointestinal (GI) tract obstruction treatment | Gastrointestinal (GI) stent | Plastic stent | Cook Medical | Zimmon Pancreatic Stent 7Fr Length 2cm | SPSOF-7-2 | Standalone | DE0005334 | As per HSA registered indication(s)
Gastroenterology | Gastrointestinal (GI) tract obstruction treatment | Gastrointestinal (GI) stent | Plastic stent | Cook Medical | Zimmon Pancreatic Stent 7Fr Length 3cm | SPSOF-7-3 | Standalone | DE0005334 | As per HSA registered indication(s)
Gastroenterology | Gastrointestinal (GI) tract obstruction treatment | Gastrointestinal (GI) stent | Plastic stent | Cook Medical | Zimmon Pancreatic Stent 7Fr Length 4cm | SPSOF-7-4 | Standalone | DE0005334 | As per HSA registered indication(s)
Gastroenterology | Gastrointestinal (GI) tract obstruction treatment | Gastrointestinal (GI) stent | Plastic stent | Cook Medical | Zimmon Pancreatic Stent 7Fr Length 5cm | SPSOF-7-5 | Standalone | DE0005334 | As per HSA registered indication(s)
Gastroenterology | Gastrointestinal (GI) tract obstruction treatment | Gastrointestinal (GI) stent | Plastic stent | Cook Medical | Zimmon Pancreatic Stent 7Fr Length 6cm | SPSOF-7-6 | Standalone | DE0005334 | As per HSA registered indication(s)
Gastroenterology | Gastrointestinal (GI) tract obstruction treatment | Gastrointestinal (GI) stent | Plastic stent | Cook Medical | Zimmon Pancreatic Stent 7Fr Length 7cm | SPSOF-7-7 | Standalone | DE0005334 | As per HSA registered indication(s)
Gastroenterology | Gastrointestinal (GI) tract obstruction treatment | Gastrointestinal (GI) stent | Plastic stent | Cook Medical | Zimmon Pancreatic Stent 7Fr Length 8cm | SPSOF-7-8 | Standalone | DE0005334 | As per HSA registered indication(s)
Gastroenterology | Gastrointestinal (GI) tract obstruction treatment | Gastrointestinal (GI) stent | Plastic stent | Cook Medical | Zimmon Pancreatic Stent 7Fr Length 9cm | SPSOF-7-9 | Standalone | DE0005334 | As per HSA registered indication(s)
Gastroenterology | Gastrointestinal (GI) tract obstruction treatment | Gastrointestinal (GI) stent | Plastic stent | Cook Medical | Zimmon Pancreatic Stent 7Fr Length 10cm | SPSOF-7-10 | Standalone | DE0005334 | As per HSA registered indication(s)
Gastroenterology | Gastrointestinal (GI) tract obstruction treatment | Gastrointestinal (GI) stent | Plastic stent | Cook Medical | Zimmon Pancreatic Stent 7Fr Length 11cm | SPSOF-7-11 | Standalone | DE0005334 | As per HSA registered indication(s)
Gastroenterology | Gastrointestinal (GI) tract obstruction treatment | Gastrointestinal (GI) stent | Plastic stent | Cook Medical | Zimmon Pancreatic Stent 7Fr Length 12cm | SPSOF-7-12 | Standalone | DE0005334 | As per HSA registered indication(s)
Gastroenterology | Gastrointestinal (GI) tract obstruction treatment | Gastrointestinal (GI) stent | Plastic stent | Cook Medical | Zimmon Pancreatic Stent 7Fr Length 15cm | SPSOF-7-15 | Standalone | DE0005334 | As per HSA registered indication(s)
Gastroenterology | Gastrointestinal (GI) tract obstruction treatment | Gastrointestinal (GI) stent | Plastic stent | Cook Medical | Zimmon Pancreatic Stent 7Fr Length 16cm | SPSOF-7-16 | Standalone | DE0005334 | As per HSA registered indication(s)
Gastroenterology | Gastrointestinal (GI) tract obstruction treatment | Gastrointestinal (GI) stent | Plastic stent | Cook Medical | Zimmon Pancreatic Stent 7Fr Length 18cm | SPSOF-7-18 | Standalone | DE0005334 | As per HSA registered indication(s)
Gastroenterology | Gastrointestinal (GI) tract obstruction treatment | Gastrointestinal (GI) stent | Plastic stent | Cook Medical | Zimmon Pancreatic Stent 7Fr Length 2.5cm | SPSOF-7-2.5 | Standalone | DE0005334 | As per HSA registered indication(s)
Gastroenterology | Gastrointestinal (GI) tract obstruction treatment | Gastrointestinal (GI) stent | Plastic stent | Cook Medical | Zimmon Pancreatic Stent 8.5Fr Length 7cm | SPSOF-8.5-7 | Standalone | DE0005334 | As per HSA registered indication(s)
Gastroenterology | Gastrointestinal (GI) tract obstruction treatment | Gastrointestinal (GI) stent | Plastic stent | Cook Medical | Zimmon Pancreatic Stent 8.5Fr Length 10cm | SPSOF-8.5-10 | Standalone | DE0005334 | As per HSA registered indication(s)
Gastroenterology | Gastrointestinal (GI) tract obstruction treatment | Gastrointestinal (GI) stent | Plastic stent | Cook Medical | Zimmon Pancreatic Stent 8.5Fr Length 12cm | SPSOF-8.5-12 | Standalone | DE0005334 | As per HSA registered indication(s)
Gastroenterology | Gastrointestinal (GI) tract obstruction treatment | Gastrointestinal (GI) stent | Plastic stent | Cook Medical | Zimmon Pancreatic Stent 10Fr Length 3cm | SPSOF-10-3 | Standalone | DE0005334 | As per HSA registered indication(s)
Gastroenterology | Gastrointestinal (GI) tract obstruction treatment | Gastrointestinal (GI) stent | Plastic stent | Cook Medical | Zimmon Pancreatic Stent 10Fr Length 4cm | SPSOF-10-4 | Standalone | DE0005334 | As per HSA registered indication(s)
Gastroenterology | Gastrointestinal (GI) tract obstruction treatment | Gastrointestinal (GI) stent | Plastic stent | Cook Medical | Zimmon Pancreatic Stent 10Fr Length 5cm | SPSOF-10-5 | Standalone | DE0005334 | As per HSA registered indication(s)
Gastroenterology | Gastrointestinal (GI) tract obstruction treatment | Gastrointestinal (GI) stent | Plastic stent | Cook Medical | Zimmon Pancreatic Stent 10Fr Length 6cm | SPSOF-10-6 | Standalone | DE0005334 | As per HSA registered indication(s)
Gastroenterology | Gastrointestinal (GI) tract obstruction treatment | Gastrointestinal (GI) stent | Plastic stent | Cook Medical | Zimmon Pancreatic Stent 10Fr Length 7cm | SPSOF-10-7 | Standalone | DE0005334 | As per HSA registered indication(s)
Gastroenterology | Gastrointestinal (GI) tract obstruction treatment | Gastrointestinal (GI) stent | Plastic stent | Cook Medical | Zimmon Pancreatic Stent 10Fr Length 8cm | SPSOF-10-8 | Standalone | DE0005334 | As per HSA registered indication(s)
Gastroenterology | Gastrointestinal (GI) tract obstruction treatment | Gastrointestinal (GI) stent | Plastic stent | Cook Medical | Zimmon Pancreatic Stent 10Fr Length 10cm | SPSOF-10-10 | Standalone | DE0005334 | As per HSA registered indication(s)
Gastroenterology | Gastrointestinal (GI) tract obstruction treatment | Gastrointestinal (GI) stent | Plastic stent | Cook Medical | Zimmon Pancreatic Stent 10Fr Length 12cm | SPSOF-10-12 | Standalone | DE0005334 | As per HSA registered indication(s)
Gastroenterology | Gastrointestinal (GI) tract obstruction treatment | Gastrointestinal (GI) stent | Plastic stent | Cook Medical | Zimmon Pancreatic Stent 10Fr Length 15cm | SPSOF-10-15 | Standalone | DE0005334 | As per HSA registered indication(s)
Gastroenterology | Gastrointestinal (GI) tract obstruction treatment | Gastrointestinal (GI) stent | Plastic stent | Olympus Singapore Pte Ltd. | SINGLE USE BILIARY DRAINAGE STENT V (STRAIGHT) | PBD-1030-0705 | Standalone | DE0018124 | As per HSA registered indication(s)
Gastroenterology | Gastrointestinal (GI) tract obstruction treatment | Gastrointestinal (GI) stent | Plastic stent | Olympus Singapore Pte Ltd. | SINGLE USE BILIARY DRAINAGE STENT V (STRAIGHT) | PBD-1030-0706 | Standalone | DE0018124 | As per HSA registered indication(s)
Gastroenterology | Gastrointestinal (GI) tract obstruction treatment | Gastrointestinal (GI) stent | Plastic stent | Olympus Singapore Pte Ltd. | SINGLE USE BILIARY DRAINAGE STENT V (STRAIGHT) | PBD-1030-0707 | Standalone | DE0018124 | As per HSA registered indication(s)
Gastroenterology | Gastrointestinal (GI) tract obstruction treatment | Gastrointestinal (GI) stent | Plastic stent | Olympus Singapore Pte Ltd. | SINGLE USE BILIARY DRAINAGE STENT V (STRAIGHT) | PBD-1030-0708 | Standalone | DE0018124 | As per HSA registered indication(s)
Gastroenterology | Gastrointestinal (GI) tract obstruction treatment | Gastrointestinal (GI) stent | Plastic stent | Olympus Singapore Pte Ltd. | SINGLE USE BILIARY DRAINAGE STENT V (STRAIGHT) | PBD-1030-0709 | Standalone | DE0018124 | As per HSA registered indication(s)
Gastroenterology | Gastrointestinal (GI) tract obstruction treatment | Gastrointestinal (GI) stent | Plastic stent | Olympus Singapore Pte Ltd. | SINGLE USE BILIARY DRAINAGE STENT V (STRAIGHT) | PBD-1030-0710 | Standalone | DE0018124 | As per HSA registered indication(s)
Gastroenterology | Gastrointestinal (GI) tract obstruction treatment | Gastrointestinal (GI) stent | Plastic stent | Olympus Singapore Pte Ltd. | SINGLE USE BILIARY DRAINAGE STENT V (STRAIGHT) | PBD-1030-0711 | Standalone | DE0018124 | As per HSA registered indication(s)
Gastroenterology | Gastrointestinal (GI) tract obstruction treatment | Gastrointestinal (GI) stent | Plastic stent | Olympus Singapore Pte Ltd. | SINGLE USE BILIARY DRAINAGE STENT V (STRAIGHT) | PBD-1030-0712 | Standalone | DE0018124 | As per HSA registered indication(s)
Gastroenterology | Gastrointestinal (GI) tract obstruction treatment | Gastrointestinal (GI) stent | Plastic stent | Olympus Singapore Pte Ltd. | SINGLE USE BILIARY DRAINAGE STENT V (STRAIGHT) | PBD-1030-0713 | Standalone | DE0018124 | As per HSA registered indication(s)
Gastroenterology | Gastrointestinal (GI) tract obstruction treatment | Gastrointestinal (GI) stent | Plastic stent | Olympus Singapore Pte Ltd. | SINGLE USE BILIARY DRAINAGE STENT V (STRAIGHT) | PBD-1030-0714 | Standalone | DE0018124 | As per HSA registered indication(s)
Gastroenterology | Gastrointestinal (GI) tract obstruction treatment | Gastrointestinal (GI) stent | Plastic stent | Olympus Singapore Pte Ltd. | SINGLE USE BILIARY DRAINAGE STENT V (STRAIGHT) | PBD-1030-0715 | Standalone | DE0018124 | As per HSA registered indication(s)
Gastroenterology | Gastrointestinal (GI) tract obstruction treatment | Gastrointestinal (GI) stent | Plastic stent | Olympus Singapore Pte Ltd. | SINGLE USE BILIARY DRAINAGE STENT V (STRAIGHT) | PBD-1030-0716 | Standalone | DE0018124 | As per HSA registered indication(s)
Gastroenterology | Gastrointestinal (GI) tract obstruction treatment | Gastrointestinal (GI) stent | Plastic stent | Olympus Singapore Pte Ltd. | SINGLE USE BILIARY DRAINAGE STENT V (STRAIGHT) | PBD-1030-0717 | Standalone | DE0018124 | As per HSA registered indication(s)
Gastroenterology | Gastrointestinal (GI) tract obstruction treatment | Gastrointestinal (GI) stent | Plastic stent | Olympus Singapore Pte Ltd. | SINGLE USE BILIARY DRAINAGE STENT V (STRAIGHT) | PBD-1030-0718 | Standalone | DE0018124 | As per HSA registered indication(s)
Gastroenterology | Gastrointestinal (GI) tract obstruction treatment | Gastrointestinal (GI) stent | Plastic stent | Olympus Singapore Pte Ltd. | SINGLE USE BILIARY DRAINAGE STENT V (STRAIGHT) | PBD-1030-0805 | Standalone | DE0018124 | As per HSA registered indication(s)
Gastroenterology | Gastrointestinal (GI) tract obstruction treatment | Gastrointestinal (GI) stent | Plastic stent | Olympus Singapore Pte Ltd. | SINGLE USE BILIARY DRAINAGE STENT V (STRAIGHT) | PBD-1030-0806 | Standalone | DE0018124 | As per HSA registered indication(s)
Gastroenterology | Gastrointestinal (GI) tract obstruction treatment | Gastrointestinal (GI) stent | Plastic stent | Olympus Singapore Pte Ltd. | SINGLE USE BILIARY DRAINAGE STENT V (STRAIGHT) | PBD-1030-0807 | Standalone | DE0018124 | As per HSA registered indication(s)
Gastroenterology | Gastrointestinal (GI) tract obstruction treatment | Gastrointestinal (GI) stent | Plastic stent | Olympus Singapore Pte Ltd. | SINGLE USE BILIARY DRAINAGE STENT V (STRAIGHT) | PBD-1030-0808 | Standalone | DE0018124 | As per HSA registered indication(s)
Gastroenterology | Gastrointestinal (GI) tract obstruction treatment | Gastrointestinal (GI) stent | Plastic stent | Olympus Singapore Pte Ltd. | SINGLE USE BILIARY DRAINAGE STENT V (STRAIGHT) | PBD-1030-0809 | Standalone | DE0018124 | As per HSA registered indication(s)
Gastroenterology | Gastrointestinal (GI) tract obstruction treatment | Gastrointestinal (GI) stent | Plastic stent | Olympus Singapore Pte Ltd. | SINGLE USE BILIARY DRAINAGE STENT V (STRAIGHT) | PBD-1030-0810 | Standalone | DE0018124 | As per HSA registered indication(s)
Gastroenterology | Gastrointestinal (GI) tract obstruction treatment | Gastrointestinal (GI) stent | Plastic stent | Olympus Singapore Pte Ltd. | SINGLE USE BILIARY DRAINAGE STENT V (STRAIGHT) | PBD-1030-0811 | Standalone | DE0018124 | As per HSA registered indication(s)
Gastroenterology | Gastrointestinal (GI) tract obstruction treatment | Gastrointestinal (GI) stent | Plastic stent | Olympus Singapore Pte Ltd. | SINGLE USE BILIARY DRAINAGE STENT V (STRAIGHT) | PBD-1030-0812 | Standalone | DE0018124 | As per HSA registered indication(s)
Gastroenterology | Gastrointestinal (GI) tract obstruction treatment | Gastrointestinal (GI) stent | Plastic stent | Olympus Singapore Pte Ltd. | SINGLE USE BILIARY DRAINAGE STENT V (STRAIGHT) | PBD-1030-0813 | Standalone | DE0018124 | As per HSA registered indication(s)
Gastroenterology | Gastrointestinal (GI) tract obstruction treatment | Gastrointestinal (GI) stent | Plastic stent | Olympus Singapore Pte Ltd. | SINGLE USE BILIARY DRAINAGE STENT V (STRAIGHT) | PBD-1030-0814 | Standalone | DE0018124 | As per HSA registered indication(s)
Gastroenterology | Gastrointestinal (GI) tract obstruction treatment | Gastrointestinal (GI) stent | Plastic stent | Olympus Singapore Pte Ltd. | SINGLE USE BILIARY DRAINAGE STENT V (STRAIGHT) | PBD-1030-0815 | Standalone | DE0018124 | As per HSA registered indication(s)
Gastroenterology | Gastrointestinal (GI) tract obstruction treatment | Gastrointestinal (GI) stent | Plastic stent | Olympus Singapore Pte Ltd. | SINGLE USE BILIARY DRAINAGE STENT V (STRAIGHT) | PBD-1030-0816 | Standalone | DE0018124 | As per HSA registered indication(s)
Gastroenterology | Gastrointestinal (GI) tract obstruction treatment | Gastrointestinal (GI) stent | Plastic stent | Olympus Singapore Pte Ltd. | SINGLE USE BILIARY DRAINAGE STENT V (STRAIGHT) | PBD-1030-0817 | Standalone | DE0018124 | As per HSA registered indication(s)
Gastroenterology | Gastrointestinal (GI) tract obstruction treatment | Gastrointestinal (GI) stent | Plastic stent | Olympus Singapore Pte Ltd. | SINGLE USE BILIARY DRAINAGE STENT V (STRAIGHT) | PBD-1030-0818 | Standalone | DE0018124 | As per HSA registered indication(s)
Gastroenterology | Gastrointestinal (GI) tract obstruction treatment | Gastrointestinal (GI) stent | Plastic stent | Olympus Singapore Pte Ltd. | SINGLE USE BILIARY DRAINAGE STENT V (STRAIGHT) | PBD-1030-1005 | Standalone | DE0018124 | As per HSA registered indication(s)
Gastroenterology | Gastrointestinal (GI) tract obstruction treatment | Gastrointestinal (GI) stent | Plastic stent | Olympus Singapore Pte Ltd. | SINGLE USE BILIARY DRAINAGE STENT V (STRAIGHT) | PBD-1030-1006 | Standalone | DE0018124 | As per HSA registered indication(s)
Gastroenterology | Gastrointestinal (GI) tract obstruction treatment | Gastrointestinal (GI) stent | Plastic stent | Olympus Singapore Pte Ltd. | SINGLE USE BILIARY DRAINAGE STENT V (STRAIGHT) | PBD-1030-1007 | Standalone | DE0018124 | As per HSA registered indication(s)
Gastroenterology | Gastrointestinal (GI) tract obstruction treatment | Gastrointestinal (GI) stent | Plastic stent | Olympus Singapore Pte Ltd. | SINGLE USE BILIARY DRAINAGE STENT V (STRAIGHT) | PBD-1030-1008 | Standalone | DE0018124 | As per HSA registered indication(s)
Gastroenterology | Gastrointestinal (GI) tract obstruction treatment | Gastrointestinal (GI) stent | Plastic stent | Olympus Singapore Pte Ltd. | SINGLE USE BILIARY DRAINAGE STENT V (STRAIGHT) | PBD-1030-1009 | Standalone | DE0018124 | As per HSA registered indication(s)
Gastroenterology | Gastrointestinal (GI) tract obstruction treatment | Gastrointestinal (GI) stent | Plastic stent | Olympus Singapore Pte Ltd. | SINGLE USE BILIARY DRAINAGE STENT V (STRAIGHT) | PBD-1030-1010 | Standalone | DE0018124 | As per HSA registered indication(s)
Gastroenterology | Gastrointestinal (GI) tract obstruction treatment | Gastrointestinal (GI) stent | Plastic stent | Olympus Singapore Pte Ltd. | SINGLE USE BILIARY DRAINAGE STENT V (STRAIGHT) | PBD-1030-1011 | Standalone | DE0018124 | As per HSA registered indication(s)
Gastroenterology | Gastrointestinal (GI) tract obstruction treatment | Gastrointestinal (GI) stent | Plastic stent | Olympus Singapore Pte Ltd. | SINGLE USE BILIARY DRAINAGE STENT V (STRAIGHT) | PBD-1030-1012 | Standalone | DE0018124 | As per HSA registered indication(s)
Gastroenterology | Gastrointestinal (GI) tract obstruction treatment | Gastrointestinal (GI) stent | Plastic stent | Olympus Singapore Pte Ltd. | SINGLE USE BILIARY DRAINAGE STENT V (STRAIGHT) | PBD-1030-1013 | Standalone | DE0018124 | As per HSA registered indication(s)
Gastroenterology | Gastrointestinal (GI) tract obstruction treatment | Gastrointestinal (GI) stent | Plastic stent | Olympus Singapore Pte Ltd. | SINGLE USE BILIARY DRAINAGE STENT V (STRAIGHT) | PBD-1030-1014 | Standalone | DE0018124 | As per HSA registered indication(s)
Gastroenterology | Gastrointestinal (GI) tract obstruction treatment | Gastrointestinal (GI) stent | Plastic stent | Olympus Singapore Pte Ltd. | SINGLE USE BILIARY DRAINAGE STENT V (STRAIGHT) | PBD-1030-1015 | Standalone | DE0018124 | As per HSA registered indication(s)
Gastroenterology | Gastrointestinal (GI) tract obstruction treatment | Gastrointestinal (GI) stent | Plastic stent | Olympus Singapore Pte Ltd. | SINGLE USE BILIARY DRAINAGE STENT V (STRAIGHT) | PBD-1030-1016 | Standalone | DE0018124 | As per HSA registered indication(s)
Gastroenterology | Gastrointestinal (GI) tract obstruction treatment | Gastrointestinal (GI) stent | Plastic stent | Olympus Singapore Pte Ltd. | SINGLE USE BILIARY DRAINAGE STENT V (STRAIGHT) | PBD-1030-1017 | Standalone | DE0018124 | As per HSA registered indication(s)
Gastroenterology | Gastrointestinal (GI) tract obstruction treatment | Gastrointestinal (GI) stent | Plastic stent | Olympus Singapore Pte Ltd. | SINGLE USE BILIARY DRAINAGE STENT V (STRAIGHT) | PBD-1030-1018 | Standalone | DE0018124 | As per HSA registered indication(s)
Gastroenterology | Gastrointestinal (GI) tract obstruction treatment | Gastrointestinal (GI) stent | Plastic stent | Olympus Singapore Pte Ltd. | SINGLE USE BILIARY DRAINAGE STENT V (STRAIGHT) | PBD-1030-1205 | Standalone | DE0018124 | As per HSA registered indication(s)
Gastroenterology | Gastrointestinal (GI) tract obstruction treatment | Gastrointestinal (GI) stent | Plastic stent | Olympus Singapore Pte Ltd. | SINGLE USE BILIARY DRAINAGE STENT V (STRAIGHT) | PBD-1030-1206 | Standalone | DE0018124 | As per HSA registered indication(s)
Gastroenterology | Gastrointestinal (GI) tract obstruction treatment | Gastrointestinal (GI) stent | Plastic stent | Olympus Singapore Pte Ltd. | SINGLE USE BILIARY DRAINAGE STENT V (STRAIGHT) | PBD-1030-1207 | Standalone | DE0018124 | As per HSA registered indication(s)
Gastroenterology | Gastrointestinal (GI) tract obstruction treatment | Gastrointestinal (GI) stent | Plastic stent | Olympus Singapore Pte Ltd. | SINGLE USE BILIARY DRAINAGE STENT V (STRAIGHT) | PBD-1030-1208 | Standalone | DE0018124 | As per HSA registered indication(s)
Gastroenterology | Gastrointestinal (GI) tract obstruction treatment | Gastrointestinal (GI) stent | Plastic stent | Olympus Singapore Pte Ltd. | SINGLE USE BILIARY DRAINAGE STENT V (STRAIGHT) | PBD-1030-1209 | Standalone | DE0018124 | As per HSA registered indication(s)
Gastroenterology | Gastrointestinal (GI) tract obstruction treatment | Gastrointestinal (GI) stent | Plastic stent | Olympus Singapore Pte Ltd. | SINGLE USE BILIARY DRAINAGE STENT V (STRAIGHT) | PBD-1030-1210 | Standalone | DE0018124 | As per HSA registered indication(s)
Gastroenterology | Gastrointestinal (GI) tract obstruction treatment | Gastrointestinal (GI) stent | Plastic stent | Olympus Singapore Pte Ltd. | SINGLE USE BILIARY DRAINAGE STENT V (STRAIGHT) | PBD-1030-1211 | Standalone | DE0018124 | As per HSA registered indication(s)
Gastroenterology | Gastrointestinal (GI) tract obstruction treatment | Gastrointestinal (GI) stent | Plastic stent | Olympus Singapore Pte Ltd. | SINGLE USE BILIARY DRAINAGE STENT V (STRAIGHT) | PBD-1030-1212 | Standalone | DE0018124 | As per HSA registered indication(s)
Gastroenterology | Gastrointestinal (GI) tract obstruction treatment | Gastrointestinal (GI) stent | Plastic stent | Olympus Singapore Pte Ltd. | SINGLE USE BILIARY DRAINAGE STENT V (STRAIGHT) | PBD-1030-1213 | Standalone | DE0018124 | As per HSA registered indication(s)
Gastroenterology | Gastrointestinal (GI) tract obstruction treatment | Gastrointestinal (GI) stent | Plastic stent | Olympus Singapore Pte Ltd. | SINGLE USE BILIARY DRAINAGE STENT V (STRAIGHT) | PBD-1030-1214 | Standalone | DE0018124 | As per HSA registered indication(s)
Gastroenterology | Gastrointestinal (GI) tract obstruction treatment | Gastrointestinal (GI) stent | Plastic stent | Olympus Singapore Pte Ltd. | SINGLE USE BILIARY DRAINAGE STENT V (STRAIGHT) | PBD-1030-1215 | Standalone | DE0018124 | As per HSA registered indication(s)
Gastroenterology | Gastrointestinal (GI) tract obstruction treatment | Gastrointestinal (GI) stent | Plastic stent | Olympus Singapore Pte Ltd. | SINGLE USE BILIARY DRAINAGE STENT V (STRAIGHT) | PBD-1030-1216 | Standalone | DE0018124 | As per HSA registered indication(s)
Gastroenterology | Gastrointestinal (GI) tract obstruction treatment | Gastrointestinal (GI) stent | Plastic stent | Olympus Singapore Pte Ltd. | SINGLE USE BILIARY DRAINAGE STENT V (STRAIGHT) | PBD-1030-1217 | Standalone | DE0018124 | As per HSA registered indication(s)
Gastroenterology | Gastrointestinal (GI) tract obstruction treatment | Gastrointestinal (GI) stent | Plastic stent | Olympus Singapore Pte Ltd. | SINGLE USE BILIARY DRAINAGE STENT V (STRAIGHT) | PBD-1030-1218 | Standalone | DE0018124 | As per HSA registered indication(s)
Gastroenterology | Gastrointestinal (GI) tract obstruction treatment | Gastrointestinal (GI) stent | Plastic stent | Olympus Singapore Pte Ltd. | SINGLE USE BILIARY DRAINAGE STENT V (DUODENAL BEND) | PBD-1031-0705 | Standalone | DE0018124 | As per HSA registered indication(s)
Gastroenterology | Gastrointestinal (GI) tract obstruction treatment | Gastrointestinal (GI) stent | Plastic stent | Olympus Singapore Pte Ltd. | SINGLE USE BILIARY DRAINAGE STENT V (DUODENAL BEND) | PBD-1031-0707 | Standalone | DE0018124 | As per HSA registered indication(s)
Gastroenterology | Gastrointestinal (GI) tract obstruction treatment | Gastrointestinal (GI) stent | Plastic stent | Olympus Singapore Pte Ltd. | SINGLE USE BILIARY DRAINAGE STENT V (DUODENAL BEND) | PBD-1031-0709 | Standalone | DE0018124 | As per HSA registered indication(s)
Gastroenterology | Gastrointestinal (GI) tract obstruction treatment | Gastrointestinal (GI) stent | Plastic stent | Olympus Singapore Pte Ltd. | SINGLE USE BILIARY DRAINAGE STENT V (DUODENAL BEND) | PBD-1031-0711 | Standalone | DE0018124 | As per HSA registered indication(s)
Gastroenterology | Gastrointestinal (GI) tract obstruction treatment | Gastrointestinal (GI) stent | Plastic stent | Olympus Singapore Pte Ltd. | SINGLE USE BILIARY DRAINAGE STENT V (DUODENAL BEND) | PBD-1031-0712 | Standalone | DE0018124 | As per HSA registered indication(s)
Gastroenterology | Gastrointestinal (GI) tract obstruction treatment | Gastrointestinal (GI) stent | Plastic stent | Olympus Singapore Pte Ltd. | SINGLE USE BILIARY DRAINAGE STENT V (DUODENAL BEND) | PBD-1031-0713 | Standalone | DE0018124 | As per HSA registered indication(s)
Gastroenterology | Gastrointestinal (GI) tract obstruction treatment | Gastrointestinal (GI) stent | Plastic stent | Olympus Singapore Pte Ltd. | SINGLE USE BILIARY DRAINAGE STENT V (DUODENAL BEND) | PBD-1031-0715 | Standalone | DE0018124 | As per HSA registered indication(s)
Gastroenterology | Gastrointestinal (GI) tract obstruction treatment | Gastrointestinal (GI) stent | Plastic stent | Olympus Singapore Pte Ltd. | SINGLE USE BILIARY DRAINAGE STENT V (DUODENAL BEND) | PBD-1031-0718 | Standalone | DE0018124 | As per HSA registered indication(s)
Gastroenterology | Gastrointestinal (GI) tract obstruction treatment | Gastrointestinal (GI) stent | Plastic stent | Olympus Singapore Pte Ltd. | SINGLE USE BILIARY DRAINAGE STENT V (DUODENAL BEND) | PBD-1031-0805 | Standalone | DE0018124 | As per HSA registered indication(s)
Gastroenterology | Gastrointestinal (GI) tract obstruction treatment | Gastrointestinal (GI) stent | Plastic stent | Olympus Singapore Pte Ltd. | SINGLE USE BILIARY DRAINAGE STENT V (DUODENAL BEND) | PBD-1031-0807 | Standalone | DE0018124 | As per HSA registered indication(s)
Gastroenterology | Gastrointestinal (GI) tract obstruction treatment | Gastrointestinal (GI) stent | Plastic stent | Olympus Singapore Pte Ltd. | SINGLE USE BILIARY DRAINAGE STENT V (DUODENAL BEND) | PBD-1031-0809 | Standalone | DE0018124 | As per HSA registered indication(s)
Gastroenterology | Gastrointestinal (GI) tract obstruction treatment | Gastrointestinal (GI) stent | Plastic stent | Olympus Singapore Pte Ltd. | SINGLE USE BILIARY DRAINAGE STENT V (DUODENAL BEND) | PBD-1031-0811 | Standalone | DE0018124 | As per HSA registered indication(s)
Gastroenterology | Gastrointestinal (GI) tract obstruction treatment | Gastrointestinal (GI) stent | Plastic stent | Olympus Singapore Pte Ltd. | SINGLE USE BILIARY DRAINAGE STENT V (DUODENAL BEND) | PBD-1031-0812 | Standalone | DE0018124 | As per HSA registered indication(s)
Gastroenterology | Gastrointestinal (GI) tract obstruction treatment | Gastrointestinal (GI) stent | Plastic stent | Olympus Singapore Pte Ltd. | SINGLE USE BILIARY DRAINAGE STENT V (DUODENAL BEND) | PBD-1031-0813 | Standalone | DE0018124 | As per HSA registered indication(s)
Gastroenterology | Gastrointestinal (GI) tract obstruction treatment | Gastrointestinal (GI) stent | Plastic stent | Olympus Singapore Pte Ltd. | SINGLE USE BILIARY DRAINAGE STENT V (DUODENAL BEND) | PBD-1031-0815 | Standalone | DE0018124 | As per HSA registered indication(s)
Gastroenterology | Gastrointestinal (GI) tract obstruction treatment | Gastrointestinal (GI) stent | Plastic stent | Olympus Singapore Pte Ltd. | SINGLE USE BILIARY DRAINAGE STENT V (DUODENAL BEND) | PBD-1031-0818 | Standalone | DE0018124 | As per HSA registered indication(s)
Gastroenterology | Gastrointestinal (GI) tract obstruction treatment | Gastrointestinal (GI) stent | Plastic stent | Olympus Singapore Pte Ltd. | SINGLE USE BILIARY DRAINAGE STENT V (DUODENAL BEND) | PBD-1031-1005 | Standalone | DE0018124 | As per HSA registered indication(s)
Gastroenterology | Gastrointestinal (GI) tract obstruction treatment | Gastrointestinal (GI) stent | Plastic stent | Olympus Singapore Pte Ltd. | SINGLE USE BILIARY DRAINAGE STENT V (DUODENAL BEND) | PBD-1031-1007 | Standalone | DE0018124 | As per HSA registered indication(s)
Gastroenterology | Gastrointestinal (GI) tract obstruction treatment | Gastrointestinal (GI) stent | Plastic stent | Olympus Singapore Pte Ltd. | SINGLE USE BILIARY DRAINAGE STENT V (DUODENAL BEND) | PBD-1031-1009 | Standalone | DE0018124 | As per HSA registered indication(s)
Gastroenterology | Gastrointestinal (GI) tract obstruction treatment | Gastrointestinal (GI) stent | Plastic stent | Olympus Singapore Pte Ltd. | SINGLE USE BILIARY DRAINAGE STENT V (DUODENAL BEND) | PBD-1031-1011 | Standalone | DE0018124 | As per HSA registered indication(s)
Gastroenterology | Gastrointestinal (GI) tract obstruction treatment | Gastrointestinal (GI) stent | Plastic stent | Olympus Singapore Pte Ltd. | SINGLE USE BILIARY DRAINAGE STENT V (DUODENAL BEND) | PBD-1031-1012 | Standalone | DE0018124 | As per HSA registered indication(s)
Gastroenterology | Gastrointestinal (GI) tract obstruction treatment | Gastrointestinal (GI) stent | Plastic stent | Olympus Singapore Pte Ltd. | SINGLE USE BILIARY DRAINAGE STENT V (DUODENAL BEND) | PBD-1031-1013 | Standalone | DE0018124 | As per HSA registered indication(s)
Gastroenterology | Gastrointestinal (GI) tract obstruction treatment | Gastrointestinal (GI) stent | Plastic stent | Olympus Singapore Pte Ltd. | SINGLE USE BILIARY DRAINAGE STENT V (DUODENAL BEND) | PBD-1031-1015 | Standalone | DE0018124 | As per HSA registered indication(s)
Gastroenterology | Gastrointestinal (GI) tract obstruction treatment | Gastrointestinal (GI) stent | Plastic stent | Olympus Singapore Pte Ltd. | SINGLE USE BILIARY DRAINAGE STENT V (DUODENAL BEND) | PBD-1031-1018 | Standalone | DE0018124 | As per HSA registered indication(s)
Gastroenterology | Gastrointestinal (GI) tract obstruction treatment | Gastrointestinal (GI) stent | Plastic stent | Olympus Singapore Pte Ltd. | SINGLE USE BILIARY DRAINAGE STENT V (DUODENAL BEND) | PBD-1031-1205 | Standalone | DE0018124 | As per HSA registered indication(s)
Gastroenterology | Gastrointestinal (GI) tract obstruction treatment | Gastrointestinal (GI) stent | Plastic stent | Olympus Singapore Pte Ltd. | SINGLE USE BILIARY DRAINAGE STENT V (DUODENAL BEND) | PBD-1031-1207 | Standalone | DE0018124 | As per HSA registered indication(s)
Gastroenterology | Gastrointestinal (GI) tract obstruction treatment | Gastrointestinal (GI) stent | Plastic stent | Olympus Singapore Pte Ltd. | SINGLE USE BILIARY DRAINAGE STENT V (DUODENAL BEND) | PBD-1031-1209 | Standalone | DE0018124 | As per HSA registered indication(s)
Gastroenterology | Gastrointestinal (GI) tract obstruction treatment | Gastrointestinal (GI) stent | Plastic stent | Olympus Singapore Pte Ltd. | SINGLE USE BILIARY DRAINAGE STENT V (DUODENAL BEND) | PBD-1031-1211 | Standalone | DE0018124 | As per HSA registered indication(s)
Gastroenterology | Gastrointestinal (GI) tract obstruction treatment | Gastrointestinal (GI) stent | Plastic stent | Olympus Singapore Pte Ltd. | SINGLE USE BILIARY DRAINAGE STENT V (DUODENAL BEND) | PBD-1031-1212 | Standalone | DE0018124 | As per HSA registered indication(s)
Gastroenterology | Gastrointestinal (GI) tract obstruction treatment | Gastrointestinal (GI) stent | Plastic stent | Olympus Singapore Pte Ltd. | SINGLE USE BILIARY DRAINAGE STENT V (DUODENAL BEND) | PBD-1031-1213 | Standalone | DE0018124 | As per HSA registered indication(s)
Gastroenterology | Gastrointestinal (GI) tract obstruction treatment | Gastrointestinal (GI) stent | Plastic stent | Olympus Singapore Pte Ltd. | SINGLE USE BILIARY DRAINAGE STENT V (DUODENAL BEND) | PBD-1031-1215 | Standalone | DE0018124 | As per HSA registered indication(s)
Gastroenterology | Gastrointestinal (GI) tract obstruction treatment | Gastrointestinal (GI) stent | Plastic stent | Olympus Singapore Pte Ltd. | SINGLE USE BILIARY DRAINAGE STENT V (DUODENAL BEND) | PBD-1031-1218 | Standalone | DE0018124 | As per HSA registered indication(s)
Gastroenterology | Gastrointestinal (GI) tract obstruction treatment | Gastrointestinal (GI) stent | Plastic stent | Olympus Singapore Pte Ltd. | SINGLE USE BILIARY DRAINAGE STENT V (CENTER BEND) | PBD-1032-0705 | Standalone | DE0018124 | As per HSA registered indication(s)
Gastroenterology | Gastrointestinal (GI) tract obstruction treatment | Gastrointestinal (GI) stent | Plastic stent | Olympus Singapore Pte Ltd. | SINGLE USE BILIARY DRAINAGE STENT V (CENTER BEND) | PBD-1032-0706 | Standalone | DE0018124 | As per HSA registered indication(s)
Gastroenterology | Gastrointestinal (GI) tract obstruction treatment | Gastrointestinal (GI) stent | Plastic stent | Olympus Singapore Pte Ltd. | SINGLE USE BILIARY DRAINAGE STENT V (CENTER BEND) | PBD-1032-0707 | Standalone | DE0018124 | As per HSA registered indication(s)
Gastroenterology | Gastrointestinal (GI) tract obstruction treatment | Gastrointestinal (GI) stent | Plastic stent | Olympus Singapore Pte Ltd. | SINGLE USE BILIARY DRAINAGE STENT V (CENTER BEND) | PBD-1032-0708 | Standalone | DE0018124 | As per HSA registered indication(s)
Gastroenterology | Gastrointestinal (GI) tract obstruction treatment | Gastrointestinal (GI) stent | Plastic stent | Olympus Singapore Pte Ltd. | SINGLE USE BILIARY DRAINAGE STENT V (CENTER BEND) | PBD-1032-0709 | Standalone | DE0018124 | As per HSA registered indication(s)
Gastroenterology | Gastrointestinal (GI) tract obstruction treatment | Gastrointestinal (GI) stent | Plastic stent | Olympus Singapore Pte Ltd. | SINGLE USE BILIARY DRAINAGE STENT V (CENTER BEND) | PBD-1032-0710 | Standalone | DE0018124 | As per HSA registered indication(s)
Gastroenterology | Gastrointestinal (GI) tract obstruction treatment | Gastrointestinal (GI) stent | Plastic stent | Olympus Singapore Pte Ltd. | SINGLE USE BILIARY DRAINAGE STENT V (CENTER BEND) | PBD-1032-0711 | Standalone | DE0018124 | As per HSA registered indication(s)
Gastroenterology | Gastrointestinal (GI) tract obstruction treatment | Gastrointestinal (GI) stent | Plastic stent | Olympus Singapore Pte Ltd. | SINGLE USE BILIARY DRAINAGE STENT V (CENTER BEND) | PBD-1032-0712 | Standalone | DE0018124 | As per HSA registered indication(s)
Gastroenterology | Gastrointestinal (GI) tract obstruction treatment | Gastrointestinal (GI) stent | Plastic stent | Olympus Singapore Pte Ltd. | SINGLE USE BILIARY DRAINAGE STENT V (CENTER BEND) | PBD-1032-0713 | Standalone | DE0018124 | As per HSA registered indication(s)
Gastroenterology | Gastrointestinal (GI) tract obstruction treatment | Gastrointestinal (GI) stent | Plastic stent | Olympus Singapore Pte Ltd. | SINGLE USE BILIARY DRAINAGE STENT V (CENTER BEND) | PBD-1032-0714 | Standalone | DE0018124 | As per HSA registered indication(s)
Gastroenterology | Gastrointestinal (GI) tract obstruction treatment | Gastrointestinal (GI) stent | Plastic stent | Olympus Singapore Pte Ltd. | SINGLE USE BILIARY DRAINAGE STENT V (CENTER BEND) | PBD-1032-0715 | Standalone | DE0018124 | As per HSA registered indication(s)
Gastroenterology | Gastrointestinal (GI) tract obstruction treatment | Gastrointestinal (GI) stent | Plastic stent | Olympus Singapore Pte Ltd. | SINGLE USE BILIARY DRAINAGE STENT V (CENTER BEND) | PBD-1032-0716 | Standalone | DE0018124 | As per HSA registered indication(s)
Gastroenterology | Gastrointestinal (GI) tract obstruction treatment | Gastrointestinal (GI) stent | Plastic stent | Olympus Singapore Pte Ltd. | SINGLE USE BILIARY DRAINAGE STENT V (CENTER BEND) | PBD-1032-0717 | Standalone | DE0018124 | As per HSA registered indication(s)
Gastroenterology | Gastrointestinal (GI) tract obstruction treatment | Gastrointestinal (GI) stent | Plastic stent | Olympus Singapore Pte Ltd. | SINGLE USE BILIARY DRAINAGE STENT V (CENTER BEND) | PBD-1032-0718 | Standalone | DE0018124 | As per HSA registered indication(s)
Gastroenterology | Gastrointestinal (GI) tract obstruction treatment | Gastrointestinal (GI) stent | Plastic stent | Olympus Singapore Pte Ltd. | SINGLE USE BILIARY DRAINAGE STENT V (CENTER BEND) | PBD-1032-0805 | Standalone | DE0018124 | As per HSA registered indication(s)
Gastroenterology | Gastrointestinal (GI) tract obstruction treatment | Gastrointestinal (GI) stent | Plastic stent | Olympus Singapore Pte Ltd. | SINGLE USE BILIARY DRAINAGE STENT V (CENTER BEND) | PBD-1032-0806 | Standalone | DE0018124 | As per HSA registered indication(s)
Gastroenterology | Gastrointestinal (GI) tract obstruction treatment | Gastrointestinal (GI) stent | Plastic stent | Olympus Singapore Pte Ltd. | SINGLE USE BILIARY DRAINAGE STENT V (CENTER BEND) | PBD-1032-0807 | Standalone | DE0018124 | As per HSA registered indication(s)
Gastroenterology | Gastrointestinal (GI) tract obstruction treatment | Gastrointestinal (GI) stent | Plastic stent | Olympus Singapore Pte Ltd. | SINGLE USE BILIARY DRAINAGE STENT V (CENTER BEND) | PBD-1032-0808 | Standalone | DE0018124 | As per HSA registered indication(s)
Gastroenterology | Gastrointestinal (GI) tract obstruction treatment | Gastrointestinal (GI) stent | Plastic stent | Olympus Singapore Pte Ltd. | SINGLE USE BILIARY DRAINAGE STENT V (CENTER BEND) | PBD-1032-0809 | Standalone | DE0018124 | As per HSA registered indication(s)
Gastroenterology | Gastrointestinal (GI) tract obstruction treatment | Gastrointestinal (GI) stent | Plastic stent | Olympus Singapore Pte Ltd. | SINGLE USE BILIARY DRAINAGE STENT V (CENTER BEND) | PBD-1032-0810 | Standalone | DE0018124 | As per HSA registered indication(s)
Gastroenterology | Gastrointestinal (GI) tract obstruction treatment | Gastrointestinal (GI) stent | Plastic stent | Olympus Singapore Pte Ltd. | SINGLE USE BILIARY DRAINAGE STENT V (CENTER BEND) | PBD-1032-0811 | Standalone | DE0018124 | As per HSA registered indication(s)
Gastroenterology | Gastrointestinal (GI) tract obstruction treatment | Gastrointestinal (GI) stent | Plastic stent | Olympus Singapore Pte Ltd. | SINGLE USE BILIARY DRAINAGE STENT V (CENTER BEND) | PBD-1032-0812 | Standalone | DE0018124 | As per HSA registered indication(s)
Gastroenterology | Gastrointestinal (GI) tract obstruction treatment | Gastrointestinal (GI) stent | Plastic stent | Olympus Singapore Pte Ltd. | SINGLE USE BILIARY DRAINAGE STENT V (CENTER BEND) | PBD-1032-0813 | Standalone | DE0018124 | As per HSA registered indication(s)
Gastroenterology | Gastrointestinal (GI) tract obstruction treatment | Gastrointestinal (GI) stent | Plastic stent | Olympus Singapore Pte Ltd. | SINGLE USE BILIARY DRAINAGE STENT V (CENTER BEND) | PBD-1032-0814 | Standalone | DE0018124 | As per HSA registered indication(s)
Gastroenterology | Gastrointestinal (GI) tract obstruction treatment | Gastrointestinal (GI) stent | Plastic stent | Olympus Singapore Pte Ltd. | SINGLE USE BILIARY DRAINAGE STENT V (CENTER BEND) | PBD-1032-0815 | Standalone | DE0018124 | As per HSA registered indication(s)
Gastroenterology | Gastrointestinal (GI) tract obstruction treatment | Gastrointestinal (GI) stent | Plastic stent | Olympus Singapore Pte Ltd. | SINGLE USE BILIARY DRAINAGE STENT V (CENTER BEND) | PBD-1032-0816 | Standalone | DE0018124 | As per HSA registered indication(s)
Gastroenterology | Gastrointestinal (GI) tract obstruction treatment | Gastrointestinal (GI) stent | Plastic stent | Olympus Singapore Pte Ltd. | SINGLE USE BILIARY DRAINAGE STENT V (CENTER BEND) | PBD-1032-0817 | Standalone | DE0018124 | As per HSA registered indication(s)
Gastroenterology | Gastrointestinal (GI) tract obstruction treatment | Gastrointestinal (GI) stent | Plastic stent | Olympus Singapore Pte Ltd. | SINGLE USE BILIARY DRAINAGE STENT V (CENTER BEND) | PBD-1032-0818 | Standalone | DE0018124 | As per HSA registered indication(s)
Gastroenterology | Gastrointestinal (GI) tract obstruction treatment | Gastrointestinal (GI) stent | Plastic stent | Olympus Singapore Pte Ltd. | SINGLE USE BILIARY DRAINAGE STENT V (CENTER BEND) | PBD-1032-1005 | Standalone | DE0018124 | As per HSA registered indication(s)
Gastroenterology | Gastrointestinal (GI) tract obstruction treatment | Gastrointestinal (GI) stent | Plastic stent | Olympus Singapore Pte Ltd. | SINGLE USE BILIARY DRAINAGE STENT V (CENTER BEND) | PBD-1032-1006 | Standalone | DE0018124 | As per HSA registered indication(s)
Gastroenterology | Gastrointestinal (GI) tract obstruction treatment | Gastrointestinal (GI) stent | Plastic stent | Olympus Singapore Pte Ltd. | SINGLE USE BILIARY DRAINAGE STENT V (CENTER BEND) | PBD-1032-1007 | Standalone | DE0018124 | As per HSA registered indication(s)
Gastroenterology | Gastrointestinal (GI) tract obstruction treatment | Gastrointestinal (GI) stent | Plastic stent | Olympus Singapore Pte Ltd. | SINGLE USE BILIARY DRAINAGE STENT V (CENTER BEND) | PBD-1032-1008 | Standalone | DE0018124 | As per HSA registered indication(s)
Gastroenterology | Gastrointestinal (GI) tract obstruction treatment | Gastrointestinal (GI) stent | Plastic stent | Olympus Singapore Pte Ltd. | SINGLE USE BILIARY DRAINAGE STENT V (CENTER BEND) | PBD-1032-1009 | Standalone | DE0018124 | As per HSA registered indication(s)
Gastroenterology | Gastrointestinal (GI) tract obstruction treatment | Gastrointestinal (GI) stent | Plastic stent | Olympus Singapore Pte Ltd. | SINGLE USE BILIARY DRAINAGE STENT V (CENTER BEND) | PBD-1032-1010 | Standalone | DE0018124 | As per HSA registered indication(s)
Gastroenterology | Gastrointestinal (GI) tract obstruction treatment | Gastrointestinal (GI) stent | Plastic stent | Olympus Singapore Pte Ltd. | SINGLE USE BILIARY DRAINAGE STENT V (CENTER BEND) | PBD-1032-1011 | Standalone | DE0018124 | As per HSA registered indication(s)
Gastroenterology | Gastrointestinal (GI) tract obstruction treatment | Gastrointestinal (GI) stent | Plastic stent | Olympus Singapore Pte Ltd. | SINGLE USE BILIARY DRAINAGE STENT V (CENTER BEND) | PBD-1032-1012 | Standalone | DE0018124 | As per HSA registered indication(s)
Gastroenterology | Gastrointestinal (GI) tract obstruction treatment | Gastrointestinal (GI) stent | Plastic stent | Olympus Singapore Pte Ltd. | SINGLE USE BILIARY DRAINAGE STENT V (CENTER BEND) | PBD-1032-1013 | Standalone | DE0018124 | As per HSA registered indication(s)
Gastroenterology | Gastrointestinal (GI) tract obstruction treatment | Gastrointestinal (GI) stent | Plastic stent | Olympus Singapore Pte Ltd. | SINGLE USE BILIARY DRAINAGE STENT V (CENTER BEND) | PBD-1032-1014 | Standalone | DE0018124 | As per HSA registered indication(s)
Gastroenterology | Gastrointestinal (GI) tract obstruction treatment | Gastrointestinal (GI) stent | Plastic stent | Olympus Singapore Pte Ltd. | SINGLE USE BILIARY DRAINAGE STENT V (CENTER BEND) | PBD-1032-1015 | Standalone | DE0018124 | As per HSA registered indication(s)
Gastroenterology | Gastrointestinal (GI) tract obstruction treatment | Gastrointestinal (GI) stent | Plastic stent | Olympus Singapore Pte Ltd. | SINGLE USE BILIARY DRAINAGE STENT V (CENTER BEND) | PBD-1032-1016 | Standalone | DE0018124 | As per HSA registered indication(s)
Gastroenterology | Gastrointestinal (GI) tract obstruction treatment | Gastrointestinal (GI) stent | Plastic stent | Olympus Singapore Pte Ltd. | SINGLE USE BILIARY DRAINAGE STENT V (CENTER BEND) | PBD-1032-1017 | Standalone | DE0018124 | As per HSA registered indication(s)
Gastroenterology | Gastrointestinal (GI) tract obstruction treatment | Gastrointestinal (GI) stent | Plastic stent | Olympus Singapore Pte Ltd. | SINGLE USE BILIARY DRAINAGE STENT V (CENTER BEND) | PBD-1032-1018 | Standalone | DE0018124 | As per HSA registered indication(s)
Gastroenterology | Gastrointestinal (GI) tract obstruction treatment | Gastrointestinal (GI) stent | Plastic stent | Olympus Singapore Pte Ltd. | SINGLE USE BILIARY DRAINAGE STENT V (CENTER BEND) | PBD-1032-1205 | Standalone | DE0018124 | As per HSA registered indication(s)
Gastroenterology | Gastrointestinal (GI) tract obstruction treatment | Gastrointestinal (GI) stent | Plastic stent | Olympus Singapore Pte Ltd. | SINGLE USE BILIARY DRAINAGE STENT V (CENTER BEND) | PBD-1032-1206 | Standalone | DE0018124 | As per HSA registered indication(s)
Gastroenterology | Gastrointestinal (GI) tract obstruction treatment | Gastrointestinal (GI) stent | Plastic stent | Olympus Singapore Pte Ltd. | SINGLE USE BILIARY DRAINAGE STENT V (CENTER BEND) | PBD-1032-1207 | Standalone | DE0018124 | As per HSA registered indication(s)
Gastroenterology | Gastrointestinal (GI) tract obstruction treatment | Gastrointestinal (GI) stent | Plastic stent | Olympus Singapore Pte Ltd. | SINGLE USE BILIARY DRAINAGE STENT V (CENTER BEND) | PBD-1032-1208 | Standalone | DE0018124 | As per HSA registered indication(s)
Gastroenterology | Gastrointestinal (GI) tract obstruction treatment | Gastrointestinal (GI) stent | Plastic stent | Olympus Singapore Pte Ltd. | SINGLE USE BILIARY DRAINAGE STENT V (CENTER BEND) | PBD-1032-1209 | Standalone | DE0018124 | As per HSA registered indication(s)
Gastroenterology | Gastrointestinal (GI) tract obstruction treatment | Gastrointestinal (GI) stent | Plastic stent | Olympus Singapore Pte Ltd. | SINGLE USE BILIARY DRAINAGE STENT V (CENTER BEND) | PBD-1032-1210 | Standalone | DE0018124 | As per HSA registered indication(s)
Gastroenterology | Gastrointestinal (GI) tract obstruction treatment | Gastrointestinal (GI) stent | Plastic stent | Olympus Singapore Pte Ltd. | SINGLE USE BILIARY DRAINAGE STENT V (CENTER BEND) | PBD-1032-1211 | Standalone | DE0018124 | As per HSA registered indication(s)
Gastroenterology | Gastrointestinal (GI) tract obstruction treatment | Gastrointestinal (GI) stent | Plastic stent | Olympus Singapore Pte Ltd. | SINGLE USE BILIARY DRAINAGE STENT V (CENTER BEND) | PBD-1032-1212 | Standalone | DE0018124 | As per HSA registered indication(s)
Gastroenterology | Gastrointestinal (GI) tract obstruction treatment | Gastrointestinal (GI) stent | Plastic stent | Olympus Singapore Pte Ltd. | SINGLE USE BILIARY DRAINAGE STENT V (CENTER BEND) | PBD-1032-1213 | Standalone | DE0018124 | As per HSA registered indication(s)
Gastroenterology | Gastrointestinal (GI) tract obstruction treatment | Gastrointestinal (GI) stent | Plastic stent | Olympus Singapore Pte Ltd. | SINGLE USE BILIARY DRAINAGE STENT V (CENTER BEND) | PBD-1032-1214 | Standalone | DE0018124 | As per HSA registered indication(s)
Gastroenterology | Gastrointestinal (GI) tract obstruction treatment | Gastrointestinal (GI) stent | Plastic stent | Olympus Singapore Pte Ltd. | SINGLE USE BILIARY DRAINAGE STENT V (CENTER BEND) | PBD-1032-1215 | Standalone | DE0018124 | As per HSA registered indication(s)
Gastroenterology | Gastrointestinal (GI) tract obstruction treatment | Gastrointestinal (GI) stent | Plastic stent | Olympus Singapore Pte Ltd. | SINGLE USE BILIARY DRAINAGE STENT V (CENTER BEND) | PBD-1032-1216 | Standalone | DE0018124 | As per HSA registered indication(s)
Gastroenterology | Gastrointestinal (GI) tract obstruction treatment | Gastrointestinal (GI) stent | Plastic stent | Olympus Singapore Pte Ltd. | SINGLE USE BILIARY DRAINAGE STENT V (CENTER BEND) | PBD-1032-1217 | Standalone | DE0018124 | As per HSA registered indication(s)
Gastroenterology | Gastrointestinal (GI) tract obstruction treatment | Gastrointestinal (GI) stent | Plastic stent | Olympus Singapore Pte Ltd. | SINGLE USE BILIARY DRAINAGE STENT V (CENTER BEND) | PBD-1032-1218 | Standalone | DE0018124 | As per HSA registered indication(s)
Gastroenterology | Gastrointestinal (GI) tract obstruction treatment | Gastrointestinal (GI) stent | Plastic stent | Olympus Singapore Pte Ltd. | SINGLE USE BILIARY DRAINAGE STENT V (DOUBLE PIGTAIL) | PBD-1033-0703 | Standalone | DE0018124 | As per HSA registered indication(s)
Gastroenterology | Gastrointestinal (GI) tract obstruction treatment | Gastrointestinal (GI) stent | Plastic stent | Olympus Singapore Pte Ltd. | SINGLE USE BILIARY DRAINAGE STENT V (DOUBLE PIGTAIL) | PBD-1033-0704 | Standalone | DE0018124 | As per HSA registered indication(s)
Gastroenterology | Gastrointestinal (GI) tract obstruction treatment | Gastrointestinal (GI) stent | Plastic stent | Olympus Singapore Pte Ltd. | SINGLE USE BILIARY DRAINAGE STENT V (DOUBLE PIGTAIL) | PBD-1033-0705 | Standalone | DE0018124 | As per HSA registered indication(s)
Gastroenterology | Gastrointestinal (GI) tract obstruction treatment | Gastrointestinal (GI) stent | Plastic stent | Olympus Singapore Pte Ltd. | SINGLE USE BILIARY DRAINAGE STENT V (DOUBLE PIGTAIL) | PBD-1033-0706 | Standalone | DE0018124 | As per HSA registered indication(s)
Gastroenterology | Gastrointestinal (GI) tract obstruction treatment | Gastrointestinal (GI) stent | Plastic stent | Olympus Singapore Pte Ltd. | SINGLE USE BILIARY DRAINAGE STENT V (DOUBLE PIGTAIL) | PBD-1033-0707 | Standalone | DE0018124 | As per HSA registered indication(s)
Gastroenterology | Gastrointestinal (GI) tract obstruction treatment | Gastrointestinal (GI) stent | Plastic stent | Olympus Singapore Pte Ltd. | SINGLE USE BILIARY DRAINAGE STENT V (DOUBLE PIGTAIL) | PBD-1033-0708 | Standalone | DE0018124 | As per HSA registered indication(s)
Gastroenterology | Gastrointestinal (GI) tract obstruction treatment | Gastrointestinal (GI) stent | Plastic stent | Olympus Singapore Pte Ltd. | SINGLE USE BILIARY DRAINAGE STENT V (DOUBLE PIGTAIL) | PBD-1033-0709 | Standalone | DE0018124 | As per HSA registered indication(s)
Gastroenterology | Gastrointestinal (GI) tract obstruction treatment | Gastrointestinal (GI) stent | Plastic stent | Olympus Singapore Pte Ltd. | SINGLE USE BILIARY DRAINAGE STENT V (DOUBLE PIGTAIL) | PBD-1033-0710 | Standalone | DE0018124 | As per HSA registered indication(s)
Gastroenterology | Gastrointestinal (GI) tract obstruction treatment | Gastrointestinal (GI) stent | Plastic stent | Olympus Singapore Pte Ltd. | SINGLE USE BILIARY DRAINAGE STENT V (DOUBLE PIGTAIL) | PBD-1033-0712 | Standalone | DE0018124 | As per HSA registered indication(s)
Gastroenterology | Gastrointestinal (GI) tract obstruction treatment | Gastrointestinal (GI) stent | Plastic stent | Olympus Singapore Pte Ltd. | SINGLE USE BILIARY DRAINAGE STENT V (DOUBLE PIGTAIL) | PBD-1033-0715 | Standalone | DE0018124 | As per HSA registered indication(s)
Gastroenterology | Gastrointestinal (GI) tract obstruction treatment | Gastrointestinal (GI) stent | Plastic stent | Olympus Singapore Pte Ltd. | PRELOADED SINGLE USE BILIARY DRAINAGE STENT V (STRAIGHT) | PBD-V630P-0705 | Standalone | DE0018124 | As per HSA registered indication(s)
Gastroenterology | Gastrointestinal (GI) tract obstruction treatment | Gastrointestinal (GI) stent | Plastic stent | Olympus Singapore Pte Ltd. | PRELOADED SINGLE USE BILIARY DRAINAGE STENT V (STRAIGHT) | PBD-V630P-0707 | Standalone | DE0018124 | As per HSA registered indication(s)
Gastroenterology | Gastrointestinal (GI) tract obstruction treatment | Gastrointestinal (GI) stent | Plastic stent | Olympus Singapore Pte Ltd. | PRELOADED SINGLE USE BILIARY DRAINAGE STENT V (STRAIGHT) | PBD-V630P-0709 | Standalone | DE0018124 | As per HSA registered indication(s)
Gastroenterology | Gastrointestinal (GI) tract obstruction treatment | Gastrointestinal (GI) stent | Plastic stent | Olympus Singapore Pte Ltd. | PRELOADED SINGLE USE BILIARY DRAINAGE STENT V (STRAIGHT) | PBD-V630P-0712 | Standalone | DE0018124 | As per HSA registered indication(s)
Gastroenterology | Gastrointestinal (GI) tract obstruction treatment | Gastrointestinal (GI) stent | Plastic stent | Olympus Singapore Pte Ltd. | PRELOADED SINGLE USE BILIARY DRAINAGE STENT V (STRAIGHT) | PBD-V630P-0715 | Standalone | DE0018124 | As per HSA registered indication(s)
Gastroenterology | Gastrointestinal (GI) tract obstruction treatment | Gastrointestinal (GI) stent | Plastic stent | Olympus Singapore Pte Ltd. | PRELOADED SINGLE USE BILIARY DRAINAGE STENT V (STRAIGHT) | PBD-V630P-0805 | Standalone | DE0018124 | As per HSA registered indication(s)
Gastroenterology | Gastrointestinal (GI) tract obstruction treatment | Gastrointestinal (GI) stent | Plastic stent | Olympus Singapore Pte Ltd. | PRELOADED SINGLE USE BILIARY DRAINAGE STENT V (STRAIGHT) | PBD-V630P-0807 | Standalone | DE0018124 | As per HSA registered indication(s)
Gastroenterology | Gastrointestinal (GI) tract obstruction treatment | Gastrointestinal (GI) stent | Plastic stent | Olympus Singapore Pte Ltd. | PRELOADED SINGLE USE BILIARY DRAINAGE STENT V (STRAIGHT) | PBD-V630P-0809 | Standalone | DE0018124 | As per HSA registered indication(s)
Gastroenterology | Gastrointestinal (GI) tract obstruction treatment | Gastrointestinal (GI) stent | Plastic stent | Olympus Singapore Pte Ltd. | PRELOADED SINGLE USE BILIARY DRAINAGE STENT V (STRAIGHT) | PBD-V630P-0812 | Standalone | DE0018124 | As per HSA registered indication(s)
Gastroenterology | Gastrointestinal (GI) tract obstruction treatment | Gastrointestinal (GI) stent | Plastic stent | Olympus Singapore Pte Ltd. | PRELOADED SINGLE USE BILIARY DRAINAGE STENT V (STRAIGHT) | PBD-V630P-0815 | Standalone | DE0018124 | As per HSA registered indication(s)
Gastroenterology | Gastrointestinal (GI) tract obstruction treatment | Gastrointestinal (GI) stent | Plastic stent | Olympus Singapore Pte Ltd. | PRELOADED SINGLE USE BILIARY DRAINAGE STENT V (STRAIGHT) | PBD-V630P-1005 | Standalone | DE0018124 | As per HSA registered indication(s)
Gastroenterology | Gastrointestinal (GI) tract obstruction treatment | Gastrointestinal (GI) stent | Plastic stent | Olympus Singapore Pte Ltd. | PRELOADED SINGLE USE BILIARY DRAINAGE STENT V (STRAIGHT) | PBD-V630P-1007 | Standalone | DE0018124 | As per HSA registered indication(s)
Gastroenterology | Gastrointestinal (GI) tract obstruction treatment | Gastrointestinal (GI) stent | Plastic stent | Olympus Singapore Pte Ltd. | PRELOADED SINGLE USE BILIARY DRAINAGE STENT V (STRAIGHT) | PBD-V630P-1009 | Standalone | DE0018124 | As per HSA registered indication(s)
Gastroenterology | Gastrointestinal (GI) tract obstruction treatment | Gastrointestinal (GI) stent | Plastic stent | Olympus Singapore Pte Ltd. | PRELOADED SINGLE USE BILIARY DRAINAGE STENT V (STRAIGHT) | PBD-V630P-1012 | Standalone | DE0018124 | As per HSA registered indication(s)
Gastroenterology | Gastrointestinal (GI) tract obstruction treatment | Gastrointestinal (GI) stent | Plastic stent | Olympus Singapore Pte Ltd. | PRELOADED SINGLE USE BILIARY DRAINAGE STENT V (STRAIGHT) | PBD-V630P-1015 | Standalone | DE0018124 | As per HSA registered indication(s)
Gastroenterology | Gastrointestinal (GI) tract obstruction treatment | Gastrointestinal (GI) stent | Plastic stent | Olympus Singapore Pte Ltd. | PRELOADED SINGLE USE BILIARY DRAINAGE STENT V (STRAIGHT) | PBD-V630P-1205 | Standalone | DE0018124 | As per HSA registered indication(s)
Gastroenterology | Gastrointestinal (GI) tract obstruction treatment | Gastrointestinal (GI) stent | Plastic stent | Olympus Singapore Pte Ltd. | PRELOADED SINGLE USE BILIARY DRAINAGE STENT V (STRAIGHT) | PBD-V630P-1207 | Standalone | DE0018124 | As per HSA registered indication(s)
Gastroenterology | Gastrointestinal (GI) tract obstruction treatment | Gastrointestinal (GI) stent | Plastic stent | Olympus Singapore Pte Ltd. | PRELOADED SINGLE USE BILIARY DRAINAGE STENT V (STRAIGHT) | PBD-V630P-1209 | Standalone | DE0018124 | As per HSA registered indication(s)
Gastroenterology | Gastrointestinal (GI) tract obstruction treatment | Gastrointestinal (GI) stent | Plastic stent | Olympus Singapore Pte Ltd. | PRELOADED SINGLE USE BILIARY DRAINAGE STENT V (STRAIGHT) | PBD-V630P-1212 | Standalone | DE0018124 | As per HSA registered indication(s)
Gastroenterology | Gastrointestinal (GI) tract obstruction treatment | Gastrointestinal (GI) stent | Plastic stent | Olympus Singapore Pte Ltd. | PRELOADED SINGLE USE BILIARY DRAINAGE STENT V (STRAIGHT) | PBD-V630P-1215 | Standalone | DE0018124 | As per HSA registered indication(s)
Gastroenterology | Gastrointestinal (GI) tract obstruction treatment | Gastrointestinal (GI) stent | Plastic stent | Olympus Singapore Pte Ltd. | PRELOADED SINGLE USE BILIARY DRAINAGE STENT V (DUODENAL BEND) | PBD-V631P-0705 | Standalone | DE0018124 | As per HSA registered indication(s)
Gastroenterology | Gastrointestinal (GI) tract obstruction treatment | Gastrointestinal (GI) stent | Plastic stent | Olympus Singapore Pte Ltd. | PRELOADED SINGLE USE BILIARY DRAINAGE STENT V (DUODENAL BEND) | PBD-V631P-0707 | Standalone | DE0018124 | As per HSA registered indication(s)
Gastroenterology | Gastrointestinal (GI) tract obstruction treatment | Gastrointestinal (GI) stent | Plastic stent | Olympus Singapore Pte Ltd. | PRELOADED SINGLE USE BILIARY DRAINAGE STENT V (DUODENAL BEND) | PBD-V631P-0709 | Standalone | DE0018124 | As per HSA registered indication(s)
Gastroenterology | Gastrointestinal (GI) tract obstruction treatment | Gastrointestinal (GI) stent | Plastic stent | Olympus Singapore Pte Ltd. | PRELOADED SINGLE USE BILIARY DRAINAGE STENT V (DUODENAL BEND) | PBD-V631P-0712 | Standalone | DE0018124 | As per HSA registered indication(s)
Gastroenterology | Gastrointestinal (GI) tract obstruction treatment | Gastrointestinal (GI) stent | Plastic stent | Olympus Singapore Pte Ltd. | PRELOADED SINGLE USE BILIARY DRAINAGE STENT V (DUODENAL BEND) | PBD-V631P-0715 | Standalone | DE0018124 | As per HSA registered indication(s)
Gastroenterology | Gastrointestinal (GI) tract obstruction treatment | Gastrointestinal (GI) stent | Plastic stent | Olympus Singapore Pte Ltd. | PRELOADED SINGLE USE BILIARY DRAINAGE STENT V (DUODENAL BEND) | PBD-V631P-0805 | Standalone | DE0018124 | As per HSA registered indication(s)
Gastroenterology | Gastrointestinal (GI) tract obstruction treatment | Gastrointestinal (GI) stent | Plastic stent | Olympus Singapore Pte Ltd. | PRELOADED SINGLE USE BILIARY DRAINAGE STENT V (DUODENAL BEND) | PBD-V631P-0807 | Standalone | DE0018124 | As per HSA registered indication(s)
Gastroenterology | Gastrointestinal (GI) tract obstruction treatment | Gastrointestinal (GI) stent | Plastic stent | Olympus Singapore Pte Ltd. | PRELOADED SINGLE USE BILIARY DRAINAGE STENT V (DUODENAL BEND) | PBD-V631P-0809 | Standalone | DE0018124 | As per HSA registered indication(s)
Gastroenterology | Gastrointestinal (GI) tract obstruction treatment | Gastrointestinal (GI) stent | Plastic stent | Olympus Singapore Pte Ltd. | PRELOADED SINGLE USE BILIARY DRAINAGE STENT V (DUODENAL BEND) | PBD-V631P-0812 | Standalone | DE0018124 | As per HSA registered indication(s)
Gastroenterology | Gastrointestinal (GI) tract obstruction treatment | Gastrointestinal (GI) stent | Plastic stent | Olympus Singapore Pte Ltd. | PRELOADED SINGLE USE BILIARY DRAINAGE STENT V (DUODENAL BEND) | PBD-V631P-0815 | Standalone | DE0018124 | As per HSA registered indication(s)
Gastroenterology | Gastrointestinal (GI) tract obstruction treatment | Gastrointestinal (GI) stent | Plastic stent | Olympus Singapore Pte Ltd. | PRELOADED SINGLE USE BILIARY DRAINAGE STENT V (DUODENAL BEND) | PBD-V631P-1005 | Standalone | DE0018124 | As per HSA registered indication(s)
Gastroenterology | Gastrointestinal (GI) tract obstruction treatment | Gastrointestinal (GI) stent | Plastic stent | Olympus Singapore Pte Ltd. | PRELOADED SINGLE USE BILIARY DRAINAGE STENT V (DUODENAL BEND) | PBD-V631P-1007 | Standalone | DE0018124 | As per HSA registered indication(s)
Gastroenterology | Gastrointestinal (GI) tract obstruction treatment | Gastrointestinal (GI) stent | Plastic stent | Olympus Singapore Pte Ltd. | PRELOADED SINGLE USE BILIARY DRAINAGE STENT V (DUODENAL BEND) | PBD-V631P-1009 | Standalone | DE0018124 | As per HSA registered indication(s)
Gastroenterology | Gastrointestinal (GI) tract obstruction treatment | Gastrointestinal (GI) stent | Plastic stent | Olympus Singapore Pte Ltd. | PRELOADED SINGLE USE BILIARY DRAINAGE STENT V (DUODENAL BEND) | PBD-V631P-1012 | Standalone | DE0018124 | As per HSA registered indication(s)
Gastroenterology | Gastrointestinal (GI) tract obstruction treatment | Gastrointestinal (GI) stent | Plastic stent | Olympus Singapore Pte Ltd. | PRELOADED SINGLE USE BILIARY DRAINAGE STENT V (DUODENAL BEND) | PBD-V631P-1015 | Standalone | DE0018124 | As per HSA registered indication(s)
Gastroenterology | Gastrointestinal (GI) tract obstruction treatment | Gastrointestinal (GI) stent | Plastic stent | Olympus Singapore Pte Ltd. | PRELOADED SINGLE USE BILIARY DRAINAGE STENT V (DUODENAL BEND) | PBD-V631P-1205 | Standalone | DE0018124 | As per HSA registered indication(s)
Gastroenterology | Gastrointestinal (GI) tract obstruction treatment | Gastrointestinal (GI) stent | Plastic stent | Olympus Singapore Pte Ltd. | PRELOADED SINGLE USE BILIARY DRAINAGE STENT V (DUODENAL BEND) | PBD-V631P-1207 | Standalone | DE0018124 | As per HSA registered indication(s)
Gastroenterology | Gastrointestinal (GI) tract obstruction treatment | Gastrointestinal (GI) stent | Plastic stent | Olympus Singapore Pte Ltd. | PRELOADED SINGLE USE BILIARY DRAINAGE STENT V (DUODENAL BEND) | PBD-V631P-1209 | Standalone | DE0018124 | As per HSA registered indication(s)
Gastroenterology | Gastrointestinal (GI) tract obstruction treatment | Gastrointestinal (GI) stent | Plastic stent | Olympus Singapore Pte Ltd. | PRELOADED SINGLE USE BILIARY DRAINAGE STENT V (DUODENAL BEND) | PBD-V631P-1212 | Standalone | DE0018124 | As per HSA registered indication(s)
Gastroenterology | Gastrointestinal (GI) tract obstruction treatment | Gastrointestinal (GI) stent | Plastic stent | Olympus Singapore Pte Ltd. | PRELOADED SINGLE USE BILIARY DRAINAGE STENT V (DUODENAL BEND) | PBD-V631P-1215 | Standalone | DE0018124 | As per HSA registered indication(s)
Gastroenterology | Gastrointestinal (GI) tract obstruction treatment | Gastrointestinal (GI) stent | Plastic stent | Olympus Singapore Pte Ltd. | PRELOADED SINGLE USE BILIARY DRAINAGE STENT V (CENTER BEND) | PBD-V632P-0705 | Standalone | DE0018124 | As per HSA registered indication(s)
Gastroenterology | Gastrointestinal (GI) tract obstruction treatment | Gastrointestinal (GI) stent | Plastic stent | Olympus Singapore Pte Ltd. | PRELOADED SINGLE USE BILIARY DRAINAGE STENT V (CENTER BEND) | PBD-V632P-0707 | Standalone | DE0018124 | As per HSA registered indication(s)
Gastroenterology | Gastrointestinal (GI) tract obstruction treatment | Gastrointestinal (GI) stent | Plastic stent | Olympus Singapore Pte Ltd. | PRELOADED SINGLE USE BILIARY DRAINAGE STENT V (CENTER BEND) | PBD-V632P-0709 | Standalone | DE0018124 | As per HSA registered indication(s)
Gastroenterology | Gastrointestinal (GI) tract obstruction treatment | Gastrointestinal (GI) stent | Plastic stent | Olympus Singapore Pte Ltd. | PRELOADED SINGLE USE BILIARY DRAINAGE STENT V (CENTER BEND) | PBD-V632P-0712 | Standalone | DE0018124 | As per HSA registered indication(s)
Gastroenterology | Gastrointestinal (GI) tract obstruction treatment | Gastrointestinal (GI) stent | Plastic stent | Olympus Singapore Pte Ltd. | PRELOADED SINGLE USE BILIARY DRAINAGE STENT V (CENTER BEND) | PBD-V632P-0715 | Standalone | DE0018124 | As per HSA registered indication(s)
Gastroenterology | Gastrointestinal (GI) tract obstruction treatment | Gastrointestinal (GI) stent | Plastic stent | Olympus Singapore Pte Ltd. | PRELOADED SINGLE USE BILIARY DRAINAGE STENT V (CENTER BEND) | PBD-V632P-0805 | Standalone | DE0018124 | As per HSA registered indication(s)
Gastroenterology | Gastrointestinal (GI) tract obstruction treatment | Gastrointestinal (GI) stent | Plastic stent | Olympus Singapore Pte Ltd. | PRELOADED SINGLE USE BILIARY DRAINAGE STENT V (CENTER BEND) | PBD-V632P-0807 | Standalone | DE0018124 | As per HSA registered indication(s)
Gastroenterology | Gastrointestinal (GI) tract obstruction treatment | Gastrointestinal (GI) stent | Plastic stent | Olympus Singapore Pte Ltd. | PRELOADED SINGLE USE BILIARY DRAINAGE STENT V (CENTER BEND) | PBD-V632P-0809 | Standalone | DE0018124 | As per HSA registered indication(s)
Gastroenterology | Gastrointestinal (GI) tract obstruction treatment | Gastrointestinal (GI) stent | Plastic stent | Olympus Singapore Pte Ltd. | PRELOADED SINGLE USE BILIARY DRAINAGE STENT V (CENTER BEND) | PBD-V632P-0812 | Standalone | DE0018124 | As per HSA registered indication(s)
Gastroenterology | Gastrointestinal (GI) tract obstruction treatment | Gastrointestinal (GI) stent | Plastic stent | Olympus Singapore Pte Ltd. | PRELOADED SINGLE USE BILIARY DRAINAGE STENT V (CENTER BEND) | PBD-V632P-0815 | Standalone | DE0018124 | As per HSA registered indication(s)
Gastroenterology | Gastrointestinal (GI) tract obstruction treatment | Gastrointestinal (GI) stent | Plastic stent | Olympus Singapore Pte Ltd. | PRELOADED SINGLE USE BILIARY DRAINAGE STENT V (CENTER BEND) | PBD-V632P-1005 | Standalone | DE0018124 | As per HSA registered indication(s)
Gastroenterology | Gastrointestinal (GI) tract obstruction treatment | Gastrointestinal (GI) stent | Plastic stent | Olympus Singapore Pte Ltd. | PRELOADED SINGLE USE BILIARY DRAINAGE STENT V (CENTER BEND) | PBD-V632P-1007 | Standalone | DE0018124 | As per HSA registered indication(s)
Gastroenterology | Gastrointestinal (GI) tract obstruction treatment | Gastrointestinal (GI) stent | Plastic stent | Olympus Singapore Pte Ltd. | PRELOADED SINGLE USE BILIARY DRAINAGE STENT V (CENTER BEND) | PBD-V632P-1009 | Standalone | DE0018124 | As per HSA registered indication(s)
Gastroenterology | Gastrointestinal (GI) tract obstruction treatment | Gastrointestinal (GI) stent | Plastic stent | Olympus Singapore Pte Ltd. | PRELOADED SINGLE USE BILIARY DRAINAGE STENT V (CENTER BEND) | PBD-V632P-1012 | Standalone | DE0018124 | As per HSA registered indication(s)
Gastroenterology | Gastrointestinal (GI) tract obstruction treatment | Gastrointestinal (GI) stent | Plastic stent | Olympus Singapore Pte Ltd. | PRELOADED SINGLE USE BILIARY DRAINAGE STENT V (CENTER BEND) | PBD-V632P-1015 | Standalone | DE0018124 | As per HSA registered indication(s)
Gastroenterology | Gastrointestinal (GI) tract obstruction treatment | Gastrointestinal (GI) stent | Plastic stent | Olympus Singapore Pte Ltd. | PRELOADED SINGLE USE BILIARY DRAINAGE STENT V (CENTER BEND) | PBD-V632P-1205 | Standalone | DE0018124 | As per HSA registered indication(s)
Gastroenterology | Gastrointestinal (GI) tract obstruction treatment | Gastrointestinal (GI) stent | Plastic stent | Olympus Singapore Pte Ltd. | PRELOADED SINGLE USE BILIARY DRAINAGE STENT V (CENTER BEND) | PBD-V632P-1207 | Standalone | DE0018124 | As per HSA registered indication(s)
Gastroenterology | Gastrointestinal (GI) tract obstruction treatment | Gastrointestinal (GI) stent | Plastic stent | Olympus Singapore Pte Ltd. | PRELOADED SINGLE USE BILIARY DRAINAGE STENT V (CENTER BEND) | PBD-V632P-1209 | Standalone | DE0018124 | As per HSA registered indication(s)
Gastroenterology | Gastrointestinal (GI) tract obstruction treatment | Gastrointestinal (GI) stent | Plastic stent | Olympus Singapore Pte Ltd. | PRELOADED SINGLE USE BILIARY DRAINAGE STENT V (CENTER BEND) | PBD-V632P-1212 | Standalone | DE0018124 | As per HSA registered indication(s)
Gastroenterology | Gastrointestinal (GI) tract obstruction treatment | Gastrointestinal (GI) stent | Plastic stent | Olympus Singapore Pte Ltd. | PRELOADED SINGLE USE BILIARY DRAINAGE STENT V (CENTER BEND) | PBD-V632P-1215 | Standalone | DE0018124 | As per HSA registered indication(s)
Neurosurgery | Neurovascular flow diversion | Neurovascular occlusion or flow disruption device | Flow diverter stent | Micro Therapeutics, Inc. | Pipeline Vantage W SHIELD 2.50X10mm | PED3-021-250-10 | Standalone | DE0505750 | As per HSA registered indication(s)
Neurosurgery | Neurovascular flow diversion | Neurovascular occlusion or flow disruption device | Flow diverter stent | Micro Therapeutics, Inc. | Pipeline Vantage W SHIELD 2.50X12mm | PED3-021-250-12 | Standalone | DE0505750 | As per HSA registered indication(s)
Neurosurgery | Neurovascular flow diversion | Neurovascular occlusion or flow disruption device | Flow diverter stent | Micro Therapeutics, Inc. | Pipeline Vantage W SHIELD 2.50X14mm | PED3-021-250-14 | Standalone | DE0505750 | As per HSA registered indication(s)
Neurosurgery | Neurovascular flow diversion | Neurovascular occlusion or flow disruption device | Flow diverter stent | Micro Therapeutics, Inc. | Pipeline Vantage W SHIELD 2.50X16mm | PED3-021-250-16 | Standalone | DE0505750 | As per HSA registered indication(s)
Neurosurgery | Neurovascular flow diversion | Neurovascular occlusion or flow disruption device | Flow diverter stent | Micro Therapeutics, Inc. | Pipeline Vantage W SHIELD 2.50X20mm | PED3-021-250-20 | Standalone | DE0505750 | As per HSA registered indication(s)
Neurosurgery | Neurovascular flow diversion | Neurovascular occlusion or flow disruption device | Flow diverter stent | Micro Therapeutics, Inc. | Pipeline Vantage W SHIELD 2.75X12mm | PED3-021-275-12 | Standalone | DE0505750 | As per HSA registered indication(s)
Neurosurgery | Neurovascular flow diversion | Neurovascular occlusion or flow disruption device | Flow diverter stent | Micro Therapeutics, Inc. | Pipeline Vantage W SHIELD 2.75X14mm | PED3-021-275-14 | Standalone | DE0505750 | As per HSA registered indication(s)
Neurosurgery | Neurovascular flow diversion | Neurovascular occlusion or flow disruption device | Flow diverter stent | Micro Therapeutics, Inc. | Pipeline Vantage W SHIELD 2.75X16mm | PED3-021-275-16 | Standalone | DE0505750 | As per HSA registered indication(s)
Neurosurgery | Neurovascular flow diversion | Neurovascular occlusion or flow disruption device | Flow diverter stent | Micro Therapeutics, Inc. | Pipeline Vantage W SHIELD 2.75X20mm | PED3-021-275-20 | Standalone | DE0505750 | As per HSA registered indication(s)
Neurosurgery | Neurovascular flow diversion | Neurovascular occlusion or flow disruption device | Flow diverter stent | Micro Therapeutics, Inc. | Pipeline Vantage W SHIELD 3.00X12mm | PED3-021-300-12 | Standalone | DE0505750 | As per HSA registered indication(s)
Neurosurgery | Neurovascular flow diversion | Neurovascular occlusion or flow disruption device | Flow diverter stent | Micro Therapeutics, Inc. | Pipeline Vantage W SHIELD 3.00X14mm | PED3-021-300-14 | Standalone | DE0505750 | As per HSA registered indication(s)
Neurosurgery | Neurovascular flow diversion | Neurovascular occlusion or flow disruption device | Flow diverter stent | Micro Therapeutics, Inc. | Pipeline Vantage W SHIELD 3.00X16mm | PED3-021-300-16 | Standalone | DE0505750 | As per HSA registered indication(s)
Neurosurgery | Neurovascular flow diversion | Neurovascular occlusion or flow disruption device | Flow diverter stent | Micro Therapeutics, Inc. | Pipeline Vantage W SHIELD 3.00X20mm | PED3-021-300-20 | Standalone | DE0505750 | As per HSA registered indication(s)
Neurosurgery | Neurovascular flow diversion | Neurovascular occlusion or flow disruption device | Flow diverter stent | Micro Therapeutics, Inc. | Pipeline Vantage W SHIELD 3.25X12mm | PED3-021-325-12 | Standalone | DE0505750 | As per HSA registered indication(s)
Neurosurgery | Neurovascular flow diversion | Neurovascular occlusion or flow disruption device | Flow diverter stent | Micro Therapeutics, Inc. | Pipeline Vantage W SHIELD 3.25X14mm | PED3-021-325-14 | Standalone | DE0505750 | As per HSA registered indication(s)
Neurosurgery | Neurovascular flow diversion | Neurovascular occlusion or flow disruption device | Flow diverter stent | Micro Therapeutics, Inc. | Pipeline Vantage W SHIELD 3.25X16mm | PED3-021-325-16 | Standalone | DE0505750 | As per HSA registered indication(s)
Neurosurgery | Neurovascular flow diversion | Neurovascular occlusion or flow disruption device | Flow diverter stent | Micro Therapeutics, Inc. | Pipeline Vantage W SHIELD 3.25X20mm | PED3-021-325-20 | Standalone | DE0505750 | As per HSA registered indication(s)
Neurosurgery | Neurovascular flow diversion | Neurovascular occlusion or flow disruption device | Flow diverter stent | Micro Therapeutics, Inc. | Pipeline Vantage W SHIELD 3.50X12mm | PED3-021-350-12 | Standalone | DE0505750 | As per HSA registered indication(s)
Neurosurgery | Neurovascular flow diversion | Neurovascular occlusion or flow disruption device | Flow diverter stent | Micro Therapeutics, Inc. | Pipeline Vantage W SHIELD 3.50X14mm | PED3-021-350-14 | Standalone | DE0505750 | As per HSA registered indication(s)
Neurosurgery | Neurovascular flow diversion | Neurovascular occlusion or flow disruption device | Flow diverter stent | Micro Therapeutics, Inc. | Pipeline Vantage W SHIELD 3.50X16mm | PED3-021-350-16 | Standalone | DE0505750 | As per HSA registered indication(s)
Neurosurgery | Neurovascular flow diversion | Neurovascular occlusion or flow disruption device | Flow diverter stent | Micro Therapeutics, Inc. | Pipeline Vantage W SHIELD 3.50X20mm | PED3-021-350-20 | Standalone | DE0505750 | As per HSA registered indication(s)
Neurosurgery | Neurovascular flow diversion | Neurovascular occlusion or flow disruption device | Flow diverter stent | Micro Therapeutics, Inc. | Pipeline Vantage W SHIELD 3.50X25mm | PED3-021-350-25 | Standalone | DE0505750 | As per HSA registered indication(s)
Neurosurgery | Neurovascular flow diversion | Neurovascular occlusion or flow disruption device | Flow diverter stent | Stryker Neurovascular | SURPASS EVOLVE FLOW DIVERTER SYSTEM 2.5MM X 12MM | FD25012 | Standalone | DE0504409 | As per HSA registered indication(s)
Neurosurgery | Neurovascular flow diversion | Neurovascular occlusion or flow disruption device | Flow diverter stent | Stryker Neurovascular | SURPASS EVOLVE FLOW DIVERTER SYSTEM 2.5MM X 15MM | FD25015 | Standalone | DE0504409 | As per HSA registered indication(s)
Neurosurgery | Neurovascular flow diversion | Neurovascular occlusion or flow disruption device | Flow diverter stent | Stryker Neurovascular | SURPASS EVOLVE FLOW DIVERTER SYSTEM 2.5MM X 20MM | FD25020 | Standalone | DE0504409 | As per HSA registered indication(s)
Neurosurgery | Neurovascular flow diversion | Neurovascular occlusion or flow disruption device | Flow diverter stent | Stryker Neurovascular | SURPASS EVOLVE FLOW DIVERTER SYSTEM 3.25MM X 12MM | FD32512 | Standalone | DE0504409 | As per HSA registered indication(s)
Neurosurgery | Neurovascular flow diversion | Neurovascular occlusion or flow disruption device | Flow diverter stent | Stryker Neurovascular | SURPASS EVOLVE FLOW DIVERTER SYSTEM 3.25MM X 15MM | FD32515 | Standalone | DE0504409 | As per HSA registered indication(s)
Neurosurgery | Neurovascular flow diversion | Neurovascular occlusion or flow disruption device | Flow diverter stent | Stryker Neurovascular | SURPASS EVOLVE FLOW DIVERTER SYSTEM 3.25MM X 17MM | FD32517 | Standalone | DE0504409 | As per HSA registered indication(s)
Neurosurgery | Neurovascular flow diversion | Neurovascular occlusion or flow disruption device | Flow diverter stent | Stryker Neurovascular | SURPASS EVOLVE FLOW DIVERTER SYSTEM 3.25MM X 20MM | FD32520 | Standalone | DE0504409 | As per HSA registered indication(s)
Neurosurgery | Neurovascular flow diversion | Neurovascular occlusion or flow disruption device | Flow diverter stent | Stryker Neurovascular | SURPASS EVOLVE FLOW DIVERTER SYSTEM 3.25MM X 25MM | FD32525 | Standalone | DE0504409 | As per HSA registered indication(s)
Neurosurgery | Neurovascular flow diversion | Neurovascular occlusion or flow disruption device | Flow diverter stent | Stryker Neurovascular | SURPASS EVOLVE FLOW DIVERTER SYSTEM 4.0MM X 12MM | FD40012 | Standalone | DE0504409 | As per HSA registered indication(s)
Neurosurgery | Neurovascular flow diversion | Neurovascular occlusion or flow disruption device | Flow diverter stent | Stryker Neurovascular | SURPASS EVOLVE FLOW DIVERTER SYSTEM 4.0MM X 15MM | FD40015 | Standalone | DE0504409 | As per HSA registered indication(s)
Neurosurgery | Neurovascular flow diversion | Neurovascular occlusion or flow disruption device | Flow diverter stent | Stryker Neurovascular | SURPASS EVOLVE FLOW DIVERTER SYSTEM 4.0MM X 17MM | FD40017 | Standalone | DE0504409 | As per HSA registered indication(s)
Neurosurgery | Neurovascular flow diversion | Neurovascular occlusion or flow disruption device | Flow diverter stent | Stryker Neurovascular | SURPASS EVOLVE FLOW DIVERTER SYSTEM 4.0MM X 20MM | FD40020 | Standalone | DE0504409 | As per HSA registered indication(s)
Neurosurgery | Neurovascular flow diversion | Neurovascular occlusion or flow disruption device | Flow diverter stent | Stryker Neurovascular | SURPASS EVOLVE FLOW DIVERTER SYSTEM 4.0MM X 25MM | FD40025 | Standalone | DE0504409 | As per HSA registered indication(s)
Neurosurgery | Neurovascular flow diversion | Neurovascular occlusion or flow disruption device | Flow diverter stent | Stryker Neurovascular | SURPASS EVOLVE FLOW DIVERTER SYSTEM 4.0MM X 30MM | FD40030 | Standalone | DE0504409 | As per HSA registered indication(s)
Neurosurgery | Neurovascular flow diversion | Neurovascular occlusion or flow disruption device | Flow diverter stent | Stryker Neurovascular | SURPASS EVOLVE FLOW DIVERTER SYSTEM 4.5MM X 12MM | FD45012 | Standalone | DE0504409 | As per HSA registered indication(s)
Neurosurgery | Neurovascular flow diversion | Neurovascular occlusion or flow disruption device | Flow diverter stent | Stryker Neurovascular | SURPASS EVOLVE FLOW DIVERTER SYSTEM 4.5MM X 15MM | FD45015 | Standalone | DE0504409 | As per HSA registered indication(s)
Neurosurgery | Neurovascular flow diversion | Neurovascular occlusion or flow disruption device | Flow diverter stent | Stryker Neurovascular | SURPASS EVOLVE FLOW DIVERTER SYSTEM 4.5MM X 17MM | FD45017 | Standalone | DE0504409 | As per HSA registered indication(s)
Neurosurgery | Neurovascular flow diversion | Neurovascular occlusion or flow disruption device | Flow diverter stent | Stryker Neurovascular | SURPASS EVOLVE FLOW DIVERTER SYSTEM 4.5MM X 20MM | FD45020 | Standalone | DE0504409 | As per HSA registered indication(s)
Neurosurgery | Neurovascular flow diversion | Neurovascular occlusion or flow disruption device | Flow diverter stent | Stryker Neurovascular | SURPASS EVOLVE FLOW DIVERTER SYSTEM 4.5MM X 25MM | FD45025 | Standalone | DE0504409 | As per HSA registered indication(s)
Neurosurgery | Neurovascular flow diversion | Neurovascular occlusion or flow disruption device | Flow diverter stent | Stryker Neurovascular | SURPASS EVOLVE FLOW DIVERTER SYSTEM 4.5MM X 30MM | FD45030 | Standalone | DE0504409 | As per HSA registered indication(s)
Neurosurgery | Neurovascular flow diversion | Neurovascular occlusion or flow disruption device | Flow diverter stent | Stryker Neurovascular | SURPASS EVOLVE FLOW DIVERTER SYSTEM 4.5MM X 40MM | FD45040 | Standalone | DE0504409 | As per HSA registered indication(s)
Neurosurgery | Neurovascular flow diversion | Neurovascular occlusion or flow disruption device | Flow diverter stent | Stryker Neurovascular | SURPASS EVOLVE FLOW DIVERTER SYSTEM 5.0MM X 15MM | FD50015 | Standalone | DE0504409 | As per HSA registered indication(s)
Neurosurgery | Neurovascular flow diversion | Neurovascular occlusion or flow disruption device | Flow diverter stent | Stryker Neurovascular | SURPASS EVOLVE FLOW DIVERTER SYSTEM 5.0MM X 20MM | FD50020 | Standalone | DE0504409 | As per HSA registered indication(s)
Neurosurgery | Neurovascular flow diversion | Neurovascular occlusion or flow disruption device | Flow diverter stent | Stryker Neurovascular | SURPASS EVOLVE FLOW DIVERTER SYSTEM 5.0MM X 25MM | FD50025 | Standalone | DE0504409 | As per HSA registered indication(s)
Neurosurgery | Neurovascular flow diversion | Neurovascular occlusion or flow disruption device | Flow diverter stent | Stryker Neurovascular | SURPASS EVOLVE FLOW DIVERTER SYSTEM 5.0MM X 30MM | FD50030 | Standalone | DE0504409 | As per HSA registered indication(s)
Neurosurgery | Neurovascular flow diversion | Neurovascular occlusion or flow disruption device | Flow diverter stent | Stryker Neurovascular | SURPASS EVOLVE FLOW DIVERTER SYSTEM 5.0MM X 40MM | FD50040 | Standalone | DE0504409 | As per HSA registered indication(s)
Neurosurgery | Neurovascular flow diversion | Neurovascular occlusion or flow disruption device | Flow diverter stent | Microvention | FRED FLOW REDIRECTION 3.5/13/7MM | MICFRED3507 | Standalone | DE0016684 | As per HSA registered indication(s)
Neurosurgery | Neurovascular flow diversion | Neurovascular occlusion or flow disruption device | Flow diverter stent | Microvention | FRED FLOW REDIRECTION 3.5/17/11MM | MICFRED3511 | Standalone | DE0016684 | As per HSA registered indication(s)
Neurosurgery | Neurovascular flow diversion | Neurovascular occlusion or flow disruption device | Flow diverter stent | Microvention | FRED FLOW REDIRECTION 3.5/22/16MM | MICFRED3516 | Standalone | DE0016684 | As per HSA registered indication(s)
Neurosurgery | Neurovascular flow diversion | Neurovascular occlusion or flow disruption device | Flow diverter stent | Microvention | FRED FLOW REDIRECTION 4.0/13/7MM | MICFRED4007 | Standalone | DE0016684 | As per HSA registered indication(s)
Neurosurgery | Neurovascular flow diversion | Neurovascular occlusion or flow disruption device | Flow diverter stent | Microvention | FRED FLOW REDIRECTION 4.0/18/12MM | MICFRED4012 | Standalone | DE0016684 | As per HSA registered indication(s)
Neurosurgery | Neurovascular flow diversion | Neurovascular occlusion or flow disruption device | Flow diverter stent | Microvention | FRED FLOW REDIRECTION 4.0/23/17MM | MICFRED4017 | Standalone | DE0016684 | As per HSA registered indication(s)
Neurosurgery | Neurovascular flow diversion | Neurovascular occlusion or flow disruption device | Flow diverter stent | Microvention | FRED FLOW REDIRECTION 4.5/15/8MM | MICFRED4508 | Standalone | DE0016684 | As per HSA registered indication(s)
Neurosurgery | Neurovascular flow diversion | Neurovascular occlusion or flow disruption device | Flow diverter stent | Microvention | FRED FLOW REDIRECTION 4.5/20/13MM | MICFRED4513 | Standalone | DE0016684 | As per HSA registered indication(s)
Neurosurgery | Neurovascular flow diversion | Neurovascular occlusion or flow disruption device | Flow diverter stent | Microvention | FRED FLOW REDIRECTION 4.5/25/18MM | MICFRED4518 | Standalone | DE0016684 | As per HSA registered indication(s)
Neurosurgery | Neurovascular flow diversion | Neurovascular occlusion or flow disruption device | Flow diverter stent | Microvention | FRED FLOW REDIRECTION 5.0/15/9MM | MICFRED5009 | Standalone | DE0016684 | As per HSA registered indication(s)
Neurosurgery | Neurovascular flow diversion | Neurovascular occlusion or flow disruption device | Flow diverter stent | Microvention | FRED FLOW REDIRECTION 5.0/21/14MM | MICFRED5014 | Standalone | DE0016684 | As per HSA registered indication(s)
Neurosurgery | Neurovascular flow diversion | Neurovascular occlusion or flow disruption device | Flow diverter stent | Microvention | FRED FLOW REDIRECTION 5.0/26/19MM | MICFRED5019 | Standalone | DE0016684 | As per HSA registered indication(s)
Neurosurgery | Neurovascular flow diversion | Neurovascular occlusion or flow disruption device | Flow diverter stent | Microvention | FRED FLOW REDIRECTION 5.5/22/14MM | MICFRED5514 | Standalone | DE0016684 | As per HSA registered indication(s)
Neurosurgery | Neurovascular flow diversion | Neurovascular occlusion or flow disruption device | Flow diverter stent | phenox | p64 MW HPC Flow Modulation Device 3.0mm x 9mm | P64-MW-HPC-300-9 | Standalone | DE0507585 | As per HSA registered indication(s)
Neurosurgery | Neurovascular flow diversion | Neurovascular occlusion or flow disruption device | Flow diverter stent | phenox | p64 MW HPC Flow Modulation Device 3.0mm x 12mm | P64-MW-HPC-300-12 | Standalone | DE0507585 | As per HSA registered indication(s)
Neurosurgery | Neurovascular flow diversion | Neurovascular occlusion or flow disruption device | Flow diverter stent | phenox | p64 MW HPC Flow Modulation Device 3.0mm x 15mm | P64-MW-HPC-300-15 | Standalone | DE0507585 | As per HSA registered indication(s)
Neurosurgery | Neurovascular flow diversion | Neurovascular occlusion or flow disruption device | Flow diverter stent | phenox | p64 MW HPC Flow Modulation Device 3.0mm x 18mm | P64-MW-HPC-300-18 | Standalone | DE0507585 | As per HSA registered indication(s)
Neurosurgery | Neurovascular flow diversion | Neurovascular occlusion or flow disruption device | Flow diverter stent | phenox | p64 MW HPC Flow Modulation Device 3.5mm x 9mm | P64-MW-HPC-350-9 | Standalone | DE0507585 | As per HSA registered indication(s)
Neurosurgery | Neurovascular flow diversion | Neurovascular occlusion or flow disruption device | Flow diverter stent | phenox | p64 MW HPC Flow Modulation Device 3.5mm x 12mm | P64-MW-HPC-350-12 | Standalone | DE0507585 | As per HSA registered indication(s)
Neurosurgery | Neurovascular flow diversion | Neurovascular occlusion or flow disruption device | Flow diverter stent | phenox | p64 MW HPC Flow Modulation Device 3.5mm x 15mm | P64-MW-HPC-350-15 | Standalone | DE0507585 | As per HSA registered indication(s)
Neurosurgery | Neurovascular flow diversion | Neurovascular occlusion or flow disruption device | Flow diverter stent | phenox | p64 MW HPC Flow Modulation Device 3.5mm x 18mm | P64-MW-HPC-350-18 | Standalone | DE0507585 | As per HSA registered indication(s)
Neurosurgery | Neurovascular flow diversion | Neurovascular occlusion or flow disruption device | Flow diverter stent | phenox | p64 MW HPC Flow Modulation Device 3.5mm x 21mm | P64-MW-HPC-350-21 | Standalone | DE0507585 | As per HSA registered indication(s)
Neurosurgery | Neurovascular flow diversion | Neurovascular occlusion or flow disruption device | Flow diverter stent | phenox | p64 MW HPC Flow Modulation Device 4.0mm x 12mm | P64-MW-HPC-400-12 | Standalone | DE0507585 | As per HSA registered indication(s)
Neurosurgery | Neurovascular flow diversion | Neurovascular occlusion or flow disruption device | Flow diverter stent | phenox | p64 MW HPC Flow Modulation Device 4.0mm x 15mm | P64-MW-HPC-400-15 | Standalone | DE0507585 | As per HSA registered indication(s)
Neurosurgery | Neurovascular flow diversion | Neurovascular occlusion or flow disruption device | Flow diverter stent | phenox | p64 MW HPC Flow Modulation Device 4.0mm x 18mm | P64-MW-HPC-400-18 | Standalone | DE0507585 | As per HSA registered indication(s)
Neurosurgery | Neurovascular flow diversion | Neurovascular occlusion or flow disruption device | Flow diverter stent | phenox | p64 MW HPC Flow Modulation Device 4.0mm x 21mm | P64-MW-HPC-400-21 | Standalone | DE0507585 | As per HSA registered indication(s)
Neurosurgery | Neurovascular flow diversion | Neurovascular occlusion or flow disruption device | Flow diverter stent | phenox | p64 MW HPC Flow Modulation Device 4.0mm x 24mm | P64-MW-HPC-400-24 | Standalone | DE0507585 | As per HSA registered indication(s)
Neurosurgery | Neurovascular flow diversion | Neurovascular occlusion or flow disruption device | Flow diverter stent | phenox | p64 MW HPC Flow Modulation Device 4.5mm x 15mm | P64-MW-HPC-450-15 | Standalone | DE0507585 | As per HSA registered indication(s)
Neurosurgery | Neurovascular flow diversion | Neurovascular occlusion or flow disruption device | Flow diverter stent | phenox | p64 MW HPC Flow Modulation Device 4.5mm x 18mm | P64-MW-HPC-450-18 | Standalone | DE0507585 | As per HSA registered indication(s)
Neurosurgery | Neurovascular flow diversion | Neurovascular occlusion or flow disruption device | Flow diverter stent | phenox | p64 MW HPC Flow Modulation Device 4.5mm x 21mm | P64-MW-HPC-450-21 | Standalone | DE0507585 | As per HSA registered indication(s)
Neurosurgery | Neurovascular flow diversion | Neurovascular occlusion or flow disruption device | Flow diverter stent | phenox | p64 MW HPC Flow Modulation Device 4.5mm x 24mm | P64-MW-HPC-450-24 | Standalone | DE0507585 | As per HSA registered indication(s)
Neurosurgery | Neurovascular flow diversion | Neurovascular occlusion or flow disruption device | Flow diverter stent | phenox | p64 MW HPC Flow Modulation Device 4.5mm x 27mm | P64-MW-HPC-450-27 | Standalone | DE0507585 | As per HSA registered indication(s)
Neurosurgery | Neurovascular flow diversion | Neurovascular occlusion or flow disruption device | Flow diverter stent | phenox | p64 MW HPC Flow Modulation Device 5.0mm x 18mm | P64-MW-HPC-500-18 | Standalone | DE0507585 | As per HSA registered indication(s)
Neurosurgery | Neurovascular flow diversion | Neurovascular occlusion or flow disruption device | Flow diverter stent | phenox | p64 MW HPC Flow Modulation Device 5.0mm x 24mm | P64-MW-HPC-500-24 | Standalone | DE0507585 | As per HSA registered indication(s)
Neurosurgery | Neurovascular flow diversion | Neurovascular occlusion or flow disruption device | Flow diverter stent | phenox | p64 MW HPC Flow Modulation Device 5.0mm x 30mm | P64-MW-HPC-500-30 | Standalone | DE0507585 | As per HSA registered indication(s)
Neurosurgery | Neurovascular flow diversion | Neurovascular occlusion or flow disruption device | Stent-assisted coiling stent | Micro Therapeutics, Inc. | Solitaire AB 3-20 | SAB-3-20 | Standalone | DE0006445 | As per HSA registered indication(s)
Neurosurgery | Neurovascular flow diversion | Neurovascular occlusion or flow disruption device | Stent-assisted coiling stent | Micro Therapeutics, Inc. | Solitaire AB 3-30 | SAB-3-30 | Standalone | DE0006445 | As per HSA registered indication(s)
Neurosurgery | Neurovascular flow diversion | Neurovascular occlusion or flow disruption device | Stent-assisted coiling stent | Micro Therapeutics, Inc. | Solitaire AB 4-15 | SAB-4-15 | Standalone | DE0006445 | As per HSA registered indication(s)
Neurosurgery | Neurovascular flow diversion | Neurovascular occlusion or flow disruption device | Stent-assisted coiling stent | Micro Therapeutics, Inc. | Solitaire AB 4-20 | SAB-4-20 | Standalone | DE0006445 | As per HSA registered indication(s)
Neurosurgery | Neurovascular flow diversion | Neurovascular occlusion or flow disruption device | Stent-assisted coiling stent | Micro Therapeutics, Inc. | Solitaire AB 4-30 | SAB-4-30 | Standalone | DE0006445 | As per HSA registered indication(s)
Neurosurgery | Neurovascular flow diversion | Neurovascular occlusion or flow disruption device | Stent-assisted coiling stent | Micro Therapeutics, Inc. | Solitaire AB 4-40 | SAB-4-40 | Standalone | DE0006445 | As per HSA registered indication(s)
Neurosurgery | Neurovascular flow diversion | Neurovascular occlusion or flow disruption device | Stent-assisted coiling stent | Micro Therapeutics, Inc. | Solitaire AB 5-20 | SAB-5-20 | Standalone | DE0006445 | As per HSA registered indication(s)
Neurosurgery | Neurovascular flow diversion | Neurovascular occlusion or flow disruption device | Stent-assisted coiling stent | Micro Therapeutics, Inc. | Solitaire AB 5-30 | SAB-5-30 | Standalone | DE0006445 | As per HSA registered indication(s)
Neurosurgery | Neurovascular flow diversion | Neurovascular occlusion or flow disruption device | Stent-assisted coiling stent | Micro Therapeutics, Inc. | Solitaire AB 5-40 | SAB-5-40 | Standalone | DE0006445 | As per HSA registered indication(s)
Neurosurgery | Neurovascular flow diversion | Neurovascular occlusion or flow disruption device | Stent-assisted coiling stent | Micro Therapeutics, Inc. | Solitaire AB 6-20 | SAB-6-20 | Standalone | DE0006445 | As per HSA registered indication(s)
Neurosurgery | Neurovascular flow diversion | Neurovascular occlusion or flow disruption device | Stent-assisted coiling stent | Micro Therapeutics, Inc. | Solitaire AB 6-30 | SAB-6-30 | Standalone | DE0006445 | As per HSA registered indication(s)
Neurosurgery | Neurovascular flow diversion | Neurovascular occlusion or flow disruption device | Stent-assisted coiling stent | Stryker Neurovascular | NEUROFORM ATLAS 3.0MM X 15MM NO TIP-HDE | M003UZAS30150 | Standalone | DE0501646 | As per HSA registered indication(s)
Neurosurgery | Neurovascular flow diversion | Neurovascular occlusion or flow disruption device | Stent-assisted coiling stent | Stryker Neurovascular | NEUROFORM ATLAS 3.0MM X 21MM NO TIP-HDE | M003UZAS30210 | Standalone | DE0501646 | As per HSA registered indication(s)
Neurosurgery | Neurovascular flow diversion | Neurovascular occlusion or flow disruption device | Stent-assisted coiling stent | Stryker Neurovascular | NEUROFORM ATLAS 3.0MM X 24MM NO TIP-HDE | M003UZAS30240 | Standalone | DE0501646 | As per HSA registered indication(s)
Neurosurgery | Neurovascular flow diversion | Neurovascular occlusion or flow disruption device | Stent-assisted coiling stent | Stryker Neurovascular | NEUROFORM ATLAS 4.0MM X 21MM NO TIP-HDE | M003UZAS40210 | Standalone | DE0501646 | As per HSA registered indication(s)
Neurosurgery | Neurovascular flow diversion | Neurovascular occlusion or flow disruption device | Stent-assisted coiling stent | Stryker Neurovascular | NEUROFORM ATLAS 4.0MM X 24MM NO TIP-HDE | M003UZAS40240 | Standalone | DE0501646 | As per HSA registered indication(s)
Neurosurgery | Neurovascular flow diversion | Neurovascular occlusion or flow disruption device | Stent-assisted coiling stent | Stryker Neurovascular | NEUROFORM ATLAS 4.5MM X 21MM NO TIP-HDE | M003UZAS45210 | Standalone | DE0501646 | As per HSA registered indication(s)
Neurosurgery | Neurovascular flow diversion | Neurovascular occlusion or flow disruption device | Stent-assisted coiling stent | Stryker Neurovascular | NEUROFORM ATLAS 4.5MM X 30MM NO TIP-HDE | M003UZAS45300 | Standalone | DE0501646 | As per HSA registered indication(s)
Neurosurgery | Neurovascular flow diversion | Neurovascular occlusion or flow disruption device | Stent-assisted coiling stent | Microvention | LVIS JR 3.5MM X 18MM | MIC172516-CASJ | Standalone | DE0010893 | As per HSA registered indication(s)
Neurosurgery | Neurovascular flow diversion | Neurovascular occlusion or flow disruption device | Stent-assisted coiling stent | Microvention | LVIS JR 3.5MM X 20MM | MIC172524-CASJ | Standalone | DE0010893 | As per HSA registered indication(s)
Neurosurgery | Neurovascular flow diversion | Neurovascular occlusion or flow disruption device | Stent-assisted coiling stent | Microvention | LVIS 3.5MM X 17MM | MIC212517-CAS | Standalone | DE0010893 | As per HSA registered indication(s)
Neurosurgery | Neurovascular flow diversion | Neurovascular occlusion or flow disruption device | Stent-assisted coiling stent | Microvention | LVIS 2.5MM X 25MM | MIC212525-CAS | Standalone | DE0010893 | As per HSA registered indication(s)
Neurosurgery | Neurovascular flow diversion | Neurovascular occlusion or flow disruption device | Stent-assisted coiling stent | Microvention | LVIS 4.5MM X 18MM | MIC213015-CAS | Standalone | DE0010893 | As per HSA registered indication(s)
Neurosurgery | Neurovascular flow diversion | Neurovascular occlusion or flow disruption device | Stent-assisted coiling stent | Microvention | LVIS 4.5MM X 23MM | MIC213025-CAS | Standalone | DE0010893 | As per HSA registered indication(s)
Neurosurgery | Neurovascular flow diversion | Neurovascular occlusion or flow disruption device | Stent-assisted coiling stent | Microvention | LVIS 4.5MM X 32MM | MIC213041-CAS | Standalone | DE0010893 | As per HSA registered indication(s)
Neurosurgery | Neurovascular flow diversion | Neurovascular occlusion or flow disruption device | Stent-assisted coiling stent | Microvention | LVIS 5.5MM X 30MM | MIC214035-CAS | Standalone | DE0010893 | As per HSA registered indication(s)
Neurosurgery | Neurovascular flow diversion | Neurovascular occlusion or flow disruption device | Stent-assisted coiling stent | Microvention | LVIS 5.5MM X 33MM | MIC214049-CAS | Standalone | DE0010893 | As per HSA registered indication(s)
Ophthalmic | Intraocular lens replacement | Intraocular lens (IOL) | Monofocal posterior chamber IOL | Alcon | Acrysof Ultraviolet-Absorbing Acrylic Foldable Single-Piece Posterior Chamber Intraocular Lenses | SA60AT (+6.0D) | Standalone | DE0001919 | As per HSA registration, except multi-piece monofocal posterior chamber intraocular lenses which may be subsidised for patients who: 1. Have high or very high myopia where single-piece foldable IOLs are not appropriate; or 2. Have inadequate capsular or zonular support such as posterior capsular or zonular defects
Ophthalmic | Intraocular lens replacement | Intraocular lens (IOL) | Monofocal posterior chamber IOL | Alcon | Acrysof Ultraviolet-Absorbing Acrylic Foldable Single-Piece Posterior Chamber Intraocular Lenses | SA60AT (+6.5D) | Standalone | DE0001919 | As per HSA registration, except multi-piece monofocal posterior chamber intraocular lenses which may be subsidised for patients who: 1. Have high or very high myopia where single-piece foldable IOLs are not appropriate; or 2. Have inadequate capsular or zonular support such as posterior capsular or zonular defects
Ophthalmic | Intraocular lens replacement | Intraocular lens (IOL) | Monofocal posterior chamber IOL | Alcon | Acrysof Ultraviolet-Absorbing Acrylic Foldable Single-Piece Posterior Chamber Intraocular Lenses | SA60AT (+7.0D) | Standalone | DE0001919 | As per HSA registration, except multi-piece monofocal posterior chamber intraocular lenses which may be subsidised for patients who: 1. Have high or very high myopia where single-piece foldable IOLs are not appropriate; or 2. Have inadequate capsular or zonular support such as posterior capsular or zonular defects
Ophthalmic | Intraocular lens replacement | Intraocular lens (IOL) | Monofocal posterior chamber IOL | Alcon | Acrysof Ultraviolet-Absorbing Acrylic Foldable Single-Piece Posterior Chamber Intraocular Lenses | SA60AT (+7.5D) | Standalone | DE0001919 | As per HSA registration, except multi-piece monofocal posterior chamber intraocular lenses which may be subsidised for patients who: 1. Have high or very high myopia where single-piece foldable IOLs are not appropriate; or 2. Have inadequate capsular or zonular support such as posterior capsular or zonular defects
Ophthalmic | Intraocular lens replacement | Intraocular lens (IOL) | Monofocal posterior chamber IOL | Alcon | Acrysof Ultraviolet-Absorbing Acrylic Foldable Single-Piece Posterior Chamber Intraocular Lenses | SA60AT (+8.0D) | Standalone | DE0001919 | As per HSA registration, except multi-piece monofocal posterior chamber intraocular lenses which may be subsidised for patients who: 1. Have high or very high myopia where single-piece foldable IOLs are not appropriate; or 2. Have inadequate capsular or zonular support such as posterior capsular or zonular defects
Ophthalmic | Intraocular lens replacement | Intraocular lens (IOL) | Monofocal posterior chamber IOL | Alcon | Acrysof Ultraviolet-Absorbing Acrylic Foldable Single-Piece Posterior Chamber Intraocular Lenses | SA60AT (+8.5D) | Standalone | DE0001919 | As per HSA registration, except multi-piece monofocal posterior chamber intraocular lenses which may be subsidised for patients who: 1. Have high or very high myopia where single-piece foldable IOLs are not appropriate; or 2. Have inadequate capsular or zonular support such as posterior capsular or zonular defects
Ophthalmic | Intraocular lens replacement | Intraocular lens (IOL) | Monofocal posterior chamber IOL | Alcon | Acrysof Ultraviolet-Absorbing Acrylic Foldable Single-Piece Posterior Chamber Intraocular Lenses | SA60AT (+9.0D) | Standalone | DE0001919 | As per HSA registration, except multi-piece monofocal posterior chamber intraocular lenses which may be subsidised for patients who: 1. Have high or very high myopia where single-piece foldable IOLs are not appropriate; or 2. Have inadequate capsular or zonular support such as posterior capsular or zonular defects
Ophthalmic | Intraocular lens replacement | Intraocular lens (IOL) | Monofocal posterior chamber IOL | Alcon | Acrysof Ultraviolet-Absorbing Acrylic Foldable Single-Piece Posterior Chamber Intraocular Lenses | SA60AT (+9.5D) | Standalone | DE0001919 | As per HSA registration, except multi-piece monofocal posterior chamber intraocular lenses which may be subsidised for patients who: 1. Have high or very high myopia where single-piece foldable IOLs are not appropriate; or 2. Have inadequate capsular or zonular support such as posterior capsular or zonular defects
Ophthalmic | Intraocular lens replacement | Intraocular lens (IOL) | Monofocal posterior chamber IOL | Alcon | Acrysof Ultraviolet-Absorbing Acrylic Foldable Single-Piece Posterior Chamber Intraocular Lenses | SA60AT (+10.0D) | Standalone | DE0001919 | As per HSA registration, except multi-piece monofocal posterior chamber intraocular lenses which may be subsidised for patients who: 1. Have high or very high myopia where single-piece foldable IOLs are not appropriate; or 2. Have inadequate capsular or zonular support such as posterior capsular or zonular defects
Ophthalmic | Intraocular lens replacement | Intraocular lens (IOL) | Monofocal posterior chamber IOL | Alcon | Acrysof Ultraviolet-Absorbing Acrylic Foldable Single-Piece Posterior Chamber Intraocular Lenses | SA60AT (+10.5D) | Standalone | DE0001919 | As per HSA registration, except multi-piece monofocal posterior chamber intraocular lenses which may be subsidised for patients who: 1. Have high or very high myopia where single-piece foldable IOLs are not appropriate; or 2. Have inadequate capsular or zonular support such as posterior capsular or zonular defects
Ophthalmic | Intraocular lens replacement | Intraocular lens (IOL) | Monofocal posterior chamber IOL | Alcon | Acrysof Ultraviolet-Absorbing Acrylic Foldable Single-Piece Posterior Chamber Intraocular Lenses | SA60AT (+11.0D) | Standalone | DE0001919 | As per HSA registration, except multi-piece monofocal posterior chamber intraocular lenses which may be subsidised for patients who: 1. Have high or very high myopia where single-piece foldable IOLs are not appropriate; or 2. Have inadequate capsular or zonular support such as posterior capsular or zonular defects
Ophthalmic | Intraocular lens replacement | Intraocular lens (IOL) | Monofocal posterior chamber IOL | Alcon | Acrysof Ultraviolet-Absorbing Acrylic Foldable Single-Piece Posterior Chamber Intraocular Lenses | SA60AT (+11.5D) | Standalone | DE0001919 | As per HSA registration, except multi-piece monofocal posterior chamber intraocular lenses which may be subsidised for patients who: 1. Have high or very high myopia where single-piece foldable IOLs are not appropriate; or 2. Have inadequate capsular or zonular support such as posterior capsular or zonular defects
Ophthalmic | Intraocular lens replacement | Intraocular lens (IOL) | Monofocal posterior chamber IOL | Alcon | Acrysof Ultraviolet-Absorbing Acrylic Foldable Single-Piece Posterior Chamber Intraocular Lenses | SA60AT (+12.0D) | Standalone | DE0001919 | As per HSA registration, except multi-piece monofocal posterior chamber intraocular lenses which may be subsidised for patients who: 1. Have high or very high myopia where single-piece foldable IOLs are not appropriate; or 2. Have inadequate capsular or zonular support such as posterior capsular or zonular defects
Ophthalmic | Intraocular lens replacement | Intraocular lens (IOL) | Monofocal posterior chamber IOL | Alcon | Acrysof Ultraviolet-Absorbing Acrylic Foldable Single-Piece Posterior Chamber Intraocular Lenses | SA60AT (+12.5D) | Standalone | DE0001919 | As per HSA registration, except multi-piece monofocal posterior chamber intraocular lenses which may be subsidised for patients who: 1. Have high or very high myopia where single-piece foldable IOLs are not appropriate; or 2. Have inadequate capsular or zonular support such as posterior capsular or zonular defects
Ophthalmic | Intraocular lens replacement | Intraocular lens (IOL) | Monofocal posterior chamber IOL | Alcon | Acrysof Ultraviolet-Absorbing Acrylic Foldable Single-Piece Posterior Chamber Intraocular Lenses | SA60AT (+13.0D) | Standalone | DE0001919 | As per HSA registration, except multi-piece monofocal posterior chamber intraocular lenses which may be subsidised for patients who: 1. Have high or very high myopia where single-piece foldable IOLs are not appropriate; or 2. Have inadequate capsular or zonular support such as posterior capsular or zonular defects
Ophthalmic | Intraocular lens replacement | Intraocular lens (IOL) | Monofocal posterior chamber IOL | Alcon | Acrysof Ultraviolet-Absorbing Acrylic Foldable Single-Piece Posterior Chamber Intraocular Lenses | SA60AT (+13.5D) | Standalone | DE0001919 | As per HSA registration, except multi-piece monofocal posterior chamber intraocular lenses which may be subsidised for patients who: 1. Have high or very high myopia where single-piece foldable IOLs are not appropriate; or 2. Have inadequate capsular or zonular support such as posterior capsular or zonular defects
Ophthalmic | Intraocular lens replacement | Intraocular lens (IOL) | Monofocal posterior chamber IOL | Alcon | Acrysof Ultraviolet-Absorbing Acrylic Foldable Single-Piece Posterior Chamber Intraocular Lenses | SA60AT (+14.0D) | Standalone | DE0001919 | As per HSA registration, except multi-piece monofocal posterior chamber intraocular lenses which may be subsidised for patients who: 1. Have high or very high myopia where single-piece foldable IOLs are not appropriate; or 2. Have inadequate capsular or zonular support such as posterior capsular or zonular defects
Ophthalmic | Intraocular lens replacement | Intraocular lens (IOL) | Monofocal posterior chamber IOL | Alcon | Acrysof Ultraviolet-Absorbing Acrylic Foldable Single-Piece Posterior Chamber Intraocular Lenses | SA60AT (+14.5D) | Standalone | DE0001919 | As per HSA registration, except multi-piece monofocal posterior chamber intraocular lenses which may be subsidised for patients who: 1. Have high or very high myopia where single-piece foldable IOLs are not appropriate; or 2. Have inadequate capsular or zonular support such as posterior capsular or zonular defects
Ophthalmic | Intraocular lens replacement | Intraocular lens (IOL) | Monofocal posterior chamber IOL | Alcon | Acrysof Ultraviolet-Absorbing Acrylic Foldable Single-Piece Posterior Chamber Intraocular Lenses | SA60AT (+15.0D) | Standalone | DE0001919 | As per HSA registration, except multi-piece monofocal posterior chamber intraocular lenses which may be subsidised for patients who: 1. Have high or very high myopia where single-piece foldable IOLs are not appropriate; or 2. Have inadequate capsular or zonular support such as posterior capsular or zonular defects
Ophthalmic | Intraocular lens replacement | Intraocular lens (IOL) | Monofocal posterior chamber IOL | Alcon | Acrysof Ultraviolet-Absorbing Acrylic Foldable Single-Piece Posterior Chamber Intraocular Lenses | SA60AT (+15.5D) | Standalone | DE0001919 | As per HSA registration, except multi-piece monofocal posterior chamber intraocular lenses which may be subsidised for patients who: 1. Have high or very high myopia where single-piece foldable IOLs are not appropriate; or 2. Have inadequate capsular or zonular support such as posterior capsular or zonular defects
Ophthalmic | Intraocular lens replacement | Intraocular lens (IOL) | Monofocal posterior chamber IOL | Alcon | Acrysof Ultraviolet-Absorbing Acrylic Foldable Single-Piece Posterior Chamber Intraocular Lenses | SA60AT (+16.0D) | Standalone | DE0001919 | As per HSA registration, except multi-piece monofocal posterior chamber intraocular lenses which may be subsidised for patients who: 1. Have high or very high myopia where single-piece foldable IOLs are not appropriate; or 2. Have inadequate capsular or zonular support such as posterior capsular or zonular defects
Ophthalmic | Intraocular lens replacement | Intraocular lens (IOL) | Monofocal posterior chamber IOL | Alcon | Acrysof Ultraviolet-Absorbing Acrylic Foldable Single-Piece Posterior Chamber Intraocular Lenses | SA60AT (+16.5D) | Standalone | DE0001919 | As per HSA registration, except multi-piece monofocal posterior chamber intraocular lenses which may be subsidised for patients who: 1. Have high or very high myopia where single-piece foldable IOLs are not appropriate; or 2. Have inadequate capsular or zonular support such as posterior capsular or zonular defects
Ophthalmic | Intraocular lens replacement | Intraocular lens (IOL) | Monofocal posterior chamber IOL | Alcon | Acrysof Ultraviolet-Absorbing Acrylic Foldable Single-Piece Posterior Chamber Intraocular Lenses | SA60AT (+17.0D) | Standalone | DE0001919 | As per HSA registration, except multi-piece monofocal posterior chamber intraocular lenses which may be subsidised for patients who: 1. Have high or very high myopia where single-piece foldable IOLs are not appropriate; or 2. Have inadequate capsular or zonular support such as posterior capsular or zonular defects
Ophthalmic | Intraocular lens replacement | Intraocular lens (IOL) | Monofocal posterior chamber IOL | Alcon | Acrysof Ultraviolet-Absorbing Acrylic Foldable Single-Piece Posterior Chamber Intraocular Lenses | SA60AT (+17.5D) | Standalone | DE0001919 | As per HSA registration, except multi-piece monofocal posterior chamber intraocular lenses which may be subsidised for patients who: 1. Have high or very high myopia where single-piece foldable IOLs are not appropriate; or 2. Have inadequate capsular or zonular support such as posterior capsular or zonular defects
Ophthalmic | Intraocular lens replacement | Intraocular lens (IOL) | Monofocal posterior chamber IOL | Alcon | Acrysof Ultraviolet-Absorbing Acrylic Foldable Single-Piece Posterior Chamber Intraocular Lenses | SA60AT (+18.0D) | Standalone | DE0001919 | As per HSA registration, except multi-piece monofocal posterior chamber intraocular lenses which may be subsidised for patients who: 1. Have high or very high myopia where single-piece foldable IOLs are not appropriate; or 2. Have inadequate capsular or zonular support such as posterior capsular or zonular defects
Ophthalmic | Intraocular lens replacement | Intraocular lens (IOL) | Monofocal posterior chamber IOL | Alcon | Acrysof Ultraviolet-Absorbing Acrylic Foldable Single-Piece Posterior Chamber Intraocular Lenses | SA60AT (+18.5D) | Standalone | DE0001919 | As per HSA registration, except multi-piece monofocal posterior chamber intraocular lenses which may be subsidised for patients who: 1. Have high or very high myopia where single-piece foldable IOLs are not appropriate; or 2. Have inadequate capsular or zonular support such as posterior capsular or zonular defects
Ophthalmic | Intraocular lens replacement | Intraocular lens (IOL) | Monofocal posterior chamber IOL | Alcon | Acrysof Ultraviolet-Absorbing Acrylic Foldable Single-Piece Posterior Chamber Intraocular Lenses | SA60AT (+19.0D) | Standalone | DE0001919 | As per HSA registration, except multi-piece monofocal posterior chamber intraocular lenses which may be subsidised for patients who: 1. Have high or very high myopia where single-piece foldable IOLs are not appropriate; or 2. Have inadequate capsular or zonular support such as posterior capsular or zonular defects
Ophthalmic | Intraocular lens replacement | Intraocular lens (IOL) | Monofocal posterior chamber IOL | Alcon | Acrysof Ultraviolet-Absorbing Acrylic Foldable Single-Piece Posterior Chamber Intraocular Lenses | SA60AT (+19.5D) | Standalone | DE0001919 | As per HSA registration, except multi-piece monofocal posterior chamber intraocular lenses which may be subsidised for patients who: 1. Have high or very high myopia where single-piece foldable IOLs are not appropriate; or 2. Have inadequate capsular or zonular support such as posterior capsular or zonular defects
Ophthalmic | Intraocular lens replacement | Intraocular lens (IOL) | Monofocal posterior chamber IOL | Alcon | Acrysof Ultraviolet-Absorbing Acrylic Foldable Single-Piece Posterior Chamber Intraocular Lenses | SA60AT (+20.0D) | Standalone | DE0001919 | As per HSA registration, except multi-piece monofocal posterior chamber intraocular lenses which may be subsidised for patients who: 1. Have high or very high myopia where single-piece foldable IOLs are not appropriate; or 2. Have inadequate capsular or zonular support such as posterior capsular or zonular defects
Ophthalmic | Intraocular lens replacement | Intraocular lens (IOL) | Monofocal posterior chamber IOL | Alcon | Acrysof Ultraviolet-Absorbing Acrylic Foldable Single-Piece Posterior Chamber Intraocular Lenses | SA60AT (+20.5D) | Standalone | DE0001919 | As per HSA registration, except multi-piece monofocal posterior chamber intraocular lenses which may be subsidised for patients who: 1. Have high or very high myopia where single-piece foldable IOLs are not appropriate; or 2. Have inadequate capsular or zonular support such as posterior capsular or zonular defects
Ophthalmic | Intraocular lens replacement | Intraocular lens (IOL) | Monofocal posterior chamber IOL | Alcon | Acrysof Ultraviolet-Absorbing Acrylic Foldable Single-Piece Posterior Chamber Intraocular Lenses | SA60AT (+21.0D) | Standalone | DE0001919 | As per HSA registration, except multi-piece monofocal posterior chamber intraocular lenses which may be subsidised for patients who: 1. Have high or very high myopia where single-piece foldable IOLs are not appropriate; or 2. Have inadequate capsular or zonular support such as posterior capsular or zonular defects
Ophthalmic | Intraocular lens replacement | Intraocular lens (IOL) | Monofocal posterior chamber IOL | Alcon | Acrysof Ultraviolet-Absorbing Acrylic Foldable Single-Piece Posterior Chamber Intraocular Lenses | SA60AT (+21.5D) | Standalone | DE0001919 | As per HSA registration, except multi-piece monofocal posterior chamber intraocular lenses which may be subsidised for patients who: 1. Have high or very high myopia where single-piece foldable IOLs are not appropriate; or 2. Have inadequate capsular or zonular support such as posterior capsular or zonular defects
Ophthalmic | Intraocular lens replacement | Intraocular lens (IOL) | Monofocal posterior chamber IOL | Alcon | Acrysof Ultraviolet-Absorbing Acrylic Foldable Single-Piece Posterior Chamber Intraocular Lenses | SA60AT (+22.0D) | Standalone | DE0001919 | As per HSA registration, except multi-piece monofocal posterior chamber intraocular lenses which may be subsidised for patients who: 1. Have high or very high myopia where single-piece foldable IOLs are not appropriate; or 2. Have inadequate capsular or zonular support such as posterior capsular or zonular defects
Ophthalmic | Intraocular lens replacement | Intraocular lens (IOL) | Monofocal posterior chamber IOL | Alcon | Acrysof Ultraviolet-Absorbing Acrylic Foldable Single-Piece Posterior Chamber Intraocular Lenses | SA60AT (+22.5D) | Standalone | DE0001919 | As per HSA registration, except multi-piece monofocal posterior chamber intraocular lenses which may be subsidised for patients who: 1. Have high or very high myopia where single-piece foldable IOLs are not appropriate; or 2. Have inadequate capsular or zonular support such as posterior capsular or zonular defects
Ophthalmic | Intraocular lens replacement | Intraocular lens (IOL) | Monofocal posterior chamber IOL | Alcon | Acrysof Ultraviolet-Absorbing Acrylic Foldable Single-Piece Posterior Chamber Intraocular Lenses | SA60AT (+23.0D) | Standalone | DE0001919 | As per HSA registration, except multi-piece monofocal posterior chamber intraocular lenses which may be subsidised for patients who: 1. Have high or very high myopia where single-piece foldable IOLs are not appropriate; or 2. Have inadequate capsular or zonular support such as posterior capsular or zonular defects
Ophthalmic | Intraocular lens replacement | Intraocular lens (IOL) | Monofocal posterior chamber IOL | Alcon | Acrysof Ultraviolet-Absorbing Acrylic Foldable Single-Piece Posterior Chamber Intraocular Lenses | SA60AT (+23.5D) | Standalone | DE0001919 | As per HSA registration, except multi-piece monofocal posterior chamber intraocular lenses which may be subsidised for patients who: 1. Have high or very high myopia where single-piece foldable IOLs are not appropriate; or 2. Have inadequate capsular or zonular support such as posterior capsular or zonular defects
Ophthalmic | Intraocular lens replacement | Intraocular lens (IOL) | Monofocal posterior chamber IOL | Alcon | Acrysof Ultraviolet-Absorbing Acrylic Foldable Single-Piece Posterior Chamber Intraocular Lenses | SA60AT (+24.0D) | Standalone | DE0001919 | As per HSA registration, except multi-piece monofocal posterior chamber intraocular lenses which may be subsidised for patients who: 1. Have high or very high myopia where single-piece foldable IOLs are not appropriate; or 2. Have inadequate capsular or zonular support such as posterior capsular or zonular defects
Ophthalmic | Intraocular lens replacement | Intraocular lens (IOL) | Monofocal posterior chamber IOL | Alcon | Acrysof Ultraviolet-Absorbing Acrylic Foldable Single-Piece Posterior Chamber Intraocular Lenses | SA60AT (+24.5D) | Standalone | DE0001919 | As per HSA registration, except multi-piece monofocal posterior chamber intraocular lenses which may be subsidised for patients who: 1. Have high or very high myopia where single-piece foldable IOLs are not appropriate; or 2. Have inadequate capsular or zonular support such as posterior capsular or zonular defects
Ophthalmic | Intraocular lens replacement | Intraocular lens (IOL) | Monofocal posterior chamber IOL | Alcon | Acrysof Ultraviolet-Absorbing Acrylic Foldable Single-Piece Posterior Chamber Intraocular Lenses | SA60AT (+25.0D) | Standalone | DE0001919 | As per HSA registration, except multi-piece monofocal posterior chamber intraocular lenses which may be subsidised for patients who: 1. Have high or very high myopia where single-piece foldable IOLs are not appropriate; or 2. Have inadequate capsular or zonular support such as posterior capsular or zonular defects
Ophthalmic | Intraocular lens replacement | Intraocular lens (IOL) | Monofocal posterior chamber IOL | Alcon | Acrysof Ultraviolet-Absorbing Acrylic Foldable Single-Piece Posterior Chamber Intraocular Lenses | SA60AT (+25.5D) | Standalone | DE0001919 | As per HSA registration, except multi-piece monofocal posterior chamber intraocular lenses which may be subsidised for patients who: 1. Have high or very high myopia where single-piece foldable IOLs are not appropriate; or 2. Have inadequate capsular or zonular support such as posterior capsular or zonular defects
Ophthalmic | Intraocular lens replacement | Intraocular lens (IOL) | Monofocal posterior chamber IOL | Alcon | Acrysof Ultraviolet-Absorbing Acrylic Foldable Single-Piece Posterior Chamber Intraocular Lenses | SA60AT (+26.0D) | Standalone | DE0001919 | As per HSA registration, except multi-piece monofocal posterior chamber intraocular lenses which may be subsidised for patients who: 1. Have high or very high myopia where single-piece foldable IOLs are not appropriate; or 2. Have inadequate capsular or zonular support such as posterior capsular or zonular defects
Ophthalmic | Intraocular lens replacement | Intraocular lens (IOL) | Monofocal posterior chamber IOL | Alcon | Acrysof Ultraviolet-Absorbing Acrylic Foldable Single-Piece Posterior Chamber Intraocular Lenses | SA60AT (+26.5D) | Standalone | DE0001919 | As per HSA registration, except multi-piece monofocal posterior chamber intraocular lenses which may be subsidised for patients who: 1. Have high or very high myopia where single-piece foldable IOLs are not appropriate; or 2. Have inadequate capsular or zonular support such as posterior capsular or zonular defects
Ophthalmic | Intraocular lens replacement | Intraocular lens (IOL) | Monofocal posterior chamber IOL | Alcon | Acrysof Ultraviolet-Absorbing Acrylic Foldable Single-Piece Posterior Chamber Intraocular Lenses | SA60AT (+27.0D) | Standalone | DE0001919 | As per HSA registration, except multi-piece monofocal posterior chamber intraocular lenses which may be subsidised for patients who: 1. Have high or very high myopia where single-piece foldable IOLs are not appropriate; or 2. Have inadequate capsular or zonular support such as posterior capsular or zonular defects
Ophthalmic | Intraocular lens replacement | Intraocular lens (IOL) | Monofocal posterior chamber IOL | Alcon | Acrysof Ultraviolet-Absorbing Acrylic Foldable Single-Piece Posterior Chamber Intraocular Lenses | SA60AT (+27.5D) | Standalone | DE0001919 | As per HSA registration, except multi-piece monofocal posterior chamber intraocular lenses which may be subsidised for patients who: 1. Have high or very high myopia where single-piece foldable IOLs are not appropriate; or 2. Have inadequate capsular or zonular support such as posterior capsular or zonular defects
Ophthalmic | Intraocular lens replacement | Intraocular lens (IOL) | Monofocal posterior chamber IOL | Alcon | Acrysof Ultraviolet-Absorbing Acrylic Foldable Single-Piece Posterior Chamber Intraocular Lenses | SA60AT (+28.0D) | Standalone | DE0001919 | As per HSA registration, except multi-piece monofocal posterior chamber intraocular lenses which may be subsidised for patients who: 1. Have high or very high myopia where single-piece foldable IOLs are not appropriate; or 2. Have inadequate capsular or zonular support such as posterior capsular or zonular defects
Ophthalmic | Intraocular lens replacement | Intraocular lens (IOL) | Monofocal posterior chamber IOL | Alcon | Acrysof Ultraviolet-Absorbing Acrylic Foldable Single-Piece Posterior Chamber Intraocular Lenses | SA60AT (+28.5D) | Standalone | DE0001919 | As per HSA registration, except multi-piece monofocal posterior chamber intraocular lenses which may be subsidised for patients who: 1. Have high or very high myopia where single-piece foldable IOLs are not appropriate; or 2. Have inadequate capsular or zonular support such as posterior capsular or zonular defects
Ophthalmic | Intraocular lens replacement | Intraocular lens (IOL) | Monofocal posterior chamber IOL | Alcon | Acrysof Ultraviolet-Absorbing Acrylic Foldable Single-Piece Posterior Chamber Intraocular Lenses | SA60AT (+29.0D) | Standalone | DE0001919 | As per HSA registration, except multi-piece monofocal posterior chamber intraocular lenses which may be subsidised for patients who: 1. Have high or very high myopia where single-piece foldable IOLs are not appropriate; or 2. Have inadequate capsular or zonular support such as posterior capsular or zonular defects
Ophthalmic | Intraocular lens replacement | Intraocular lens (IOL) | Monofocal posterior chamber IOL | Alcon | Acrysof Ultraviolet-Absorbing Acrylic Foldable Single-Piece Posterior Chamber Intraocular Lenses | SA60AT (+29.5D) | Standalone | DE0001919 | As per HSA registration, except multi-piece monofocal posterior chamber intraocular lenses which may be subsidised for patients who: 1. Have high or very high myopia where single-piece foldable IOLs are not appropriate; or 2. Have inadequate capsular or zonular support such as posterior capsular or zonular defects
Ophthalmic | Intraocular lens replacement | Intraocular lens (IOL) | Monofocal posterior chamber IOL | Alcon | Acrysof Ultraviolet-Absorbing Acrylic Foldable Single-Piece Posterior Chamber Intraocular Lenses | SA60AT (+30.0D) | Standalone | DE0001919 | As per HSA registration, except multi-piece monofocal posterior chamber intraocular lenses which may be subsidised for patients who: 1. Have high or very high myopia where single-piece foldable IOLs are not appropriate; or 2. Have inadequate capsular or zonular support such as posterior capsular or zonular defects
Ophthalmic | Intraocular lens replacement | Intraocular lens (IOL) | Monofocal posterior chamber IOL | Alcon | Acrysof Ultraviolet-Absorbing Acrylic Foldable Single-Piece Posterior Chamber Intraocular Lenses | SA60AT (+31.0D) | Standalone | DE0001919 | As per HSA registration, except multi-piece monofocal posterior chamber intraocular lenses which may be subsidised for patients who: 1. Have high or very high myopia where single-piece foldable IOLs are not appropriate; or 2. Have inadequate capsular or zonular support such as posterior capsular or zonular defects
Ophthalmic | Intraocular lens replacement | Intraocular lens (IOL) | Monofocal posterior chamber IOL | Alcon | Acrysof Ultraviolet-Absorbing Acrylic Foldable Single-Piece Posterior Chamber Intraocular Lenses | SA60AT (+32.0D) | Standalone | DE0001919 | As per HSA registration, except multi-piece monofocal posterior chamber intraocular lenses which may be subsidised for patients who: 1. Have high or very high myopia where single-piece foldable IOLs are not appropriate; or 2. Have inadequate capsular or zonular support such as posterior capsular or zonular defects
Ophthalmic | Intraocular lens replacement | Intraocular lens (IOL) | Monofocal posterior chamber IOL | Alcon | Acrysof Ultraviolet-Absorbing Acrylic Foldable Single-Piece Posterior Chamber Intraocular Lenses | SA60AT (+33.0D) | Standalone | DE0001919 | As per HSA registration, except multi-piece monofocal posterior chamber intraocular lenses which may be subsidised for patients who: 1. Have high or very high myopia where single-piece foldable IOLs are not appropriate; or 2. Have inadequate capsular or zonular support such as posterior capsular or zonular defects
Ophthalmic | Intraocular lens replacement | Intraocular lens (IOL) | Monofocal posterior chamber IOL | Alcon | Acrysof Ultraviolet-Absorbing Acrylic Foldable Single-Piece Posterior Chamber Intraocular Lenses | SA60AT (+34.0D) | Standalone | DE0001919 | As per HSA registration, except multi-piece monofocal posterior chamber intraocular lenses which may be subsidised for patients who: 1. Have high or very high myopia where single-piece foldable IOLs are not appropriate; or 2. Have inadequate capsular or zonular support such as posterior capsular or zonular defects
Ophthalmic | Intraocular lens replacement | Intraocular lens (IOL) | Monofocal posterior chamber IOL | Alcon | Acrysof Ultraviolet-Absorbing Acrylic Foldable Single-Piece Posterior Chamber Intraocular Lenses | SA60AT (+35.0D) | Standalone | DE0001919 | As per HSA registration, except multi-piece monofocal posterior chamber intraocular lenses which may be subsidised for patients who: 1. Have high or very high myopia where single-piece foldable IOLs are not appropriate; or 2. Have inadequate capsular or zonular support such as posterior capsular or zonular defects
Ophthalmic | Intraocular lens replacement | Intraocular lens (IOL) | Monofocal posterior chamber IOL | Alcon | Acrysof Ultraviolet-Absorbing Acrylic Foldable Single-Piece Posterior Chamber Intraocular Lenses | SA60AT (+36.0D) | Standalone | DE0001919 | As per HSA registration, except multi-piece monofocal posterior chamber intraocular lenses which may be subsidised for patients who: 1. Have high or very high myopia where single-piece foldable IOLs are not appropriate; or 2. Have inadequate capsular or zonular support such as posterior capsular or zonular defects
Ophthalmic | Intraocular lens replacement | Intraocular lens (IOL) | Monofocal posterior chamber IOL | Alcon | Acrysof Ultraviolet-Absorbing Acrylic Foldable Single-Piece Posterior Chamber Intraocular Lenses | SA60AT (+37.0D) | Standalone | DE0001919 | As per HSA registration, except multi-piece monofocal posterior chamber intraocular lenses which may be subsidised for patients who: 1. Have high or very high myopia where single-piece foldable IOLs are not appropriate; or 2. Have inadequate capsular or zonular support such as posterior capsular or zonular defects
Ophthalmic | Intraocular lens replacement | Intraocular lens (IOL) | Monofocal posterior chamber IOL | Alcon | Acrysof Ultraviolet-Absorbing Acrylic Foldable Single-Piece Posterior Chamber Intraocular Lenses | SA60AT (+38.0D) | Standalone | DE0001919 | As per HSA registration, except multi-piece monofocal posterior chamber intraocular lenses which may be subsidised for patients who: 1. Have high or very high myopia where single-piece foldable IOLs are not appropriate; or 2. Have inadequate capsular or zonular support such as posterior capsular or zonular defects
Ophthalmic | Intraocular lens replacement | Intraocular lens (IOL) | Monofocal posterior chamber IOL | Alcon | Acrysof Ultraviolet-Absorbing Acrylic Foldable Single-Piece Posterior Chamber Intraocular Lenses | SA60AT (+39.0D) | Standalone | DE0001919 | As per HSA registration, except multi-piece monofocal posterior chamber intraocular lenses which may be subsidised for patients who: 1. Have high or very high myopia where single-piece foldable IOLs are not appropriate; or 2. Have inadequate capsular or zonular support such as posterior capsular or zonular defects
Ophthalmic | Intraocular lens replacement | Intraocular lens (IOL) | Monofocal posterior chamber IOL | Alcon | Acrysof Ultraviolet-Absorbing Acrylic Foldable Single-Piece Posterior Chamber Intraocular Lenses | SA60AT (+40.0D) | Standalone | DE0001919 | As per HSA registration, except multi-piece monofocal posterior chamber intraocular lenses which may be subsidised for patients who: 1. Have high or very high myopia where single-piece foldable IOLs are not appropriate; or 2. Have inadequate capsular or zonular support such as posterior capsular or zonular defects
Ophthalmic | Intraocular lens replacement | Intraocular lens (IOL) | Monofocal posterior chamber IOL | Alcon | Acrysof Ultraviolet-Absorbing Acrylic Foldable Multi-Piece Posterior Chamber Intraocular Lenses | MA60AC (+6.0D) | Standalone | DE0001918 | As per HSA registration, except multi-piece monofocal posterior chamber intraocular lenses which may be subsidised for patients who: 1. Have high or very high myopia where single-piece foldable IOLs are not appropriate; or 2. Have inadequate capsular or zonular support such as posterior capsular or zonular defects
Ophthalmic | Intraocular lens replacement | Intraocular lens (IOL) | Monofocal posterior chamber IOL | Alcon | Acrysof Ultraviolet-Absorbing Acrylic Foldable Multi-Piece Posterior Chamber Intraocular Lenses | MA60AC (+6.5D) | Standalone | DE0001918 | As per HSA registration, except multi-piece monofocal posterior chamber intraocular lenses which may be subsidised for patients who: 1. Have high or very high myopia where single-piece foldable IOLs are not appropriate; or 2. Have inadequate capsular or zonular support such as posterior capsular or zonular defects
Ophthalmic | Intraocular lens replacement | Intraocular lens (IOL) | Monofocal posterior chamber IOL | Alcon | Acrysof Ultraviolet-Absorbing Acrylic Foldable Multi-Piece Posterior Chamber Intraocular Lenses | MA60AC (+7.0D) | Standalone | DE0001918 | As per HSA registration, except multi-piece monofocal posterior chamber intraocular lenses which may be subsidised for patients who: 1. Have high or very high myopia where single-piece foldable IOLs are not appropriate; or 2. Have inadequate capsular or zonular support such as posterior capsular or zonular defects
Ophthalmic | Intraocular lens replacement | Intraocular lens (IOL) | Monofocal posterior chamber IOL | Alcon | Acrysof Ultraviolet-Absorbing Acrylic Foldable Multi-Piece Posterior Chamber Intraocular Lenses | MA60AC (+7.5D) | Standalone | DE0001918 | As per HSA registration, except multi-piece monofocal posterior chamber intraocular lenses which may be subsidised for patients who: 1. Have high or very high myopia where single-piece foldable IOLs are not appropriate; or 2. Have inadequate capsular or zonular support such as posterior capsular or zonular defects
Ophthalmic | Intraocular lens replacement | Intraocular lens (IOL) | Monofocal posterior chamber IOL | Alcon | Acrysof Ultraviolet-Absorbing Acrylic Foldable Multi-Piece Posterior Chamber Intraocular Lenses | MA60AC (+8.0D) | Standalone | DE0001918 | As per HSA registration, except multi-piece monofocal posterior chamber intraocular lenses which may be subsidised for patients who: 1. Have high or very high myopia where single-piece foldable IOLs are not appropriate; or 2. Have inadequate capsular or zonular support such as posterior capsular or zonular defects
Ophthalmic | Intraocular lens replacement | Intraocular lens (IOL) | Monofocal posterior chamber IOL | Alcon | Acrysof Ultraviolet-Absorbing Acrylic Foldable Multi-Piece Posterior Chamber Intraocular Lenses | MA60AC (+8.5D) | Standalone | DE0001918 | As per HSA registration, except multi-piece monofocal posterior chamber intraocular lenses which may be subsidised for patients who: 1. Have high or very high myopia where single-piece foldable IOLs are not appropriate; or 2. Have inadequate capsular or zonular support such as posterior capsular or zonular defects
Ophthalmic | Intraocular lens replacement | Intraocular lens (IOL) | Monofocal posterior chamber IOL | Alcon | Acrysof Ultraviolet-Absorbing Acrylic Foldable Multi-Piece Posterior Chamber Intraocular Lenses | MA60AC (+9.0D) | Standalone | DE0001918 | As per HSA registration, except multi-piece monofocal posterior chamber intraocular lenses which may be subsidised for patients who: 1. Have high or very high myopia where single-piece foldable IOLs are not appropriate; or 2. Have inadequate capsular or zonular support such as posterior capsular or zonular defects
Ophthalmic | Intraocular lens replacement | Intraocular lens (IOL) | Monofocal posterior chamber IOL | Alcon | Acrysof Ultraviolet-Absorbing Acrylic Foldable Multi-Piece Posterior Chamber Intraocular Lenses | MA60AC (+9.5D) | Standalone | DE0001918 | As per HSA registration, except multi-piece monofocal posterior chamber intraocular lenses which may be subsidised for patients who: 1. Have high or very high myopia where single-piece foldable IOLs are not appropriate; or 2. Have inadequate capsular or zonular support such as posterior capsular or zonular defects
Ophthalmic | Intraocular lens replacement | Intraocular lens (IOL) | Monofocal posterior chamber IOL | Alcon | Acrysof Ultraviolet-Absorbing Acrylic Foldable Multi-Piece Posterior Chamber Intraocular Lenses | MA60AC (+10.0D) | Standalone | DE0001918 | As per HSA registration, except multi-piece monofocal posterior chamber intraocular lenses which may be subsidised for patients who: 1. Have high or very high myopia where single-piece foldable IOLs are not appropriate; or 2. Have inadequate capsular or zonular support such as posterior capsular or zonular defects
Ophthalmic | Intraocular lens replacement | Intraocular lens (IOL) | Monofocal posterior chamber IOL | Alcon | Acrysof Ultraviolet-Absorbing Acrylic Foldable Multi-Piece Posterior Chamber Intraocular Lenses | MA60AC (+10.5D) | Standalone | DE0001918 | As per HSA registration, except multi-piece monofocal posterior chamber intraocular lenses which may be subsidised for patients who: 1. Have high or very high myopia where single-piece foldable IOLs are not appropriate; or 2. Have inadequate capsular or zonular support such as posterior capsular or zonular defects
Ophthalmic | Intraocular lens replacement | Intraocular lens (IOL) | Monofocal posterior chamber IOL | Alcon | Acrysof Ultraviolet-Absorbing Acrylic Foldable Multi-Piece Posterior Chamber Intraocular Lenses | MA60AC (+11.0D) | Standalone | DE0001918 | As per HSA registration, except multi-piece monofocal posterior chamber intraocular lenses which may be subsidised for patients who: 1. Have high or very high myopia where single-piece foldable IOLs are not appropriate; or 2. Have inadequate capsular or zonular support such as posterior capsular or zonular defects
Ophthalmic | Intraocular lens replacement | Intraocular lens (IOL) | Monofocal posterior chamber IOL | Alcon | Acrysof Ultraviolet-Absorbing Acrylic Foldable Multi-Piece Posterior Chamber Intraocular Lenses | MA60AC (+11.5D) | Standalone | DE0001918 | As per HSA registration, except multi-piece monofocal posterior chamber intraocular lenses which may be subsidised for patients who: 1. Have high or very high myopia where single-piece foldable IOLs are not appropriate; or 2. Have inadequate capsular or zonular support such as posterior capsular or zonular defects
Ophthalmic | Intraocular lens replacement | Intraocular lens (IOL) | Monofocal posterior chamber IOL | Alcon | Acrysof Ultraviolet-Absorbing Acrylic Foldable Multi-Piece Posterior Chamber Intraocular Lenses | MA60AC (+12.0D) | Standalone | DE0001918 | As per HSA registration, except multi-piece monofocal posterior chamber intraocular lenses which may be subsidised for patients who: 1. Have high or very high myopia where single-piece foldable IOLs are not appropriate; or 2. Have inadequate capsular or zonular support such as posterior capsular or zonular defects
Ophthalmic | Intraocular lens replacement | Intraocular lens (IOL) | Monofocal posterior chamber IOL | Alcon | Acrysof Ultraviolet-Absorbing Acrylic Foldable Multi-Piece Posterior Chamber Intraocular Lenses | MA60AC (+12.5D) | Standalone | DE0001918 | As per HSA registration, except multi-piece monofocal posterior chamber intraocular lenses which may be subsidised for patients who: 1. Have high or very high myopia where single-piece foldable IOLs are not appropriate; or 2. Have inadequate capsular or zonular support such as posterior capsular or zonular defects
Ophthalmic | Intraocular lens replacement | Intraocular lens (IOL) | Monofocal posterior chamber IOL | Alcon | Acrysof Ultraviolet-Absorbing Acrylic Foldable Multi-Piece Posterior Chamber Intraocular Lenses | MA60AC (+13.0D) | Standalone | DE0001918 | As per HSA registration, except multi-piece monofocal posterior chamber intraocular lenses which may be subsidised for patients who: 1. Have high or very high myopia where single-piece foldable IOLs are not appropriate; or 2. Have inadequate capsular or zonular support such as posterior capsular or zonular defects
Ophthalmic | Intraocular lens replacement | Intraocular lens (IOL) | Monofocal posterior chamber IOL | Alcon | Acrysof Ultraviolet-Absorbing Acrylic Foldable Multi-Piece Posterior Chamber Intraocular Lenses | MA60AC (+13.5D) | Standalone | DE0001918 | As per HSA registration, except multi-piece monofocal posterior chamber intraocular lenses which may be subsidised for patients who: 1. Have high or very high myopia where single-piece foldable IOLs are not appropriate; or 2. Have inadequate capsular or zonular support such as posterior capsular or zonular defects
Ophthalmic | Intraocular lens replacement | Intraocular lens (IOL) | Monofocal posterior chamber IOL | Alcon | Acrysof Ultraviolet-Absorbing Acrylic Foldable Multi-Piece Posterior Chamber Intraocular Lenses | MA60AC (+14.0D) | Standalone | DE0001918 | As per HSA registration, except multi-piece monofocal posterior chamber intraocular lenses which may be subsidised for patients who: 1. Have high or very high myopia where single-piece foldable IOLs are not appropriate; or 2. Have inadequate capsular or zonular support such as posterior capsular or zonular defects
Ophthalmic | Intraocular lens replacement | Intraocular lens (IOL) | Monofocal posterior chamber IOL | Alcon | Acrysof Ultraviolet-Absorbing Acrylic Foldable Multi-Piece Posterior Chamber Intraocular Lenses | MA60AC (+14.5D) | Standalone | DE0001918 | As per HSA registration, except multi-piece monofocal posterior chamber intraocular lenses which may be subsidised for patients who: 1. Have high or very high myopia where single-piece foldable IOLs are not appropriate; or 2. Have inadequate capsular or zonular support such as posterior capsular or zonular defects
Ophthalmic | Intraocular lens replacement | Intraocular lens (IOL) | Monofocal posterior chamber IOL | Alcon | Acrysof Ultraviolet-Absorbing Acrylic Foldable Multi-Piece Posterior Chamber Intraocular Lenses | MA60AC (+15.0D) | Standalone | DE0001918 | As per HSA registration, except multi-piece monofocal posterior chamber intraocular lenses which may be subsidised for patients who: 1. Have high or very high myopia where single-piece foldable IOLs are not appropriate; or 2. Have inadequate capsular or zonular support such as posterior capsular or zonular defects
Ophthalmic | Intraocular lens replacement | Intraocular lens (IOL) | Monofocal posterior chamber IOL | Alcon | Acrysof Ultraviolet-Absorbing Acrylic Foldable Multi-Piece Posterior Chamber Intraocular Lenses | MA60AC (+15.5D) | Standalone | DE0001918 | As per HSA registration, except multi-piece monofocal posterior chamber intraocular lenses which may be subsidised for patients who: 1. Have high or very high myopia where single-piece foldable IOLs are not appropriate; or 2. Have inadequate capsular or zonular support such as posterior capsular or zonular defects
Ophthalmic | Intraocular lens replacement | Intraocular lens (IOL) | Monofocal posterior chamber IOL | Alcon | Acrysof Ultraviolet-Absorbing Acrylic Foldable Multi-Piece Posterior Chamber Intraocular Lenses | MA60AC (+16.0D) | Standalone | DE0001918 | As per HSA registration, except multi-piece monofocal posterior chamber intraocular lenses which may be subsidised for patients who: 1. Have high or very high myopia where single-piece foldable IOLs are not appropriate; or 2. Have inadequate capsular or zonular support such as posterior capsular or zonular defects
Ophthalmic | Intraocular lens replacement | Intraocular lens (IOL) | Monofocal posterior chamber IOL | Alcon | Acrysof Ultraviolet-Absorbing Acrylic Foldable Multi-Piece Posterior Chamber Intraocular Lenses | MA60AC (+16.5D) | Standalone | DE0001918 | As per HSA registration, except multi-piece monofocal posterior chamber intraocular lenses which may be subsidised for patients who: 1. Have high or very high myopia where single-piece foldable IOLs are not appropriate; or 2. Have inadequate capsular or zonular support such as posterior capsular or zonular defects
Ophthalmic | Intraocular lens replacement | Intraocular lens (IOL) | Monofocal posterior chamber IOL | Alcon | Acrysof Ultraviolet-Absorbing Acrylic Foldable Multi-Piece Posterior Chamber Intraocular Lenses | MA60AC (+17.0D) | Standalone | DE0001918 | As per HSA registration, except multi-piece monofocal posterior chamber intraocular lenses which may be subsidised for patients who: 1. Have high or very high myopia where single-piece foldable IOLs are not appropriate; or 2. Have inadequate capsular or zonular support such as posterior capsular or zonular defects
Ophthalmic | Intraocular lens replacement | Intraocular lens (IOL) | Monofocal posterior chamber IOL | Alcon | Acrysof Ultraviolet-Absorbing Acrylic Foldable Multi-Piece Posterior Chamber Intraocular Lenses | MA60AC (+17.5D) | Standalone | DE0001918 | As per HSA registration, except multi-piece monofocal posterior chamber intraocular lenses which may be subsidised for patients who: 1. Have high or very high myopia where single-piece foldable IOLs are not appropriate; or 2. Have inadequate capsular or zonular support such as posterior capsular or zonular defects
Ophthalmic | Intraocular lens replacement | Intraocular lens (IOL) | Monofocal posterior chamber IOL | Alcon | Acrysof Ultraviolet-Absorbing Acrylic Foldable Multi-Piece Posterior Chamber Intraocular Lenses | MA60AC (+18.0D) | Standalone | DE0001918 | As per HSA registration, except multi-piece monofocal posterior chamber intraocular lenses which may be subsidised for patients who: 1. Have high or very high myopia where single-piece foldable IOLs are not appropriate; or 2. Have inadequate capsular or zonular support such as posterior capsular or zonular defects
Ophthalmic | Intraocular lens replacement | Intraocular lens (IOL) | Monofocal posterior chamber IOL | Alcon | Acrysof Ultraviolet-Absorbing Acrylic Foldable Multi-Piece Posterior Chamber Intraocular Lenses | MA60AC (+18.5D) | Standalone | DE0001918 | As per HSA registration, except multi-piece monofocal posterior chamber intraocular lenses which may be subsidised for patients who: 1. Have high or very high myopia where single-piece foldable IOLs are not appropriate; or 2. Have inadequate capsular or zonular support such as posterior capsular or zonular defects
Ophthalmic | Intraocular lens replacement | Intraocular lens (IOL) | Monofocal posterior chamber IOL | Alcon | Acrysof Ultraviolet-Absorbing Acrylic Foldable Multi-Piece Posterior Chamber Intraocular Lenses | MA60AC (+19.0D) | Standalone | DE0001918 | As per HSA registration, except multi-piece monofocal posterior chamber intraocular lenses which may be subsidised for patients who: 1. Have high or very high myopia where single-piece foldable IOLs are not appropriate; or 2. Have inadequate capsular or zonular support such as posterior capsular or zonular defects
Ophthalmic | Intraocular lens replacement | Intraocular lens (IOL) | Monofocal posterior chamber IOL | Alcon | Acrysof Ultraviolet-Absorbing Acrylic Foldable Multi-Piece Posterior Chamber Intraocular Lenses | MA60AC (+19.5D) | Standalone | DE0001918 | As per HSA registration, except multi-piece monofocal posterior chamber intraocular lenses which may be subsidised for patients who: 1. Have high or very high myopia where single-piece foldable IOLs are not appropriate; or 2. Have inadequate capsular or zonular support such as posterior capsular or zonular defects
Ophthalmic | Intraocular lens replacement | Intraocular lens (IOL) | Monofocal posterior chamber IOL | Alcon | Acrysof Ultraviolet-Absorbing Acrylic Foldable Multi-Piece Posterior Chamber Intraocular Lenses | MA60AC (+20.0D) | Standalone | DE0001918 | As per HSA registration, except multi-piece monofocal posterior chamber intraocular lenses which may be subsidised for patients who: 1. Have high or very high myopia where single-piece foldable IOLs are not appropriate; or 2. Have inadequate capsular or zonular support such as posterior capsular or zonular defects
Ophthalmic | Intraocular lens replacement | Intraocular lens (IOL) | Monofocal posterior chamber IOL | Alcon | Acrysof Ultraviolet-Absorbing Acrylic Foldable Multi-Piece Posterior Chamber Intraocular Lenses | MA60AC (+20.5D) | Standalone | DE0001918 | As per HSA registration, except multi-piece monofocal posterior chamber intraocular lenses which may be subsidised for patients who: 1. Have high or very high myopia where single-piece foldable IOLs are not appropriate; or 2. Have inadequate capsular or zonular support such as posterior capsular or zonular defects
Ophthalmic | Intraocular lens replacement | Intraocular lens (IOL) | Monofocal posterior chamber IOL | Alcon | Acrysof Ultraviolet-Absorbing Acrylic Foldable Multi-Piece Posterior Chamber Intraocular Lenses | MA60AC (+21.0D) | Standalone | DE0001918 | As per HSA registration, except multi-piece monofocal posterior chamber intraocular lenses which may be subsidised for patients who: 1. Have high or very high myopia where single-piece foldable IOLs are not appropriate; or 2. Have inadequate capsular or zonular support such as posterior capsular or zonular defects
Ophthalmic | Intraocular lens replacement | Intraocular lens (IOL) | Monofocal posterior chamber IOL | Alcon | Acrysof Ultraviolet-Absorbing Acrylic Foldable Multi-Piece Posterior Chamber Intraocular Lenses | MA60AC (+21.5D) | Standalone | DE0001918 | As per HSA registration, except multi-piece monofocal posterior chamber intraocular lenses which may be subsidised for patients who: 1. Have high or very high myopia where single-piece foldable IOLs are not appropriate; or 2. Have inadequate capsular or zonular support such as posterior capsular or zonular defects
Ophthalmic | Intraocular lens replacement | Intraocular lens (IOL) | Monofocal posterior chamber IOL | Alcon | Acrysof Ultraviolet-Absorbing Acrylic Foldable Multi-Piece Posterior Chamber Intraocular Lenses | MA60AC (+22.0D) | Standalone | DE0001918 | As per HSA registration, except multi-piece monofocal posterior chamber intraocular lenses which may be subsidised for patients who: 1. Have high or very high myopia where single-piece foldable IOLs are not appropriate; or 2. Have inadequate capsular or zonular support such as posterior capsular or zonular defects
Ophthalmic | Intraocular lens replacement | Intraocular lens (IOL) | Monofocal posterior chamber IOL | Alcon | Acrysof Ultraviolet-Absorbing Acrylic Foldable Multi-Piece Posterior Chamber Intraocular Lenses | MA60AC (+22.5D) | Standalone | DE0001918 | As per HSA registration, except multi-piece monofocal posterior chamber intraocular lenses which may be subsidised for patients who: 1. Have high or very high myopia where single-piece foldable IOLs are not appropriate; or 2. Have inadequate capsular or zonular support such as posterior capsular or zonular defects
Ophthalmic | Intraocular lens replacement | Intraocular lens (IOL) | Monofocal posterior chamber IOL | Alcon | Acrysof Ultraviolet-Absorbing Acrylic Foldable Multi-Piece Posterior Chamber Intraocular Lenses | MA60AC (+23.0D) | Standalone | DE0001918 | As per HSA registration, except multi-piece monofocal posterior chamber intraocular lenses which may be subsidised for patients who: 1. Have high or very high myopia where single-piece foldable IOLs are not appropriate; or 2. Have inadequate capsular or zonular support such as posterior capsular or zonular defects
Ophthalmic | Intraocular lens replacement | Intraocular lens (IOL) | Monofocal posterior chamber IOL | Alcon | Acrysof Ultraviolet-Absorbing Acrylic Foldable Multi-Piece Posterior Chamber Intraocular Lenses | MA60AC (+23.5D) | Standalone | DE0001918 | As per HSA registration, except multi-piece monofocal posterior chamber intraocular lenses which may be subsidised for patients who: 1. Have high or very high myopia where single-piece foldable IOLs are not appropriate; or 2. Have inadequate capsular or zonular support such as posterior capsular or zonular defects
Ophthalmic | Intraocular lens replacement | Intraocular lens (IOL) | Monofocal posterior chamber IOL | Alcon | Acrysof Ultraviolet-Absorbing Acrylic Foldable Multi-Piece Posterior Chamber Intraocular Lenses | MA60AC (+24.0D) | Standalone | DE0001918 | As per HSA registration, except multi-piece monofocal posterior chamber intraocular lenses which may be subsidised for patients who: 1. Have high or very high myopia where single-piece foldable IOLs are not appropriate; or 2. Have inadequate capsular or zonular support such as posterior capsular or zonular defects
Ophthalmic | Intraocular lens replacement | Intraocular lens (IOL) | Monofocal posterior chamber IOL | Alcon | Acrysof Ultraviolet-Absorbing Acrylic Foldable Multi-Piece Posterior Chamber Intraocular Lenses | MA60AC (+24.5D) | Standalone | DE0001918 | As per HSA registration, except multi-piece monofocal posterior chamber intraocular lenses which may be subsidised for patients who: 1. Have high or very high myopia where single-piece foldable IOLs are not appropriate; or 2. Have inadequate capsular or zonular support such as posterior capsular or zonular defects
Ophthalmic | Intraocular lens replacement | Intraocular lens (IOL) | Monofocal posterior chamber IOL | Alcon | Acrysof Ultraviolet-Absorbing Acrylic Foldable Multi-Piece Posterior Chamber Intraocular Lenses | MA60AC (+25.0D) | Standalone | DE0001918 | As per HSA registration, except multi-piece monofocal posterior chamber intraocular lenses which may be subsidised for patients who: 1. Have high or very high myopia where single-piece foldable IOLs are not appropriate; or 2. Have inadequate capsular or zonular support such as posterior capsular or zonular defects
Ophthalmic | Intraocular lens replacement | Intraocular lens (IOL) | Monofocal posterior chamber IOL | Alcon | Acrysof Ultraviolet-Absorbing Acrylic Foldable Multi-Piece Posterior Chamber Intraocular Lenses | MA60AC (+25.5D) | Standalone | DE0001918 | As per HSA registration, except multi-piece monofocal posterior chamber intraocular lenses which may be subsidised for patients who: 1. Have high or very high myopia where single-piece foldable IOLs are not appropriate; or 2. Have inadequate capsular or zonular support such as posterior capsular or zonular defects
Ophthalmic | Intraocular lens replacement | Intraocular lens (IOL) | Monofocal posterior chamber IOL | Alcon | Acrysof Ultraviolet-Absorbing Acrylic Foldable Multi-Piece Posterior Chamber Intraocular Lenses | MA60AC (+26.0D) | Standalone | DE0001918 | As per HSA registration, except multi-piece monofocal posterior chamber intraocular lenses which may be subsidised for patients who: 1. Have high or very high myopia where single-piece foldable IOLs are not appropriate; or 2. Have inadequate capsular or zonular support such as posterior capsular or zonular defects
Ophthalmic | Intraocular lens replacement | Intraocular lens (IOL) | Monofocal posterior chamber IOL | Alcon | Acrysof Ultraviolet-Absorbing Acrylic Foldable Multi-Piece Posterior Chamber Intraocular Lenses | MA60AC (+26.5D) | Standalone | DE0001918 | As per HSA registration, except multi-piece monofocal posterior chamber intraocular lenses which may be subsidised for patients who: 1. Have high or very high myopia where single-piece foldable IOLs are not appropriate; or 2. Have inadequate capsular or zonular support such as posterior capsular or zonular defects
Ophthalmic | Intraocular lens replacement | Intraocular lens (IOL) | Monofocal posterior chamber IOL | Alcon | Acrysof Ultraviolet-Absorbing Acrylic Foldable Multi-Piece Posterior Chamber Intraocular Lenses | MA60AC (+27.0D) | Standalone | DE0001918 | As per HSA registration, except multi-piece monofocal posterior chamber intraocular lenses which may be subsidised for patients who: 1. Have high or very high myopia where single-piece foldable IOLs are not appropriate; or 2. Have inadequate capsular or zonular support such as posterior capsular or zonular defects
Ophthalmic | Intraocular lens replacement | Intraocular lens (IOL) | Monofocal posterior chamber IOL | Alcon | Acrysof Ultraviolet-Absorbing Acrylic Foldable Multi-Piece Posterior Chamber Intraocular Lenses | MA60AC (+27.5D) | Standalone | DE0001918 | As per HSA registration, except multi-piece monofocal posterior chamber intraocular lenses which may be subsidised for patients who: 1. Have high or very high myopia where single-piece foldable IOLs are not appropriate; or 2. Have inadequate capsular or zonular support such as posterior capsular or zonular defects
Ophthalmic | Intraocular lens replacement | Intraocular lens (IOL) | Monofocal posterior chamber IOL | Alcon | Acrysof Ultraviolet-Absorbing Acrylic Foldable Multi-Piece Posterior Chamber Intraocular Lenses | MA60AC (+28.0D) | Standalone | DE0001918 | As per HSA registration, except multi-piece monofocal posterior chamber intraocular lenses which may be subsidised for patients who: 1. Have high or very high myopia where single-piece foldable IOLs are not appropriate; or 2. Have inadequate capsular or zonular support such as posterior capsular or zonular defects
Ophthalmic | Intraocular lens replacement | Intraocular lens (IOL) | Monofocal posterior chamber IOL | Alcon | Acrysof Ultraviolet-Absorbing Acrylic Foldable Multi-Piece Posterior Chamber Intraocular Lenses | MA60AC (+28.5D) | Standalone | DE0001918 | As per HSA registration, except multi-piece monofocal posterior chamber intraocular lenses which may be subsidised for patients who: 1. Have high or very high myopia where single-piece foldable IOLs are not appropriate; or 2. Have inadequate capsular or zonular support such as posterior capsular or zonular defects
Ophthalmic | Intraocular lens replacement | Intraocular lens (IOL) | Monofocal posterior chamber IOL | Alcon | Acrysof Ultraviolet-Absorbing Acrylic Foldable Multi-Piece Posterior Chamber Intraocular Lenses | MA60AC (+29.0D) | Standalone | DE0001918 | As per HSA registration, except multi-piece monofocal posterior chamber intraocular lenses which may be subsidised for patients who: 1. Have high or very high myopia where single-piece foldable IOLs are not appropriate; or 2. Have inadequate capsular or zonular support such as posterior capsular or zonular defects
Ophthalmic | Intraocular lens replacement | Intraocular lens (IOL) | Monofocal posterior chamber IOL | Alcon | Acrysof Ultraviolet-Absorbing Acrylic Foldable Multi-Piece Posterior Chamber Intraocular Lenses | MA60AC (+29.5D) | Standalone | DE0001918 | As per HSA registration, except multi-piece monofocal posterior chamber intraocular lenses which may be subsidised for patients who: 1. Have high or very high myopia where single-piece foldable IOLs are not appropriate; or 2. Have inadequate capsular or zonular support such as posterior capsular or zonular defects
Ophthalmic | Intraocular lens replacement | Intraocular lens (IOL) | Monofocal posterior chamber IOL | Alcon | Acrysof Ultraviolet-Absorbing Acrylic Foldable Multi-Piece Posterior Chamber Intraocular Lenses | MA60AC (+30.0D) | Standalone | DE0001918 | As per HSA registration, except multi-piece monofocal posterior chamber intraocular lenses which may be subsidised for patients who: 1. Have high or very high myopia where single-piece foldable IOLs are not appropriate; or 2. Have inadequate capsular or zonular support such as posterior capsular or zonular defects
Ophthalmic | Intraocular lens replacement | Intraocular lens (IOL) | Monofocal posterior chamber IOL | Alcon | Acrysof Ultraviolet-Absorbing Acrylic Foldable Multi-Piece Posterior Chamber Intraocular Lenses | MA60MA (+0.0D) | Standalone | DE0001918 | As per HSA registration, except multi-piece monofocal posterior chamber intraocular lenses which may be subsidised for patients who: 1. Have high or very high myopia where single-piece foldable IOLs are not appropriate; or 2. Have inadequate capsular or zonular support such as posterior capsular or zonular defects
Ophthalmic | Intraocular lens replacement | Intraocular lens (IOL) | Monofocal posterior chamber IOL | Alcon | Acrysof Ultraviolet-Absorbing Acrylic Foldable Multi-Piece Posterior Chamber Intraocular Lenses | MA60MA (+1.0D) | Standalone | DE0001918 | As per HSA registration, except multi-piece monofocal posterior chamber intraocular lenses which may be subsidised for patients who: 1. Have high or very high myopia where single-piece foldable IOLs are not appropriate; or 2. Have inadequate capsular or zonular support such as posterior capsular or zonular defects
Ophthalmic | Intraocular lens replacement | Intraocular lens (IOL) | Monofocal posterior chamber IOL | Alcon | Acrysof Ultraviolet-Absorbing Acrylic Foldable Multi-Piece Posterior Chamber Intraocular Lenses | MA60MA (+2.0D) | Standalone | DE0001918 | As per HSA registration, except multi-piece monofocal posterior chamber intraocular lenses which may be subsidised for patients who: 1. Have high or very high myopia where single-piece foldable IOLs are not appropriate; or 2. Have inadequate capsular or zonular support such as posterior capsular or zonular defects
Ophthalmic | Intraocular lens replacement | Intraocular lens (IOL) | Monofocal posterior chamber IOL | Alcon | Acrysof Ultraviolet-Absorbing Acrylic Foldable Multi-Piece Posterior Chamber Intraocular Lenses | MA60MA (+3.0D) | Standalone | DE0001918 | As per HSA registration, except multi-piece monofocal posterior chamber intraocular lenses which may be subsidised for patients who: 1. Have high or very high myopia where single-piece foldable IOLs are not appropriate; or 2. Have inadequate capsular or zonular support such as posterior capsular or zonular defects
Ophthalmic | Intraocular lens replacement | Intraocular lens (IOL) | Monofocal posterior chamber IOL | Alcon | Acrysof Ultraviolet-Absorbing Acrylic Foldable Multi-Piece Posterior Chamber Intraocular Lenses | MA60MA (+4.0D) | Standalone | DE0001918 | As per HSA registration, except multi-piece monofocal posterior chamber intraocular lenses which may be subsidised for patients who: 1. Have high or very high myopia where single-piece foldable IOLs are not appropriate; or 2. Have inadequate capsular or zonular support such as posterior capsular or zonular defects
Ophthalmic | Intraocular lens replacement | Intraocular lens (IOL) | Monofocal posterior chamber IOL | Alcon | Acrysof Ultraviolet-Absorbing Acrylic Foldable Multi-Piece Posterior Chamber Intraocular Lenses | MA60MA (+5.0D) | Standalone | DE0001918 | As per HSA registration, except multi-piece monofocal posterior chamber intraocular lenses which may be subsidised for patients who: 1. Have high or very high myopia where single-piece foldable IOLs are not appropriate; or 2. Have inadequate capsular or zonular support such as posterior capsular or zonular defects
Ophthalmic | Intraocular lens replacement | Intraocular lens (IOL) | Monofocal posterior chamber IOL | Alcon | Acrysof Ultraviolet-Absorbing Acrylic Foldable Multi-Piece Posterior Chamber Intraocular Lenses | MA60MA (-1.0D) | Standalone | DE0001918 | As per HSA registration, except multi-piece monofocal posterior chamber intraocular lenses which may be subsidised for patients who: 1. Have high or very high myopia where single-piece foldable IOLs are not appropriate; or 2. Have inadequate capsular or zonular support such as posterior capsular or zonular defects
Ophthalmic | Intraocular lens replacement | Intraocular lens (IOL) | Monofocal posterior chamber IOL | Alcon | Acrysof Ultraviolet-Absorbing Acrylic Foldable Multi-Piece Posterior Chamber Intraocular Lenses | MA60MA (-2.0D) | Standalone | DE0001918 | As per HSA registration, except multi-piece monofocal posterior chamber intraocular lenses which may be subsidised for patients who: 1. Have high or very high myopia where single-piece foldable IOLs are not appropriate; or 2. Have inadequate capsular or zonular support such as posterior capsular or zonular defects
Ophthalmic | Intraocular lens replacement | Intraocular lens (IOL) | Monofocal posterior chamber IOL | Alcon | Acrysof Ultraviolet-Absorbing Acrylic Foldable Multi-Piece Posterior Chamber Intraocular Lenses | MA60MA (-3.0D) | Standalone | DE0001918 | As per HSA registration, except multi-piece monofocal posterior chamber intraocular lenses which may be subsidised for patients who: 1. Have high or very high myopia where single-piece foldable IOLs are not appropriate; or 2. Have inadequate capsular or zonular support such as posterior capsular or zonular defects
Ophthalmic | Intraocular lens replacement | Intraocular lens (IOL) | Monofocal posterior chamber IOL | Alcon | Acrysof Ultraviolet-Absorbing Acrylic Foldable Multi-Piece Posterior Chamber Intraocular Lenses | MA60MA (-4.0D) | Standalone | DE0001918 | As per HSA registration, except multi-piece monofocal posterior chamber intraocular lenses which may be subsidised for patients who: 1. Have high or very high myopia where single-piece foldable IOLs are not appropriate; or 2. Have inadequate capsular or zonular support such as posterior capsular or zonular defects
Ophthalmic | Intraocular lens replacement | Intraocular lens (IOL) | Monofocal posterior chamber IOL | Alcon | Acrysof Ultraviolet-Absorbing Acrylic Foldable Multi-Piece Posterior Chamber Intraocular Lenses | MA60MA (-5.0D) | Standalone | DE0001918 | As per HSA registration, except multi-piece monofocal posterior chamber intraocular lenses which may be subsidised for patients who: 1. Have high or very high myopia where single-piece foldable IOLs are not appropriate; or 2. Have inadequate capsular or zonular support such as posterior capsular or zonular defects
Ophthalmic | Intraocular lens replacement | Intraocular lens (IOL) | Monofocal posterior chamber IOL | AMO | JJSV Sensar 1-Piece Intraocular Lens | AAB0000060 | Standalone | DE0009392 | As per HSA registration, except multi-piece monofocal posterior chamber intraocular lenses which may be subsidised for patients who: 1. Have high or very high myopia where single-piece foldable IOLs are not appropriate; or 2. Have inadequate capsular or zonular support such as posterior capsular or zonular defects
Ophthalmic | Intraocular lens replacement | Intraocular lens (IOL) | Monofocal posterior chamber IOL | AMO | JJSV Sensar 1-Piece Intraocular Lens | AAB0000065 | Standalone | DE0009392 | As per HSA registration, except multi-piece monofocal posterior chamber intraocular lenses which may be subsidised for patients who: 1. Have high or very high myopia where single-piece foldable IOLs are not appropriate; or 2. Have inadequate capsular or zonular support such as posterior capsular or zonular defects
Ophthalmic | Intraocular lens replacement | Intraocular lens (IOL) | Monofocal posterior chamber IOL | AMO | JJSV Sensar 1-Piece Intraocular Lens | AAB0000070 | Standalone | DE0009392 | As per HSA registration, except multi-piece monofocal posterior chamber intraocular lenses which may be subsidised for patients who: 1. Have high or very high myopia where single-piece foldable IOLs are not appropriate; or 2. Have inadequate capsular or zonular support such as posterior capsular or zonular defects
Ophthalmic | Intraocular lens replacement | Intraocular lens (IOL) | Monofocal posterior chamber IOL | AMO | JJSV Sensar 1-Piece Intraocular Lens | AAB0000075 | Standalone | DE0009392 | As per HSA registration, except multi-piece monofocal posterior chamber intraocular lenses which may be subsidised for patients who: 1. Have high or very high myopia where single-piece foldable IOLs are not appropriate; or 2. Have inadequate capsular or zonular support such as posterior capsular or zonular defects
Ophthalmic | Intraocular lens replacement | Intraocular lens (IOL) | Monofocal posterior chamber IOL | AMO | JJSV Sensar 1-Piece Intraocular Lens | AAB0000080 | Standalone | DE0009392 | As per HSA registration, except multi-piece monofocal posterior chamber intraocular lenses which may be subsidised for patients who: 1. Have high or very high myopia where single-piece foldable IOLs are not appropriate; or 2. Have inadequate capsular or zonular support such as posterior capsular or zonular defects
Ophthalmic | Intraocular lens replacement | Intraocular lens (IOL) | Monofocal posterior chamber IOL | AMO | JJSV Sensar 1-Piece Intraocular Lens | AAB0000085 | Standalone | DE0009392 | As per HSA registration, except multi-piece monofocal posterior chamber intraocular lenses which may be subsidised for patients who: 1. Have high or very high myopia where single-piece foldable IOLs are not appropriate; or 2. Have inadequate capsular or zonular support such as posterior capsular or zonular defects
Ophthalmic | Intraocular lens replacement | Intraocular lens (IOL) | Monofocal posterior chamber IOL | AMO | JJSV Sensar 1-Piece Intraocular Lens | AAB0000090 | Standalone | DE0009392 | As per HSA registration, except multi-piece monofocal posterior chamber intraocular lenses which may be subsidised for patients who: 1. Have high or very high myopia where single-piece foldable IOLs are not appropriate; or 2. Have inadequate capsular or zonular support such as posterior capsular or zonular defects
Ophthalmic | Intraocular lens replacement | Intraocular lens (IOL) | Monofocal posterior chamber IOL | AMO | JJSV Sensar 1-Piece Intraocular Lens | AAB0000095 | Standalone | DE0009392 | As per HSA registration, except multi-piece monofocal posterior chamber intraocular lenses which may be subsidised for patients who: 1. Have high or very high myopia where single-piece foldable IOLs are not appropriate; or 2. Have inadequate capsular or zonular support such as posterior capsular or zonular defects
Ophthalmic | Intraocular lens replacement | Intraocular lens (IOL) | Monofocal posterior chamber IOL | AMO | JJSV Sensar 1-Piece Intraocular Lens | AAB0000100 | Standalone | DE0009392 | As per HSA registration, except multi-piece monofocal posterior chamber intraocular lenses which may be subsidised for patients who: 1. Have high or very high myopia where single-piece foldable IOLs are not appropriate; or 2. Have inadequate capsular or zonular support such as posterior capsular or zonular defects
Ophthalmic | Intraocular lens replacement | Intraocular lens (IOL) | Monofocal posterior chamber IOL | AMO | JJSV Sensar 1-Piece Intraocular Lens | AAB0000105 | Standalone | DE0009392 | As per HSA registration, except multi-piece monofocal posterior chamber intraocular lenses which may be subsidised for patients who: 1. Have high or very high myopia where single-piece foldable IOLs are not appropriate; or 2. Have inadequate capsular or zonular support such as posterior capsular or zonular defects
Ophthalmic | Intraocular lens replacement | Intraocular lens (IOL) | Monofocal posterior chamber IOL | AMO | JJSV Sensar 1-Piece Intraocular Lens | AAB0000110 | Standalone | DE0009392 | As per HSA registration, except multi-piece monofocal posterior chamber intraocular lenses which may be subsidised for patients who: 1. Have high or very high myopia where single-piece foldable IOLs are not appropriate; or 2. Have inadequate capsular or zonular support such as posterior capsular or zonular defects
Ophthalmic | Intraocular lens replacement | Intraocular lens (IOL) | Monofocal posterior chamber IOL | AMO | JJSV Sensar 1-Piece Intraocular Lens | AAB0000115 | Standalone | DE0009392 | As per HSA registration, except multi-piece monofocal posterior chamber intraocular lenses which may be subsidised for patients who: 1. Have high or very high myopia where single-piece foldable IOLs are not appropriate; or 2. Have inadequate capsular or zonular support such as posterior capsular or zonular defects
Ophthalmic | Intraocular lens replacement | Intraocular lens (IOL) | Monofocal posterior chamber IOL | AMO | JJSV Sensar 1-Piece Intraocular Lens | AAB0000120 | Standalone | DE0009392 | As per HSA registration, except multi-piece monofocal posterior chamber intraocular lenses which may be subsidised for patients who: 1. Have high or very high myopia where single-piece foldable IOLs are not appropriate; or 2. Have inadequate capsular or zonular support such as posterior capsular or zonular defects
Ophthalmic | Intraocular lens replacement | Intraocular lens (IOL) | Monofocal posterior chamber IOL | AMO | JJSV Sensar 1-Piece Intraocular Lens | AAB0000125 | Standalone | DE0009392 | As per HSA registration, except multi-piece monofocal posterior chamber intraocular lenses which may be subsidised for patients who: 1. Have high or very high myopia where single-piece foldable IOLs are not appropriate; or 2. Have inadequate capsular or zonular support such as posterior capsular or zonular defects
Ophthalmic | Intraocular lens replacement | Intraocular lens (IOL) | Monofocal posterior chamber IOL | AMO | JJSV Sensar 1-Piece Intraocular Lens | AAB0000130 | Standalone | DE0009392 | As per HSA registration, except multi-piece monofocal posterior chamber intraocular lenses which may be subsidised for patients who: 1. Have high or very high myopia where single-piece foldable IOLs are not appropriate; or 2. Have inadequate capsular or zonular support such as posterior capsular or zonular defects
Ophthalmic | Intraocular lens replacement | Intraocular lens (IOL) | Monofocal posterior chamber IOL | AMO | JJSV Sensar 1-Piece Intraocular Lens | AAB0000135 | Standalone | DE0009392 | As per HSA registration, except multi-piece monofocal posterior chamber intraocular lenses which may be subsidised for patients who: 1. Have high or very high myopia where single-piece foldable IOLs are not appropriate; or 2. Have inadequate capsular or zonular support such as posterior capsular or zonular defects
Ophthalmic | Intraocular lens replacement | Intraocular lens (IOL) | Monofocal posterior chamber IOL | AMO | JJSV Sensar 1-Piece Intraocular Lens | AAB0000140 | Standalone | DE0009392 | As per HSA registration, except multi-piece monofocal posterior chamber intraocular lenses which may be subsidised for patients who: 1. Have high or very high myopia where single-piece foldable IOLs are not appropriate; or 2. Have inadequate capsular or zonular support such as posterior capsular or zonular defects
Ophthalmic | Intraocular lens replacement | Intraocular lens (IOL) | Monofocal posterior chamber IOL | AMO | JJSV Sensar 1-Piece Intraocular Lens | AAB0000145 | Standalone | DE0009392 | As per HSA registration, except multi-piece monofocal posterior chamber intraocular lenses which may be subsidised for patients who: 1. Have high or very high myopia where single-piece foldable IOLs are not appropriate; or 2. Have inadequate capsular or zonular support such as posterior capsular or zonular defects
Ophthalmic | Intraocular lens replacement | Intraocular lens (IOL) | Monofocal posterior chamber IOL | AMO | JJSV Sensar 1-Piece Intraocular Lens | AAB0000150 | Standalone | DE0009392 | As per HSA registration, except multi-piece monofocal posterior chamber intraocular lenses which may be subsidised for patients who: 1. Have high or very high myopia where single-piece foldable IOLs are not appropriate; or 2. Have inadequate capsular or zonular support such as posterior capsular or zonular defects
Ophthalmic | Intraocular lens replacement | Intraocular lens (IOL) | Monofocal posterior chamber IOL | AMO | JJSV Sensar 1-Piece Intraocular Lens | AAB0000155 | Standalone | DE0009392 | As per HSA registration, except multi-piece monofocal posterior chamber intraocular lenses which may be subsidised for patients who: 1. Have high or very high myopia where single-piece foldable IOLs are not appropriate; or 2. Have inadequate capsular or zonular support such as posterior capsular or zonular defects
Ophthalmic | Intraocular lens replacement | Intraocular lens (IOL) | Monofocal posterior chamber IOL | AMO | JJSV Sensar 1-Piece Intraocular Lens | AAB0000160 | Standalone | DE0009392 | As per HSA registration, except multi-piece monofocal posterior chamber intraocular lenses which may be subsidised for patients who: 1. Have high or very high myopia where single-piece foldable IOLs are not appropriate; or 2. Have inadequate capsular or zonular support such as posterior capsular or zonular defects
Ophthalmic | Intraocular lens replacement | Intraocular lens (IOL) | Monofocal posterior chamber IOL | AMO | JJSV Sensar 1-Piece Intraocular Lens | AAB0000165 | Standalone | DE0009392 | As per HSA registration, except multi-piece monofocal posterior chamber intraocular lenses which may be subsidised for patients who: 1. Have high or very high myopia where single-piece foldable IOLs are not appropriate; or 2. Have inadequate capsular or zonular support such as posterior capsular or zonular defects
Ophthalmic | Intraocular lens replacement | Intraocular lens (IOL) | Monofocal posterior chamber IOL | AMO | JJSV Sensar 1-Piece Intraocular Lens | AAB0000170 | Standalone | DE0009392 | As per HSA registration, except multi-piece monofocal posterior chamber intraocular lenses which may be subsidised for patients who: 1. Have high or very high myopia where single-piece foldable IOLs are not appropriate; or 2. Have inadequate capsular or zonular support such as posterior capsular or zonular defects
Ophthalmic | Intraocular lens replacement | Intraocular lens (IOL) | Monofocal posterior chamber IOL | AMO | JJSV Sensar 1-Piece Intraocular Lens | AAB0000175 | Standalone | DE0009392 | As per HSA registration, except multi-piece monofocal posterior chamber intraocular lenses which may be subsidised for patients who: 1. Have high or very high myopia where single-piece foldable IOLs are not appropriate; or 2. Have inadequate capsular or zonular support such as posterior capsular or zonular defects
Ophthalmic | Intraocular lens replacement | Intraocular lens (IOL) | Monofocal posterior chamber IOL | AMO | JJSV Sensar 1-Piece Intraocular Lens | AAB0000180 | Standalone | DE0009392 | As per HSA registration, except multi-piece monofocal posterior chamber intraocular lenses which may be subsidised for patients who: 1. Have high or very high myopia where single-piece foldable IOLs are not appropriate; or 2. Have inadequate capsular or zonular support such as posterior capsular or zonular defects
Ophthalmic | Intraocular lens replacement | Intraocular lens (IOL) | Monofocal posterior chamber IOL | AMO | JJSV Sensar 1-Piece Intraocular Lens | AAB0000185 | Standalone | DE0009392 | As per HSA registration, except multi-piece monofocal posterior chamber intraocular lenses which may be subsidised for patients who: 1. Have high or very high myopia where single-piece foldable IOLs are not appropriate; or 2. Have inadequate capsular or zonular support such as posterior capsular or zonular defects
Ophthalmic | Intraocular lens replacement | Intraocular lens (IOL) | Monofocal posterior chamber IOL | AMO | JJSV Sensar 1-Piece Intraocular Lens | AAB0000190 | Standalone | DE0009392 | As per HSA registration, except multi-piece monofocal posterior chamber intraocular lenses which may be subsidised for patients who: 1. Have high or very high myopia where single-piece foldable IOLs are not appropriate; or 2. Have inadequate capsular or zonular support such as posterior capsular or zonular defects
Ophthalmic | Intraocular lens replacement | Intraocular lens (IOL) | Monofocal posterior chamber IOL | AMO | JJSV Sensar 1-Piece Intraocular Lens | AAB0000195 | Standalone | DE0009392 | As per HSA registration, except multi-piece monofocal posterior chamber intraocular lenses which may be subsidised for patients who: 1. Have high or very high myopia where single-piece foldable IOLs are not appropriate; or 2. Have inadequate capsular or zonular support such as posterior capsular or zonular defects
Ophthalmic | Intraocular lens replacement | Intraocular lens (IOL) | Monofocal posterior chamber IOL | AMO | JJSV Sensar 1-Piece Intraocular Lens | AAB0000200 | Standalone | DE0009392 | As per HSA registration, except multi-piece monofocal posterior chamber intraocular lenses which may be subsidised for patients who: 1. Have high or very high myopia where single-piece foldable IOLs are not appropriate; or 2. Have inadequate capsular or zonular support such as posterior capsular or zonular defects
Ophthalmic | Intraocular lens replacement | Intraocular lens (IOL) | Monofocal posterior chamber IOL | AMO | JJSV Sensar 1-Piece Intraocular Lens | AAB0000205 | Standalone | DE0009392 | As per HSA registration, except multi-piece monofocal posterior chamber intraocular lenses which may be subsidised for patients who: 1. Have high or very high myopia where single-piece foldable IOLs are not appropriate; or 2. Have inadequate capsular or zonular support such as posterior capsular or zonular defects
Ophthalmic | Intraocular lens replacement | Intraocular lens (IOL) | Monofocal posterior chamber IOL | AMO | JJSV Sensar 1-Piece Intraocular Lens | AAB0000210 | Standalone | DE0009392 | As per HSA registration, except multi-piece monofocal posterior chamber intraocular lenses which may be subsidised for patients who: 1. Have high or very high myopia where single-piece foldable IOLs are not appropriate; or 2. Have inadequate capsular or zonular support such as posterior capsular or zonular defects
Ophthalmic | Intraocular lens replacement | Intraocular lens (IOL) | Monofocal posterior chamber IOL | AMO | JJSV Sensar 1-Piece Intraocular Lens | AAB0000215 | Standalone | DE0009392 | As per HSA registration, except multi-piece monofocal posterior chamber intraocular lenses which may be subsidised for patients who: 1. Have high or very high myopia where single-piece foldable IOLs are not appropriate; or 2. Have inadequate capsular or zonular support such as posterior capsular or zonular defects
Ophthalmic | Intraocular lens replacement | Intraocular lens (IOL) | Monofocal posterior chamber IOL | AMO | JJSV Sensar 1-Piece Intraocular Lens | AAB0000220 | Standalone | DE0009392 | As per HSA registration, except multi-piece monofocal posterior chamber intraocular lenses which may be subsidised for patients who: 1. Have high or very high myopia where single-piece foldable IOLs are not appropriate; or 2. Have inadequate capsular or zonular support such as posterior capsular or zonular defects
Ophthalmic | Intraocular lens replacement | Intraocular lens (IOL) | Monofocal posterior chamber IOL | AMO | JJSV Sensar 1-Piece Intraocular Lens | AAB0000225 | Standalone | DE0009392 | As per HSA registration, except multi-piece monofocal posterior chamber intraocular lenses which may be subsidised for patients who: 1. Have high or very high myopia where single-piece foldable IOLs are not appropriate; or 2. Have inadequate capsular or zonular support such as posterior capsular or zonular defects
Ophthalmic | Intraocular lens replacement | Intraocular lens (IOL) | Monofocal posterior chamber IOL | AMO | JJSV Sensar 1-Piece Intraocular Lens | AAB0000230 | Standalone | DE0009392 | As per HSA registration, except multi-piece monofocal posterior chamber intraocular lenses which may be subsidised for patients who: 1. Have high or very high myopia where single-piece foldable IOLs are not appropriate; or 2. Have inadequate capsular or zonular support such as posterior capsular or zonular defects
Ophthalmic | Intraocular lens replacement | Intraocular lens (IOL) | Monofocal posterior chamber IOL | AMO | JJSV Sensar 1-Piece Intraocular Lens | AAB0000235 | Standalone | DE0009392 | As per HSA registration, except multi-piece monofocal posterior chamber intraocular lenses which may be subsidised for patients who: 1. Have high or very high myopia where single-piece foldable IOLs are not appropriate; or 2. Have inadequate capsular or zonular support such as posterior capsular or zonular defects
Ophthalmic | Intraocular lens replacement | Intraocular lens (IOL) | Monofocal posterior chamber IOL | AMO | JJSV Sensar 1-Piece Intraocular Lens | AAB0000240 | Standalone | DE0009392 | As per HSA registration, except multi-piece monofocal posterior chamber intraocular lenses which may be subsidised for patients who: 1. Have high or very high myopia where single-piece foldable IOLs are not appropriate; or 2. Have inadequate capsular or zonular support such as posterior capsular or zonular defects
Ophthalmic | Intraocular lens replacement | Intraocular lens (IOL) | Monofocal posterior chamber IOL | AMO | JJSV Sensar 1-Piece Intraocular Lens | AAB0000245 | Standalone | DE0009392 | As per HSA registration, except multi-piece monofocal posterior chamber intraocular lenses which may be subsidised for patients who: 1. Have high or very high myopia where single-piece foldable IOLs are not appropriate; or 2. Have inadequate capsular or zonular support such as posterior capsular or zonular defects
Ophthalmic | Intraocular lens replacement | Intraocular lens (IOL) | Monofocal posterior chamber IOL | AMO | JJSV Sensar 1-Piece Intraocular Lens | AAB0000250 | Standalone | DE0009392 | As per HSA registration, except multi-piece monofocal posterior chamber intraocular lenses which may be subsidised for patients who: 1. Have high or very high myopia where single-piece foldable IOLs are not appropriate; or 2. Have inadequate capsular or zonular support such as posterior capsular or zonular defects
Ophthalmic | Intraocular lens replacement | Intraocular lens (IOL) | Monofocal posterior chamber IOL | AMO | JJSV Sensar 1-Piece Intraocular Lens | AAB0000255 | Standalone | DE0009392 | As per HSA registration, except multi-piece monofocal posterior chamber intraocular lenses which may be subsidised for patients who: 1. Have high or very high myopia where single-piece foldable IOLs are not appropriate; or 2. Have inadequate capsular or zonular support such as posterior capsular or zonular defects
Ophthalmic | Intraocular lens replacement | Intraocular lens (IOL) | Monofocal posterior chamber IOL | AMO | JJSV Sensar 1-Piece Intraocular Lens | AAB0000260 | Standalone | DE0009392 | As per HSA registration, except multi-piece monofocal posterior chamber intraocular lenses which may be subsidised for patients who: 1. Have high or very high myopia where single-piece foldable IOLs are not appropriate; or 2. Have inadequate capsular or zonular support such as posterior capsular or zonular defects
Ophthalmic | Intraocular lens replacement | Intraocular lens (IOL) | Monofocal posterior chamber IOL | AMO | JJSV Sensar 1-Piece Intraocular Lens | AAB0000265 | Standalone | DE0009392 | As per HSA registration, except multi-piece monofocal posterior chamber intraocular lenses which may be subsidised for patients who: 1. Have high or very high myopia where single-piece foldable IOLs are not appropriate; or 2. Have inadequate capsular or zonular support such as posterior capsular or zonular defects
Ophthalmic | Intraocular lens replacement | Intraocular lens (IOL) | Monofocal posterior chamber IOL | AMO | JJSV Sensar 1-Piece Intraocular Lens | AAB0000270 | Standalone | DE0009392 | As per HSA registration, except multi-piece monofocal posterior chamber intraocular lenses which may be subsidised for patients who: 1. Have high or very high myopia where single-piece foldable IOLs are not appropriate; or 2. Have inadequate capsular or zonular support such as posterior capsular or zonular defects
Ophthalmic | Intraocular lens replacement | Intraocular lens (IOL) | Monofocal posterior chamber IOL | AMO | JJSV Sensar 1-Piece Intraocular Lens | AAB0000275 | Standalone | DE0009392 | As per HSA registration, except multi-piece monofocal posterior chamber intraocular lenses which may be subsidised for patients who: 1. Have high or very high myopia where single-piece foldable IOLs are not appropriate; or 2. Have inadequate capsular or zonular support such as posterior capsular or zonular defects
Ophthalmic | Intraocular lens replacement | Intraocular lens (IOL) | Monofocal posterior chamber IOL | AMO | JJSV Sensar 1-Piece Intraocular Lens | AAB0000280 | Standalone | DE0009392 | As per HSA registration, except multi-piece monofocal posterior chamber intraocular lenses which may be subsidised for patients who: 1. Have high or very high myopia where single-piece foldable IOLs are not appropriate; or 2. Have inadequate capsular or zonular support such as posterior capsular or zonular defects
Ophthalmic | Intraocular lens replacement | Intraocular lens (IOL) | Monofocal posterior chamber IOL | AMO | JJSV Sensar 1-Piece Intraocular Lens | AAB0000285 | Standalone | DE0009392 | As per HSA registration, except multi-piece monofocal posterior chamber intraocular lenses which may be subsidised for patients who: 1. Have high or very high myopia where single-piece foldable IOLs are not appropriate; or 2. Have inadequate capsular or zonular support such as posterior capsular or zonular defects
Ophthalmic | Intraocular lens replacement | Intraocular lens (IOL) | Monofocal posterior chamber IOL | AMO | JJSV Sensar 1-Piece Intraocular Lens | AAB0000290 | Standalone | DE0009392 | As per HSA registration, except multi-piece monofocal posterior chamber intraocular lenses which may be subsidised for patients who: 1. Have high or very high myopia where single-piece foldable IOLs are not appropriate; or 2. Have inadequate capsular or zonular support such as posterior capsular or zonular defects
Ophthalmic | Intraocular lens replacement | Intraocular lens (IOL) | Monofocal posterior chamber IOL | AMO | JJSV Sensar 1-Piece Intraocular Lens | AAB0000295 | Standalone | DE0009392 | As per HSA registration, except multi-piece monofocal posterior chamber intraocular lenses which may be subsidised for patients who: 1. Have high or very high myopia where single-piece foldable IOLs are not appropriate; or 2. Have inadequate capsular or zonular support such as posterior capsular or zonular defects
Ophthalmic | Intraocular lens replacement | Intraocular lens (IOL) | Monofocal posterior chamber IOL | AMO | JJSV Sensar 1-Piece Intraocular Lens | AAB0000300 | Standalone | DE0009392 | As per HSA registration, except multi-piece monofocal posterior chamber intraocular lenses which may be subsidised for patients who: 1. Have high or very high myopia where single-piece foldable IOLs are not appropriate; or 2. Have inadequate capsular or zonular support such as posterior capsular or zonular defects
Ophthalmic | Intraocular lens replacement | Intraocular lens (IOL) | Monofocal posterior chamber IOL | AMO | JJSV Tecnis 1-Piece Intraocular Lens | ZCB0000050 | Standalone | DE0005726 | As per HSA registration, except multi-piece monofocal posterior chamber intraocular lenses which may be subsidised for patients who: 1. Have high or very high myopia where single-piece foldable IOLs are not appropriate; or 2. Have inadequate capsular or zonular support such as posterior capsular or zonular defects
Ophthalmic | Intraocular lens replacement | Intraocular lens (IOL) | Monofocal posterior chamber IOL | AMO | JJSV Tecnis 1-Piece Intraocular Lens | ZCB0000055 | Standalone | DE0005726 | As per HSA registration, except multi-piece monofocal posterior chamber intraocular lenses which may be subsidised for patients who: 1. Have high or very high myopia where single-piece foldable IOLs are not appropriate; or 2. Have inadequate capsular or zonular support such as posterior capsular or zonular defects
Ophthalmic | Intraocular lens replacement | Intraocular lens (IOL) | Monofocal posterior chamber IOL | AMO | JJSV Tecnis 1-Piece Intraocular Lens | ZCB0000060 | Standalone | DE0005726 | As per HSA registration, except multi-piece monofocal posterior chamber intraocular lenses which may be subsidised for patients who: 1. Have high or very high myopia where single-piece foldable IOLs are not appropriate; or 2. Have inadequate capsular or zonular support such as posterior capsular or zonular defects
Ophthalmic | Intraocular lens replacement | Intraocular lens (IOL) | Monofocal posterior chamber IOL | AMO | JJSV Tecnis 1-Piece Intraocular Lens | ZCB0000065 | Standalone | DE0005726 | As per HSA registration, except multi-piece monofocal posterior chamber intraocular lenses which may be subsidised for patients who: 1. Have high or very high myopia where single-piece foldable IOLs are not appropriate; or 2. Have inadequate capsular or zonular support such as posterior capsular or zonular defects
Ophthalmic | Intraocular lens replacement | Intraocular lens (IOL) | Monofocal posterior chamber IOL | AMO | JJSV Tecnis 1-Piece Intraocular Lens | ZCB0000070 | Standalone | DE0005726 | As per HSA registration, except multi-piece monofocal posterior chamber intraocular lenses which may be subsidised for patients who: 1. Have high or very high myopia where single-piece foldable IOLs are not appropriate; or 2. Have inadequate capsular or zonular support such as posterior capsular or zonular defects
Ophthalmic | Intraocular lens replacement | Intraocular lens (IOL) | Monofocal posterior chamber IOL | AMO | JJSV Tecnis 1-Piece Intraocular Lens | ZCB0000075 | Standalone | DE0005726 | As per HSA registration, except multi-piece monofocal posterior chamber intraocular lenses which may be subsidised for patients who: 1. Have high or very high myopia where single-piece foldable IOLs are not appropriate; or 2. Have inadequate capsular or zonular support such as posterior capsular or zonular defects
Ophthalmic | Intraocular lens replacement | Intraocular lens (IOL) | Monofocal posterior chamber IOL | AMO | JJSV Tecnis 1-Piece Intraocular Lens | ZCB0000080 | Standalone | DE0005726 | As per HSA registration, except multi-piece monofocal posterior chamber intraocular lenses which may be subsidised for patients who: 1. Have high or very high myopia where single-piece foldable IOLs are not appropriate; or 2. Have inadequate capsular or zonular support such as posterior capsular or zonular defects
Ophthalmic | Intraocular lens replacement | Intraocular lens (IOL) | Monofocal posterior chamber IOL | AMO | JJSV Tecnis 1-Piece Intraocular Lens | ZCB0000085 | Standalone | DE0005726 | As per HSA registration, except multi-piece monofocal posterior chamber intraocular lenses which may be subsidised for patients who: 1. Have high or very high myopia where single-piece foldable IOLs are not appropriate; or 2. Have inadequate capsular or zonular support such as posterior capsular or zonular defects
Ophthalmic | Intraocular lens replacement | Intraocular lens (IOL) | Monofocal posterior chamber IOL | AMO | JJSV Tecnis 1-Piece Intraocular Lens | ZCB0000090 | Standalone | DE0005726 | As per HSA registration, except multi-piece monofocal posterior chamber intraocular lenses which may be subsidised for patients who: 1. Have high or very high myopia where single-piece foldable IOLs are not appropriate; or 2. Have inadequate capsular or zonular support such as posterior capsular or zonular defects
Ophthalmic | Intraocular lens replacement | Intraocular lens (IOL) | Monofocal posterior chamber IOL | AMO | JJSV Tecnis 1-Piece Intraocular Lens | ZCB0000095 | Standalone | DE0005726 | As per HSA registration, except multi-piece monofocal posterior chamber intraocular lenses which may be subsidised for patients who: 1. Have high or very high myopia where single-piece foldable IOLs are not appropriate; or 2. Have inadequate capsular or zonular support such as posterior capsular or zonular defects
Ophthalmic | Intraocular lens replacement | Intraocular lens (IOL) | Monofocal posterior chamber IOL | AMO | JJSV Tecnis 1-Piece Intraocular Lens | ZCB0000100 | Standalone | DE0005726 | As per HSA registration, except multi-piece monofocal posterior chamber intraocular lenses which may be subsidised for patients who: 1. Have high or very high myopia where single-piece foldable IOLs are not appropriate; or 2. Have inadequate capsular or zonular support such as posterior capsular or zonular defects
Ophthalmic | Intraocular lens replacement | Intraocular lens (IOL) | Monofocal posterior chamber IOL | AMO | JJSV Tecnis 1-Piece Intraocular Lens | ZCB0000105 | Standalone | DE0005726 | As per HSA registration, except multi-piece monofocal posterior chamber intraocular lenses which may be subsidised for patients who: 1. Have high or very high myopia where single-piece foldable IOLs are not appropriate; or 2. Have inadequate capsular or zonular support such as posterior capsular or zonular defects
Ophthalmic | Intraocular lens replacement | Intraocular lens (IOL) | Monofocal posterior chamber IOL | AMO | JJSV Tecnis 1-Piece Intraocular Lens | ZCB0000110 | Standalone | DE0005726 | As per HSA registration, except multi-piece monofocal posterior chamber intraocular lenses which may be subsidised for patients who: 1. Have high or very high myopia where single-piece foldable IOLs are not appropriate; or 2. Have inadequate capsular or zonular support such as posterior capsular or zonular defects
Ophthalmic | Intraocular lens replacement | Intraocular lens (IOL) | Monofocal posterior chamber IOL | AMO | JJSV Tecnis 1-Piece Intraocular Lens | ZCB0000115 | Standalone | DE0005726 | As per HSA registration, except multi-piece monofocal posterior chamber intraocular lenses which may be subsidised for patients who: 1. Have high or very high myopia where single-piece foldable IOLs are not appropriate; or 2. Have inadequate capsular or zonular support such as posterior capsular or zonular defects
Ophthalmic | Intraocular lens replacement | Intraocular lens (IOL) | Monofocal posterior chamber IOL | AMO | JJSV Tecnis 1-Piece Intraocular Lens | ZCB0000120 | Standalone | DE0005726 | As per HSA registration, except multi-piece monofocal posterior chamber intraocular lenses which may be subsidised for patients who: 1. Have high or very high myopia where single-piece foldable IOLs are not appropriate; or 2. Have inadequate capsular or zonular support such as posterior capsular or zonular defects
Ophthalmic | Intraocular lens replacement | Intraocular lens (IOL) | Monofocal posterior chamber IOL | AMO | JJSV Tecnis 1-Piece Intraocular Lens | ZCB0000125 | Standalone | DE0005726 | As per HSA registration, except multi-piece monofocal posterior chamber intraocular lenses which may be subsidised for patients who: 1. Have high or very high myopia where single-piece foldable IOLs are not appropriate; or 2. Have inadequate capsular or zonular support such as posterior capsular or zonular defects
Ophthalmic | Intraocular lens replacement | Intraocular lens (IOL) | Monofocal posterior chamber IOL | AMO | JJSV Tecnis 1-Piece Intraocular Lens | ZCB0000130 | Standalone | DE0005726 | As per HSA registration, except multi-piece monofocal posterior chamber intraocular lenses which may be subsidised for patients who: 1. Have high or very high myopia where single-piece foldable IOLs are not appropriate; or 2. Have inadequate capsular or zonular support such as posterior capsular or zonular defects
Ophthalmic | Intraocular lens replacement | Intraocular lens (IOL) | Monofocal posterior chamber IOL | AMO | JJSV Tecnis 1-Piece Intraocular Lens | ZCB0000135 | Standalone | DE0005726 | As per HSA registration, except multi-piece monofocal posterior chamber intraocular lenses which may be subsidised for patients who: 1. Have high or very high myopia where single-piece foldable IOLs are not appropriate; or 2. Have inadequate capsular or zonular support such as posterior capsular or zonular defects
Ophthalmic | Intraocular lens replacement | Intraocular lens (IOL) | Monofocal posterior chamber IOL | AMO | JJSV Tecnis 1-Piece Intraocular Lens | ZCB0000140 | Standalone | DE0005726 | As per HSA registration, except multi-piece monofocal posterior chamber intraocular lenses which may be subsidised for patients who: 1. Have high or very high myopia where single-piece foldable IOLs are not appropriate; or 2. Have inadequate capsular or zonular support such as posterior capsular or zonular defects
Ophthalmic | Intraocular lens replacement | Intraocular lens (IOL) | Monofocal posterior chamber IOL | AMO | JJSV Tecnis 1-Piece Intraocular Lens | ZCB0000145 | Standalone | DE0005726 | As per HSA registration, except multi-piece monofocal posterior chamber intraocular lenses which may be subsidised for patients who: 1. Have high or very high myopia where single-piece foldable IOLs are not appropriate; or 2. Have inadequate capsular or zonular support such as posterior capsular or zonular defects
Ophthalmic | Intraocular lens replacement | Intraocular lens (IOL) | Monofocal posterior chamber IOL | AMO | JJSV Tecnis 1-Piece Intraocular Lens | ZCB0000150 | Standalone | DE0005726 | As per HSA registration, except multi-piece monofocal posterior chamber intraocular lenses which may be subsidised for patients who: 1. Have high or very high myopia where single-piece foldable IOLs are not appropriate; or 2. Have inadequate capsular or zonular support such as posterior capsular or zonular defects
Ophthalmic | Intraocular lens replacement | Intraocular lens (IOL) | Monofocal posterior chamber IOL | AMO | JJSV Tecnis 1-Piece Intraocular Lens | ZCB0000155 | Standalone | DE0005726 | As per HSA registration, except multi-piece monofocal posterior chamber intraocular lenses which may be subsidised for patients who: 1. Have high or very high myopia where single-piece foldable IOLs are not appropriate; or 2. Have inadequate capsular or zonular support such as posterior capsular or zonular defects
Ophthalmic | Intraocular lens replacement | Intraocular lens (IOL) | Monofocal posterior chamber IOL | AMO | JJSV Tecnis 1-Piece Intraocular Lens | ZCB0000160 | Standalone | DE0005726 | As per HSA registration, except multi-piece monofocal posterior chamber intraocular lenses which may be subsidised for patients who: 1. Have high or very high myopia where single-piece foldable IOLs are not appropriate; or 2. Have inadequate capsular or zonular support such as posterior capsular or zonular defects
Ophthalmic | Intraocular lens replacement | Intraocular lens (IOL) | Monofocal posterior chamber IOL | AMO | JJSV Tecnis 1-Piece Intraocular Lens | ZCB0000165 | Standalone | DE0005726 | As per HSA registration, except multi-piece monofocal posterior chamber intraocular lenses which may be subsidised for patients who: 1. Have high or very high myopia where single-piece foldable IOLs are not appropriate; or 2. Have inadequate capsular or zonular support such as posterior capsular or zonular defects
Ophthalmic | Intraocular lens replacement | Intraocular lens (IOL) | Monofocal posterior chamber IOL | AMO | JJSV Tecnis 1-Piece Intraocular Lens | ZCB0000170 | Standalone | DE0005726 | As per HSA registration, except multi-piece monofocal posterior chamber intraocular lenses which may be subsidised for patients who: 1. Have high or very high myopia where single-piece foldable IOLs are not appropriate; or 2. Have inadequate capsular or zonular support such as posterior capsular or zonular defects
Ophthalmic | Intraocular lens replacement | Intraocular lens (IOL) | Monofocal posterior chamber IOL | AMO | JJSV Tecnis 1-Piece Intraocular Lens | ZCB0000175 | Standalone | DE0005726 | As per HSA registration, except multi-piece monofocal posterior chamber intraocular lenses which may be subsidised for patients who: 1. Have high or very high myopia where single-piece foldable IOLs are not appropriate; or 2. Have inadequate capsular or zonular support such as posterior capsular or zonular defects
Ophthalmic | Intraocular lens replacement | Intraocular lens (IOL) | Monofocal posterior chamber IOL | AMO | JJSV Tecnis 1-Piece Intraocular Lens | ZCB0000180 | Standalone | DE0005726 | As per HSA registration, except multi-piece monofocal posterior chamber intraocular lenses which may be subsidised for patients who: 1. Have high or very high myopia where single-piece foldable IOLs are not appropriate; or 2. Have inadequate capsular or zonular support such as posterior capsular or zonular defects
Ophthalmic | Intraocular lens replacement | Intraocular lens (IOL) | Monofocal posterior chamber IOL | AMO | JJSV Tecnis 1-Piece Intraocular Lens | ZCB0000185 | Standalone | DE0005726 | As per HSA registration, except multi-piece monofocal posterior chamber intraocular lenses which may be subsidised for patients who: 1. Have high or very high myopia where single-piece foldable IOLs are not appropriate; or 2. Have inadequate capsular or zonular support such as posterior capsular or zonular defects
Ophthalmic | Intraocular lens replacement | Intraocular lens (IOL) | Monofocal posterior chamber IOL | AMO | JJSV Tecnis 1-Piece Intraocular Lens | ZCB0000190 | Standalone | DE0005726 | As per HSA registration, except multi-piece monofocal posterior chamber intraocular lenses which may be subsidised for patients who: 1. Have high or very high myopia where single-piece foldable IOLs are not appropriate; or 2. Have inadequate capsular or zonular support such as posterior capsular or zonular defects
Ophthalmic | Intraocular lens replacement | Intraocular lens (IOL) | Monofocal posterior chamber IOL | AMO | JJSV Tecnis 1-Piece Intraocular Lens | ZCB0000195 | Standalone | DE0005726 | As per HSA registration, except multi-piece monofocal posterior chamber intraocular lenses which may be subsidised for patients who: 1. Have high or very high myopia where single-piece foldable IOLs are not appropriate; or 2. Have inadequate capsular or zonular support such as posterior capsular or zonular defects
Ophthalmic | Intraocular lens replacement | Intraocular lens (IOL) | Monofocal posterior chamber IOL | AMO | JJSV Tecnis 1-Piece Intraocular Lens | ZCB0000200 | Standalone | DE0005726 | As per HSA registration, except multi-piece monofocal posterior chamber intraocular lenses which may be subsidised for patients who: 1. Have high or very high myopia where single-piece foldable IOLs are not appropriate; or 2. Have inadequate capsular or zonular support such as posterior capsular or zonular defects
Ophthalmic | Intraocular lens replacement | Intraocular lens (IOL) | Monofocal posterior chamber IOL | AMO | JJSV Tecnis 1-Piece Intraocular Lens | ZCB0000205 | Standalone | DE0005726 | As per HSA registration, except multi-piece monofocal posterior chamber intraocular lenses which may be subsidised for patients who: 1. Have high or very high myopia where single-piece foldable IOLs are not appropriate; or 2. Have inadequate capsular or zonular support such as posterior capsular or zonular defects
Ophthalmic | Intraocular lens replacement | Intraocular lens (IOL) | Monofocal posterior chamber IOL | AMO | JJSV Tecnis 1-Piece Intraocular Lens | ZCB0000210 | Standalone | DE0005726 | As per HSA registration, except multi-piece monofocal posterior chamber intraocular lenses which may be subsidised for patients who: 1. Have high or very high myopia where single-piece foldable IOLs are not appropriate; or 2. Have inadequate capsular or zonular support such as posterior capsular or zonular defects
Ophthalmic | Intraocular lens replacement | Intraocular lens (IOL) | Monofocal posterior chamber IOL | AMO | JJSV Tecnis 1-Piece Intraocular Lens | ZCB0000215 | Standalone | DE0005726 | As per HSA registration, except multi-piece monofocal posterior chamber intraocular lenses which may be subsidised for patients who: 1. Have high or very high myopia where single-piece foldable IOLs are not appropriate; or 2. Have inadequate capsular or zonular support such as posterior capsular or zonular defects
Ophthalmic | Intraocular lens replacement | Intraocular lens (IOL) | Monofocal posterior chamber IOL | AMO | JJSV Tecnis 1-Piece Intraocular Lens | ZCB0000220 | Standalone | DE0005726 | As per HSA registration, except multi-piece monofocal posterior chamber intraocular lenses which may be subsidised for patients who: 1. Have high or very high myopia where single-piece foldable IOLs are not appropriate; or 2. Have inadequate capsular or zonular support such as posterior capsular or zonular defects
Ophthalmic | Intraocular lens replacement | Intraocular lens (IOL) | Monofocal posterior chamber IOL | AMO | JJSV Tecnis 1-Piece Intraocular Lens | ZCB0000225 | Standalone | DE0005726 | As per HSA registration, except multi-piece monofocal posterior chamber intraocular lenses which may be subsidised for patients who: 1. Have high or very high myopia where single-piece foldable IOLs are not appropriate; or 2. Have inadequate capsular or zonular support such as posterior capsular or zonular defects
Ophthalmic | Intraocular lens replacement | Intraocular lens (IOL) | Monofocal posterior chamber IOL | AMO | JJSV Tecnis 1-Piece Intraocular Lens | ZCB0000230 | Standalone | DE0005726 | As per HSA registration, except multi-piece monofocal posterior chamber intraocular lenses which may be subsidised for patients who: 1. Have high or very high myopia where single-piece foldable IOLs are not appropriate; or 2. Have inadequate capsular or zonular support such as posterior capsular or zonular defects
Ophthalmic | Intraocular lens replacement | Intraocular lens (IOL) | Monofocal posterior chamber IOL | AMO | JJSV Tecnis 1-Piece Intraocular Lens | ZCB0000235 | Standalone | DE0005726 | As per HSA registration, except multi-piece monofocal posterior chamber intraocular lenses which may be subsidised for patients who: 1. Have high or very high myopia where single-piece foldable IOLs are not appropriate; or 2. Have inadequate capsular or zonular support such as posterior capsular or zonular defects
Ophthalmic | Intraocular lens replacement | Intraocular lens (IOL) | Monofocal posterior chamber IOL | AMO | JJSV Tecnis 1-Piece Intraocular Lens | ZCB0000240 | Standalone | DE0005726 | As per HSA registration, except multi-piece monofocal posterior chamber intraocular lenses which may be subsidised for patients who: 1. Have high or very high myopia where single-piece foldable IOLs are not appropriate; or 2. Have inadequate capsular or zonular support such as posterior capsular or zonular defects
Ophthalmic | Intraocular lens replacement | Intraocular lens (IOL) | Monofocal posterior chamber IOL | AMO | JJSV Tecnis 1-Piece Intraocular Lens | ZCB0000245 | Standalone | DE0005726 | As per HSA registration, except multi-piece monofocal posterior chamber intraocular lenses which may be subsidised for patients who: 1. Have high or very high myopia where single-piece foldable IOLs are not appropriate; or 2. Have inadequate capsular or zonular support such as posterior capsular or zonular defects
Ophthalmic | Intraocular lens replacement | Intraocular lens (IOL) | Monofocal posterior chamber IOL | AMO | JJSV Tecnis 1-Piece Intraocular Lens | ZCB0000250 | Standalone | DE0005726 | As per HSA registration, except multi-piece monofocal posterior chamber intraocular lenses which may be subsidised for patients who: 1. Have high or very high myopia where single-piece foldable IOLs are not appropriate; or 2. Have inadequate capsular or zonular support such as posterior capsular or zonular defects
Ophthalmic | Intraocular lens replacement | Intraocular lens (IOL) | Monofocal posterior chamber IOL | AMO | JJSV Tecnis 1-Piece Intraocular Lens | ZCB0000255 | Standalone | DE0005726 | As per HSA registration, except multi-piece monofocal posterior chamber intraocular lenses which may be subsidised for patients who: 1. Have high or very high myopia where single-piece foldable IOLs are not appropriate; or 2. Have inadequate capsular or zonular support such as posterior capsular or zonular defects
Ophthalmic | Intraocular lens replacement | Intraocular lens (IOL) | Monofocal posterior chamber IOL | AMO | JJSV Tecnis 1-Piece Intraocular Lens | ZCB0000260 | Standalone | DE0005726 | As per HSA registration, except multi-piece monofocal posterior chamber intraocular lenses which may be subsidised for patients who: 1. Have high or very high myopia where single-piece foldable IOLs are not appropriate; or 2. Have inadequate capsular or zonular support such as posterior capsular or zonular defects
Ophthalmic | Intraocular lens replacement | Intraocular lens (IOL) | Monofocal posterior chamber IOL | AMO | JJSV Tecnis 1-Piece Intraocular Lens | ZCB0000265 | Standalone | DE0005726 | As per HSA registration, except multi-piece monofocal posterior chamber intraocular lenses which may be subsidised for patients who: 1. Have high or very high myopia where single-piece foldable IOLs are not appropriate; or 2. Have inadequate capsular or zonular support such as posterior capsular or zonular defects
Ophthalmic | Intraocular lens replacement | Intraocular lens (IOL) | Monofocal posterior chamber IOL | AMO | JJSV Tecnis 1-Piece Intraocular Lens | ZCB0000270 | Standalone | DE0005726 | As per HSA registration, except multi-piece monofocal posterior chamber intraocular lenses which may be subsidised for patients who: 1. Have high or very high myopia where single-piece foldable IOLs are not appropriate; or 2. Have inadequate capsular or zonular support such as posterior capsular or zonular defects
Ophthalmic | Intraocular lens replacement | Intraocular lens (IOL) | Monofocal posterior chamber IOL | AMO | JJSV Tecnis 1-Piece Intraocular Lens | ZCB0000275 | Standalone | DE0005726 | As per HSA registration, except multi-piece monofocal posterior chamber intraocular lenses which may be subsidised for patients who: 1. Have high or very high myopia where single-piece foldable IOLs are not appropriate; or 2. Have inadequate capsular or zonular support such as posterior capsular or zonular defects
Ophthalmic | Intraocular lens replacement | Intraocular lens (IOL) | Monofocal posterior chamber IOL | AMO | JJSV Tecnis 1-Piece Intraocular Lens | ZCB0000280 | Standalone | DE0005726 | As per HSA registration, except multi-piece monofocal posterior chamber intraocular lenses which may be subsidised for patients who: 1. Have high or very high myopia where single-piece foldable IOLs are not appropriate; or 2. Have inadequate capsular or zonular support such as posterior capsular or zonular defects
Ophthalmic | Intraocular lens replacement | Intraocular lens (IOL) | Monofocal posterior chamber IOL | AMO | JJSV Tecnis 1-Piece Intraocular Lens | ZCB0000285 | Standalone | DE0005726 | As per HSA registration, except multi-piece monofocal posterior chamber intraocular lenses which may be subsidised for patients who: 1. Have high or very high myopia where single-piece foldable IOLs are not appropriate; or 2. Have inadequate capsular or zonular support such as posterior capsular or zonular defects
Ophthalmic | Intraocular lens replacement | Intraocular lens (IOL) | Monofocal posterior chamber IOL | AMO | JJSV Tecnis 1-Piece Intraocular Lens | ZCB0000290 | Standalone | DE0005726 | As per HSA registration, except multi-piece monofocal posterior chamber intraocular lenses which may be subsidised for patients who: 1. Have high or very high myopia where single-piece foldable IOLs are not appropriate; or 2. Have inadequate capsular or zonular support such as posterior capsular or zonular defects
Ophthalmic | Intraocular lens replacement | Intraocular lens (IOL) | Monofocal posterior chamber IOL | AMO | JJSV Tecnis 1-Piece Intraocular Lens | ZCB0000295 | Standalone | DE0005726 | As per HSA registration, except multi-piece monofocal posterior chamber intraocular lenses which may be subsidised for patients who: 1. Have high or very high myopia where single-piece foldable IOLs are not appropriate; or 2. Have inadequate capsular or zonular support such as posterior capsular or zonular defects
Ophthalmic | Intraocular lens replacement | Intraocular lens (IOL) | Monofocal posterior chamber IOL | AMO | JJSV Tecnis 1-Piece Intraocular Lens | ZCB0000300 | Standalone | DE0005726 | As per HSA registration, except multi-piece monofocal posterior chamber intraocular lenses which may be subsidised for patients who: 1. Have high or very high myopia where single-piece foldable IOLs are not appropriate; or 2. Have inadequate capsular or zonular support such as posterior capsular or zonular defects
Ophthalmic | Intraocular lens replacement | Intraocular lens (IOL) | Monofocal posterior chamber IOL | AMO | JJSV Tecnis 1-Piece Intraocular Lens | ZCB0000305 | Standalone | DE0005726 | As per HSA registration, except multi-piece monofocal posterior chamber intraocular lenses which may be subsidised for patients who: 1. Have high or very high myopia where single-piece foldable IOLs are not appropriate; or 2. Have inadequate capsular or zonular support such as posterior capsular or zonular defects
Ophthalmic | Intraocular lens replacement | Intraocular lens (IOL) | Monofocal posterior chamber IOL | AMO | JJSV Tecnis 1-Piece Intraocular Lens | ZCB0000310 | Standalone | DE0005726 | As per HSA registration, except multi-piece monofocal posterior chamber intraocular lenses which may be subsidised for patients who: 1. Have high or very high myopia where single-piece foldable IOLs are not appropriate; or 2. Have inadequate capsular or zonular support such as posterior capsular or zonular defects
Ophthalmic | Intraocular lens replacement | Intraocular lens (IOL) | Monofocal posterior chamber IOL | AMO | JJSV Tecnis 1-Piece Intraocular Lens | ZCB0000315 | Standalone | DE0005726 | As per HSA registration, except multi-piece monofocal posterior chamber intraocular lenses which may be subsidised for patients who: 1. Have high or very high myopia where single-piece foldable IOLs are not appropriate; or 2. Have inadequate capsular or zonular support such as posterior capsular or zonular defects
Ophthalmic | Intraocular lens replacement | Intraocular lens (IOL) | Monofocal posterior chamber IOL | AMO | JJSV Tecnis 1-Piece Intraocular Lens | ZCB0000320 | Standalone | DE0005726 | As per HSA registration, except multi-piece monofocal posterior chamber intraocular lenses which may be subsidised for patients who: 1. Have high or very high myopia where single-piece foldable IOLs are not appropriate; or 2. Have inadequate capsular or zonular support such as posterior capsular or zonular defects
Ophthalmic | Intraocular lens replacement | Intraocular lens (IOL) | Monofocal posterior chamber IOL | AMO | JJSV Tecnis 1-Piece Intraocular Lens | ZCB0000325 | Standalone | DE0005726 | As per HSA registration, except multi-piece monofocal posterior chamber intraocular lenses which may be subsidised for patients who: 1. Have high or very high myopia where single-piece foldable IOLs are not appropriate; or 2. Have inadequate capsular or zonular support such as posterior capsular or zonular defects
Ophthalmic | Intraocular lens replacement | Intraocular lens (IOL) | Monofocal posterior chamber IOL | AMO | JJSV Tecnis 1-Piece Intraocular Lens | ZCB0000330 | Standalone | DE0005726 | As per HSA registration, except multi-piece monofocal posterior chamber intraocular lenses which may be subsidised for patients who: 1. Have high or very high myopia where single-piece foldable IOLs are not appropriate; or 2. Have inadequate capsular or zonular support such as posterior capsular or zonular defects
Ophthalmic | Intraocular lens replacement | Intraocular lens (IOL) | Monofocal posterior chamber IOL | AMO | JJSV Tecnis 1-Piece Intraocular Lens | ZCB0000335 | Standalone | DE0005726 | As per HSA registration, except multi-piece monofocal posterior chamber intraocular lenses which may be subsidised for patients who: 1. Have high or very high myopia where single-piece foldable IOLs are not appropriate; or 2. Have inadequate capsular or zonular support such as posterior capsular or zonular defects
Ophthalmic | Intraocular lens replacement | Intraocular lens (IOL) | Monofocal posterior chamber IOL | AMO | JJSV Tecnis 1-Piece Intraocular Lens | ZCB0000340 | Standalone | DE0005726 | As per HSA registration, except multi-piece monofocal posterior chamber intraocular lenses which may be subsidised for patients who: 1. Have high or very high myopia where single-piece foldable IOLs are not appropriate; or 2. Have inadequate capsular or zonular support such as posterior capsular or zonular defects
Ophthalmic | Intraocular lens replacement | Intraocular lens (IOL) | Monofocal posterior chamber IOL | AMO | JJSV Sensar Opti-Edge Soft Acrylic Intraocular Lens | AR40e00060 | Standalone | DE0003145 | As per HSA registration, except multi-piece monofocal posterior chamber intraocular lenses which may be subsidised for patients who: 1. Have high or very high myopia where single-piece foldable IOLs are not appropriate; or 2. Have inadequate capsular or zonular support such as posterior capsular or zonular defects
Ophthalmic | Intraocular lens replacement | Intraocular lens (IOL) | Monofocal posterior chamber IOL | AMO | JJSV Sensar Opti-Edge Soft Acrylic Intraocular Lens | AR40e00065 | Standalone | DE0003145 | As per HSA registration, except multi-piece monofocal posterior chamber intraocular lenses which may be subsidised for patients who: 1. Have high or very high myopia where single-piece foldable IOLs are not appropriate; or 2. Have inadequate capsular or zonular support such as posterior capsular or zonular defects
Ophthalmic | Intraocular lens replacement | Intraocular lens (IOL) | Monofocal posterior chamber IOL | AMO | JJSV Sensar Opti-Edge Soft Acrylic Intraocular Lens | AR40e00070 | Standalone | DE0003145 | As per HSA registration, except multi-piece monofocal posterior chamber intraocular lenses which may be subsidised for patients who: 1. Have high or very high myopia where single-piece foldable IOLs are not appropriate; or 2. Have inadequate capsular or zonular support such as posterior capsular or zonular defects
Ophthalmic | Intraocular lens replacement | Intraocular lens (IOL) | Monofocal posterior chamber IOL | AMO | JJSV Sensar Opti-Edge Soft Acrylic Intraocular Lens | AR40e00075 | Standalone | DE0003145 | As per HSA registration, except multi-piece monofocal posterior chamber intraocular lenses which may be subsidised for patients who: 1. Have high or very high myopia where single-piece foldable IOLs are not appropriate; or 2. Have inadequate capsular or zonular support such as posterior capsular or zonular defects
Ophthalmic | Intraocular lens replacement | Intraocular lens (IOL) | Monofocal posterior chamber IOL | AMO | JJSV Sensar Opti-Edge Soft Acrylic Intraocular Lens | AR40e00080 | Standalone | DE0003145 | As per HSA registration, except multi-piece monofocal posterior chamber intraocular lenses which may be subsidised for patients who: 1. Have high or very high myopia where single-piece foldable IOLs are not appropriate; or 2. Have inadequate capsular or zonular support such as posterior capsular or zonular defects
Ophthalmic | Intraocular lens replacement | Intraocular lens (IOL) | Monofocal posterior chamber IOL | AMO | JJSV Sensar Opti-Edge Soft Acrylic Intraocular Lens | AR40e00085 | Standalone | DE0003145 | As per HSA registration, except multi-piece monofocal posterior chamber intraocular lenses which may be subsidised for patients who: 1. Have high or very high myopia where single-piece foldable IOLs are not appropriate; or 2. Have inadequate capsular or zonular support such as posterior capsular or zonular defects
Ophthalmic | Intraocular lens replacement | Intraocular lens (IOL) | Monofocal posterior chamber IOL | AMO | JJSV Sensar Opti-Edge Soft Acrylic Intraocular Lens | AR40e00090 | Standalone | DE0003145 | As per HSA registration, except multi-piece monofocal posterior chamber intraocular lenses which may be subsidised for patients who: 1. Have high or very high myopia where single-piece foldable IOLs are not appropriate; or 2. Have inadequate capsular or zonular support such as posterior capsular or zonular defects
Ophthalmic | Intraocular lens replacement | Intraocular lens (IOL) | Monofocal posterior chamber IOL | AMO | JJSV Sensar Opti-Edge Soft Acrylic Intraocular Lens | AR40e00095 | Standalone | DE0003145 | As per HSA registration, except multi-piece monofocal posterior chamber intraocular lenses which may be subsidised for patients who: 1. Have high or very high myopia where single-piece foldable IOLs are not appropriate; or 2. Have inadequate capsular or zonular support such as posterior capsular or zonular defects
Ophthalmic | Intraocular lens replacement | Intraocular lens (IOL) | Monofocal posterior chamber IOL | AMO | JJSV Sensar Opti-Edge Soft Acrylic Intraocular Lens | AR40e00100 | Standalone | DE0003145 | As per HSA registration, except multi-piece monofocal posterior chamber intraocular lenses which may be subsidised for patients who: 1. Have high or very high myopia where single-piece foldable IOLs are not appropriate; or 2. Have inadequate capsular or zonular support such as posterior capsular or zonular defects
Ophthalmic | Intraocular lens replacement | Intraocular lens (IOL) | Monofocal posterior chamber IOL | AMO | JJSV Sensar Opti-Edge Soft Acrylic Intraocular Lens | AR40e00105 | Standalone | DE0003145 | As per HSA registration, except multi-piece monofocal posterior chamber intraocular lenses which may be subsidised for patients who: 1. Have high or very high myopia where single-piece foldable IOLs are not appropriate; or 2. Have inadequate capsular or zonular support such as posterior capsular or zonular defects
Ophthalmic | Intraocular lens replacement | Intraocular lens (IOL) | Monofocal posterior chamber IOL | AMO | JJSV Sensar Opti-Edge Soft Acrylic Intraocular Lens | AR40e00110 | Standalone | DE0003145 | As per HSA registration, except multi-piece monofocal posterior chamber intraocular lenses which may be subsidised for patients who: 1. Have high or very high myopia where single-piece foldable IOLs are not appropriate; or 2. Have inadequate capsular or zonular support such as posterior capsular or zonular defects
Ophthalmic | Intraocular lens replacement | Intraocular lens (IOL) | Monofocal posterior chamber IOL | AMO | JJSV Sensar Opti-Edge Soft Acrylic Intraocular Lens | AR40e00115 | Standalone | DE0003145 | As per HSA registration, except multi-piece monofocal posterior chamber intraocular lenses which may be subsidised for patients who: 1. Have high or very high myopia where single-piece foldable IOLs are not appropriate; or 2. Have inadequate capsular or zonular support such as posterior capsular or zonular defects
Ophthalmic | Intraocular lens replacement | Intraocular lens (IOL) | Monofocal posterior chamber IOL | AMO | JJSV Sensar Opti-Edge Soft Acrylic Intraocular Lens | AR40e00120 | Standalone | DE0003145 | As per HSA registration, except multi-piece monofocal posterior chamber intraocular lenses which may be subsidised for patients who: 1. Have high or very high myopia where single-piece foldable IOLs are not appropriate; or 2. Have inadequate capsular or zonular support such as posterior capsular or zonular defects
Ophthalmic | Intraocular lens replacement | Intraocular lens (IOL) | Monofocal posterior chamber IOL | AMO | JJSV Sensar Opti-Edge Soft Acrylic Intraocular Lens | AR40e00125 | Standalone | DE0003145 | As per HSA registration, except multi-piece monofocal posterior chamber intraocular lenses which may be subsidised for patients who: 1. Have high or very high myopia where single-piece foldable IOLs are not appropriate; or 2. Have inadequate capsular or zonular support such as posterior capsular or zonular defects
Ophthalmic | Intraocular lens replacement | Intraocular lens (IOL) | Monofocal posterior chamber IOL | AMO | JJSV Sensar Opti-Edge Soft Acrylic Intraocular Lens | AR40e00130 | Standalone | DE0003145 | As per HSA registration, except multi-piece monofocal posterior chamber intraocular lenses which may be subsidised for patients who: 1. Have high or very high myopia where single-piece foldable IOLs are not appropriate; or 2. Have inadequate capsular or zonular support such as posterior capsular or zonular defects
Ophthalmic | Intraocular lens replacement | Intraocular lens (IOL) | Monofocal posterior chamber IOL | AMO | JJSV Sensar Opti-Edge Soft Acrylic Intraocular Lens | AR40e00135 | Standalone | DE0003145 | As per HSA registration, except multi-piece monofocal posterior chamber intraocular lenses which may be subsidised for patients who: 1. Have high or very high myopia where single-piece foldable IOLs are not appropriate; or 2. Have inadequate capsular or zonular support such as posterior capsular or zonular defects
Ophthalmic | Intraocular lens replacement | Intraocular lens (IOL) | Monofocal posterior chamber IOL | AMO | JJSV Sensar Opti-Edge Soft Acrylic Intraocular Lens | AR40e00140 | Standalone | DE0003145 | As per HSA registration, except multi-piece monofocal posterior chamber intraocular lenses which may be subsidised for patients who: 1. Have high or very high myopia where single-piece foldable IOLs are not appropriate; or 2. Have inadequate capsular or zonular support such as posterior capsular or zonular defects
Ophthalmic | Intraocular lens replacement | Intraocular lens (IOL) | Monofocal posterior chamber IOL | AMO | JJSV Sensar Opti-Edge Soft Acrylic Intraocular Lens | AR40e00145 | Standalone | DE0003145 | As per HSA registration, except multi-piece monofocal posterior chamber intraocular lenses which may be subsidised for patients who: 1. Have high or very high myopia where single-piece foldable IOLs are not appropriate; or 2. Have inadequate capsular or zonular support such as posterior capsular or zonular defects
Ophthalmic | Intraocular lens replacement | Intraocular lens (IOL) | Monofocal posterior chamber IOL | AMO | JJSV Sensar Opti-Edge Soft Acrylic Intraocular Lens | AR40e00150 | Standalone | DE0003145 | As per HSA registration, except multi-piece monofocal posterior chamber intraocular lenses which may be subsidised for patients who: 1. Have high or very high myopia where single-piece foldable IOLs are not appropriate; or 2. Have inadequate capsular or zonular support such as posterior capsular or zonular defects
Ophthalmic | Intraocular lens replacement | Intraocular lens (IOL) | Monofocal posterior chamber IOL | AMO | JJSV Sensar Opti-Edge Soft Acrylic Intraocular Lens | AR40e00155 | Standalone | DE0003145 | As per HSA registration, except multi-piece monofocal posterior chamber intraocular lenses which may be subsidised for patients who: 1. Have high or very high myopia where single-piece foldable IOLs are not appropriate; or 2. Have inadequate capsular or zonular support such as posterior capsular or zonular defects
Ophthalmic | Intraocular lens replacement | Intraocular lens (IOL) | Monofocal posterior chamber IOL | AMO | JJSV Sensar Opti-Edge Soft Acrylic Intraocular Lens | AR40e00160 | Standalone | DE0003145 | As per HSA registration, except multi-piece monofocal posterior chamber intraocular lenses which may be subsidised for patients who: 1. Have high or very high myopia where single-piece foldable IOLs are not appropriate; or 2. Have inadequate capsular or zonular support such as posterior capsular or zonular defects
Ophthalmic | Intraocular lens replacement | Intraocular lens (IOL) | Monofocal posterior chamber IOL | AMO | JJSV Sensar Opti-Edge Soft Acrylic Intraocular Lens | AR40e00165 | Standalone | DE0003145 | As per HSA registration, except multi-piece monofocal posterior chamber intraocular lenses which may be subsidised for patients who: 1. Have high or very high myopia where single-piece foldable IOLs are not appropriate; or 2. Have inadequate capsular or zonular support such as posterior capsular or zonular defects
Ophthalmic | Intraocular lens replacement | Intraocular lens (IOL) | Monofocal posterior chamber IOL | AMO | JJSV Sensar Opti-Edge Soft Acrylic Intraocular Lens | AR40e00170 | Standalone | DE0003145 | As per HSA registration, except multi-piece monofocal posterior chamber intraocular lenses which may be subsidised for patients who: 1. Have high or very high myopia where single-piece foldable IOLs are not appropriate; or 2. Have inadequate capsular or zonular support such as posterior capsular or zonular defects
Ophthalmic | Intraocular lens replacement | Intraocular lens (IOL) | Monofocal posterior chamber IOL | AMO | JJSV Sensar Opti-Edge Soft Acrylic Intraocular Lens | AR40e00175 | Standalone | DE0003145 | As per HSA registration, except multi-piece monofocal posterior chamber intraocular lenses which may be subsidised for patients who: 1. Have high or very high myopia where single-piece foldable IOLs are not appropriate; or 2. Have inadequate capsular or zonular support such as posterior capsular or zonular defects
Ophthalmic | Intraocular lens replacement | Intraocular lens (IOL) | Monofocal posterior chamber IOL | AMO | JJSV Sensar Opti-Edge Soft Acrylic Intraocular Lens | AR40e00180 | Standalone | DE0003145 | As per HSA registration, except multi-piece monofocal posterior chamber intraocular lenses which may be subsidised for patients who: 1. Have high or very high myopia where single-piece foldable IOLs are not appropriate; or 2. Have inadequate capsular or zonular support such as posterior capsular or zonular defects
Ophthalmic | Intraocular lens replacement | Intraocular lens (IOL) | Monofocal posterior chamber IOL | AMO | JJSV Sensar Opti-Edge Soft Acrylic Intraocular Lens | AR40e00185 | Standalone | DE0003145 | As per HSA registration, except multi-piece monofocal posterior chamber intraocular lenses which may be subsidised for patients who: 1. Have high or very high myopia where single-piece foldable IOLs are not appropriate; or 2. Have inadequate capsular or zonular support such as posterior capsular or zonular defects
Ophthalmic | Intraocular lens replacement | Intraocular lens (IOL) | Monofocal posterior chamber IOL | AMO | JJSV Sensar Opti-Edge Soft Acrylic Intraocular Lens | AR40e00190 | Standalone | DE0003145 | As per HSA registration, except multi-piece monofocal posterior chamber intraocular lenses which may be subsidised for patients who: 1. Have high or very high myopia where single-piece foldable IOLs are not appropriate; or 2. Have inadequate capsular or zonular support such as posterior capsular or zonular defects
Ophthalmic | Intraocular lens replacement | Intraocular lens (IOL) | Monofocal posterior chamber IOL | AMO | JJSV Sensar Opti-Edge Soft Acrylic Intraocular Lens | AR40e00195 | Standalone | DE0003145 | As per HSA registration, except multi-piece monofocal posterior chamber intraocular lenses which may be subsidised for patients who: 1. Have high or very high myopia where single-piece foldable IOLs are not appropriate; or 2. Have inadequate capsular or zonular support such as posterior capsular or zonular defects
Ophthalmic | Intraocular lens replacement | Intraocular lens (IOL) | Monofocal posterior chamber IOL | AMO | JJSV Sensar Opti-Edge Soft Acrylic Intraocular Lens | AR40e00200 | Standalone | DE0003145 | As per HSA registration, except multi-piece monofocal posterior chamber intraocular lenses which may be subsidised for patients who: 1. Have high or very high myopia where single-piece foldable IOLs are not appropriate; or 2. Have inadequate capsular or zonular support such as posterior capsular or zonular defects
Ophthalmic | Intraocular lens replacement | Intraocular lens (IOL) | Monofocal posterior chamber IOL | AMO | JJSV Sensar Opti-Edge Soft Acrylic Intraocular Lens | AR40e00205 | Standalone | DE0003145 | As per HSA registration, except multi-piece monofocal posterior chamber intraocular lenses which may be subsidised for patients who: 1. Have high or very high myopia where single-piece foldable IOLs are not appropriate; or 2. Have inadequate capsular or zonular support such as posterior capsular or zonular defects
Ophthalmic | Intraocular lens replacement | Intraocular lens (IOL) | Monofocal posterior chamber IOL | AMO | JJSV Sensar Opti-Edge Soft Acrylic Intraocular Lens | AR40e00210 | Standalone | DE0003145 | As per HSA registration, except multi-piece monofocal posterior chamber intraocular lenses which may be subsidised for patients who: 1. Have high or very high myopia where single-piece foldable IOLs are not appropriate; or 2. Have inadequate capsular or zonular support such as posterior capsular or zonular defects
Ophthalmic | Intraocular lens replacement | Intraocular lens (IOL) | Monofocal posterior chamber IOL | AMO | JJSV Sensar Opti-Edge Soft Acrylic Intraocular Lens | AR40e00215 | Standalone | DE0003145 | As per HSA registration, except multi-piece monofocal posterior chamber intraocular lenses which may be subsidised for patients who: 1. Have high or very high myopia where single-piece foldable IOLs are not appropriate; or 2. Have inadequate capsular or zonular support such as posterior capsular or zonular defects
Ophthalmic | Intraocular lens replacement | Intraocular lens (IOL) | Monofocal posterior chamber IOL | AMO | JJSV Sensar Opti-Edge Soft Acrylic Intraocular Lens | AR40e00220 | Standalone | DE0003145 | As per HSA registration, except multi-piece monofocal posterior chamber intraocular lenses which may be subsidised for patients who: 1. Have high or very high myopia where single-piece foldable IOLs are not appropriate; or 2. Have inadequate capsular or zonular support such as posterior capsular or zonular defects
Ophthalmic | Intraocular lens replacement | Intraocular lens (IOL) | Monofocal posterior chamber IOL | AMO | JJSV Sensar Opti-Edge Soft Acrylic Intraocular Lens | AR40e00225 | Standalone | DE0003145 | As per HSA registration, except multi-piece monofocal posterior chamber intraocular lenses which may be subsidised for patients who: 1. Have high or very high myopia where single-piece foldable IOLs are not appropriate; or 2. Have inadequate capsular or zonular support such as posterior capsular or zonular defects
Ophthalmic | Intraocular lens replacement | Intraocular lens (IOL) | Monofocal posterior chamber IOL | AMO | JJSV Sensar Opti-Edge Soft Acrylic Intraocular Lens | AR40e00230 | Standalone | DE0003145 | As per HSA registration, except multi-piece monofocal posterior chamber intraocular lenses which may be subsidised for patients who: 1. Have high or very high myopia where single-piece foldable IOLs are not appropriate; or 2. Have inadequate capsular or zonular support such as posterior capsular or zonular defects
Ophthalmic | Intraocular lens replacement | Intraocular lens (IOL) | Monofocal posterior chamber IOL | AMO | JJSV Sensar Opti-Edge Soft Acrylic Intraocular Lens | AR40e00235 | Standalone | DE0003145 | As per HSA registration, except multi-piece monofocal posterior chamber intraocular lenses which may be subsidised for patients who: 1. Have high or very high myopia where single-piece foldable IOLs are not appropriate; or 2. Have inadequate capsular or zonular support such as posterior capsular or zonular defects
Ophthalmic | Intraocular lens replacement | Intraocular lens (IOL) | Monofocal posterior chamber IOL | AMO | JJSV Sensar Opti-Edge Soft Acrylic Intraocular Lens | AR40e00240 | Standalone | DE0003145 | As per HSA registration, except multi-piece monofocal posterior chamber intraocular lenses which may be subsidised for patients who: 1. Have high or very high myopia where single-piece foldable IOLs are not appropriate; or 2. Have inadequate capsular or zonular support such as posterior capsular or zonular defects
Ophthalmic | Intraocular lens replacement | Intraocular lens (IOL) | Monofocal posterior chamber IOL | AMO | JJSV Sensar Opti-Edge Soft Acrylic Intraocular Lens | AR40e00245 | Standalone | DE0003145 | As per HSA registration, except multi-piece monofocal posterior chamber intraocular lenses which may be subsidised for patients who: 1. Have high or very high myopia where single-piece foldable IOLs are not appropriate; or 2. Have inadequate capsular or zonular support such as posterior capsular or zonular defects
Ophthalmic | Intraocular lens replacement | Intraocular lens (IOL) | Monofocal posterior chamber IOL | AMO | JJSV Sensar Opti-Edge Soft Acrylic Intraocular Lens | AR40e00250 | Standalone | DE0003145 | As per HSA registration, except multi-piece monofocal posterior chamber intraocular lenses which may be subsidised for patients who: 1. Have high or very high myopia where single-piece foldable IOLs are not appropriate; or 2. Have inadequate capsular or zonular support such as posterior capsular or zonular defects
Ophthalmic | Intraocular lens replacement | Intraocular lens (IOL) | Monofocal posterior chamber IOL | AMO | JJSV Sensar Opti-Edge Soft Acrylic Intraocular Lens | AR40e00255 | Standalone | DE0003145 | As per HSA registration, except multi-piece monofocal posterior chamber intraocular lenses which may be subsidised for patients who: 1. Have high or very high myopia where single-piece foldable IOLs are not appropriate; or 2. Have inadequate capsular or zonular support such as posterior capsular or zonular defects
Ophthalmic | Intraocular lens replacement | Intraocular lens (IOL) | Monofocal posterior chamber IOL | AMO | JJSV Sensar Opti-Edge Soft Acrylic Intraocular Lens | AR40e00260 | Standalone | DE0003145 | As per HSA registration, except multi-piece monofocal posterior chamber intraocular lenses which may be subsidised for patients who: 1. Have high or very high myopia where single-piece foldable IOLs are not appropriate; or 2. Have inadequate capsular or zonular support such as posterior capsular or zonular defects
Ophthalmic | Intraocular lens replacement | Intraocular lens (IOL) | Monofocal posterior chamber IOL | AMO | JJSV Sensar Opti-Edge Soft Acrylic Intraocular Lens | AR40e00265 | Standalone | DE0003145 | As per HSA registration, except multi-piece monofocal posterior chamber intraocular lenses which may be subsidised for patients who: 1. Have high or very high myopia where single-piece foldable IOLs are not appropriate; or 2. Have inadequate capsular or zonular support such as posterior capsular or zonular defects
Ophthalmic | Intraocular lens replacement | Intraocular lens (IOL) | Monofocal posterior chamber IOL | AMO | JJSV Sensar Opti-Edge Soft Acrylic Intraocular Lens | AR40e00270 | Standalone | DE0003145 | As per HSA registration, except multi-piece monofocal posterior chamber intraocular lenses which may be subsidised for patients who: 1. Have high or very high myopia where single-piece foldable IOLs are not appropriate; or 2. Have inadequate capsular or zonular support such as posterior capsular or zonular defects
Ophthalmic | Intraocular lens replacement | Intraocular lens (IOL) | Monofocal posterior chamber IOL | AMO | JJSV Sensar Opti-Edge Soft Acrylic Intraocular Lens | AR40e00275 | Standalone | DE0003145 | As per HSA registration, except multi-piece monofocal posterior chamber intraocular lenses which may be subsidised for patients who: 1. Have high or very high myopia where single-piece foldable IOLs are not appropriate; or 2. Have inadequate capsular or zonular support such as posterior capsular or zonular defects
Ophthalmic | Intraocular lens replacement | Intraocular lens (IOL) | Monofocal posterior chamber IOL | AMO | JJSV Sensar Opti-Edge Soft Acrylic Intraocular Lens | AR40e00280 | Standalone | DE0003145 | As per HSA registration, except multi-piece monofocal posterior chamber intraocular lenses which may be subsidised for patients who: 1. Have high or very high myopia where single-piece foldable IOLs are not appropriate; or 2. Have inadequate capsular or zonular support such as posterior capsular or zonular defects
Ophthalmic | Intraocular lens replacement | Intraocular lens (IOL) | Monofocal posterior chamber IOL | AMO | JJSV Sensar Opti-Edge Soft Acrylic Intraocular Lens | AR40e00285 | Standalone | DE0003145 | As per HSA registration, except multi-piece monofocal posterior chamber intraocular lenses which may be subsidised for patients who: 1. Have high or very high myopia where single-piece foldable IOLs are not appropriate; or 2. Have inadequate capsular or zonular support such as posterior capsular or zonular defects
Ophthalmic | Intraocular lens replacement | Intraocular lens (IOL) | Monofocal posterior chamber IOL | AMO | JJSV Sensar Opti-Edge Soft Acrylic Intraocular Lens | AR40e00290 | Standalone | DE0003145 | As per HSA registration, except multi-piece monofocal posterior chamber intraocular lenses which may be subsidised for patients who: 1. Have high or very high myopia where single-piece foldable IOLs are not appropriate; or 2. Have inadequate capsular or zonular support such as posterior capsular or zonular defects
Ophthalmic | Intraocular lens replacement | Intraocular lens (IOL) | Monofocal posterior chamber IOL | AMO | JJSV Sensar Opti-Edge Soft Acrylic Intraocular Lens | AR40e00295 | Standalone | DE0003145 | As per HSA registration, except multi-piece monofocal posterior chamber intraocular lenses which may be subsidised for patients who: 1. Have high or very high myopia where single-piece foldable IOLs are not appropriate; or 2. Have inadequate capsular or zonular support such as posterior capsular or zonular defects
Ophthalmic | Intraocular lens replacement | Intraocular lens (IOL) | Monofocal posterior chamber IOL | AMO | JJSV Sensar Opti-Edge Soft Acrylic Intraocular Lens | AR40e00300 | Standalone | DE0003145 | As per HSA registration, except multi-piece monofocal posterior chamber intraocular lenses which may be subsidised for patients who: 1. Have high or very high myopia where single-piece foldable IOLs are not appropriate; or 2. Have inadequate capsular or zonular support such as posterior capsular or zonular defects
Ophthalmic | Intraocular lens replacement | Intraocular lens (IOL) | Monofocal posterior chamber IOL | AMO | JJSV Sensar Opti-Edge Soft Acrylic Intraocular Lens | AR40MN0100 | Standalone | DE0003145 | As per HSA registration, except multi-piece monofocal posterior chamber intraocular lenses which may be subsidised for patients who: 1. Have high or very high myopia where single-piece foldable IOLs are not appropriate; or 2. Have inadequate capsular or zonular support such as posterior capsular or zonular defects
Ophthalmic | Intraocular lens replacement | Intraocular lens (IOL) | Monofocal posterior chamber IOL | AMO | JJSV Sensar Opti-Edge Soft Acrylic Intraocular Lens | AR40MN0095 | Standalone | DE0003145 | As per HSA registration, except multi-piece monofocal posterior chamber intraocular lenses which may be subsidised for patients who: 1. Have high or very high myopia where single-piece foldable IOLs are not appropriate; or 2. Have inadequate capsular or zonular support such as posterior capsular or zonular defects
Ophthalmic | Intraocular lens replacement | Intraocular lens (IOL) | Monofocal posterior chamber IOL | AMO | JJSV Sensar Opti-Edge Soft Acrylic Intraocular Lens | AR40MN0090 | Standalone | DE0003145 | As per HSA registration, except multi-piece monofocal posterior chamber intraocular lenses which may be subsidised for patients who: 1. Have high or very high myopia where single-piece foldable IOLs are not appropriate; or 2. Have inadequate capsular or zonular support such as posterior capsular or zonular defects
Ophthalmic | Intraocular lens replacement | Intraocular lens (IOL) | Monofocal posterior chamber IOL | AMO | JJSV Sensar Opti-Edge Soft Acrylic Intraocular Lens | AR40MN0085 | Standalone | DE0003145 | As per HSA registration, except multi-piece monofocal posterior chamber intraocular lenses which may be subsidised for patients who: 1. Have high or very high myopia where single-piece foldable IOLs are not appropriate; or 2. Have inadequate capsular or zonular support such as posterior capsular or zonular defects
Ophthalmic | Intraocular lens replacement | Intraocular lens (IOL) | Monofocal posterior chamber IOL | AMO | JJSV Sensar Opti-Edge Soft Acrylic Intraocular Lens | AR40MN0080 | Standalone | DE0003145 | As per HSA registration, except multi-piece monofocal posterior chamber intraocular lenses which may be subsidised for patients who: 1. Have high or very high myopia where single-piece foldable IOLs are not appropriate; or 2. Have inadequate capsular or zonular support such as posterior capsular or zonular defects
Ophthalmic | Intraocular lens replacement | Intraocular lens (IOL) | Monofocal posterior chamber IOL | AMO | JJSV Sensar Opti-Edge Soft Acrylic Intraocular Lens | AR40MN0075 | Standalone | DE0003145 | As per HSA registration, except multi-piece monofocal posterior chamber intraocular lenses which may be subsidised for patients who: 1. Have high or very high myopia where single-piece foldable IOLs are not appropriate; or 2. Have inadequate capsular or zonular support such as posterior capsular or zonular defects
Ophthalmic | Intraocular lens replacement | Intraocular lens (IOL) | Monofocal posterior chamber IOL | AMO | JJSV Sensar Opti-Edge Soft Acrylic Intraocular Lens | AR40MN0070 | Standalone | DE0003145 | As per HSA registration, except multi-piece monofocal posterior chamber intraocular lenses which may be subsidised for patients who: 1. Have high or very high myopia where single-piece foldable IOLs are not appropriate; or 2. Have inadequate capsular or zonular support such as posterior capsular or zonular defects
Ophthalmic | Intraocular lens replacement | Intraocular lens (IOL) | Monofocal posterior chamber IOL | AMO | JJSV Sensar Opti-Edge Soft Acrylic Intraocular Lens | AR40MN0065 | Standalone | DE0003145 | As per HSA registration, except multi-piece monofocal posterior chamber intraocular lenses which may be subsidised for patients who: 1. Have high or very high myopia where single-piece foldable IOLs are not appropriate; or 2. Have inadequate capsular or zonular support such as posterior capsular or zonular defects
Ophthalmic | Intraocular lens replacement | Intraocular lens (IOL) | Monofocal posterior chamber IOL | AMO | JJSV Sensar Opti-Edge Soft Acrylic Intraocular Lens | AR40MN0060 | Standalone | DE0003145 | As per HSA registration, except multi-piece monofocal posterior chamber intraocular lenses which may be subsidised for patients who: 1. Have high or very high myopia where single-piece foldable IOLs are not appropriate; or 2. Have inadequate capsular or zonular support such as posterior capsular or zonular defects
Ophthalmic | Intraocular lens replacement | Intraocular lens (IOL) | Monofocal posterior chamber IOL | AMO | JJSV Sensar Opti-Edge Soft Acrylic Intraocular Lens | AR40MN0055 | Standalone | DE0003145 | As per HSA registration, except multi-piece monofocal posterior chamber intraocular lenses which may be subsidised for patients who: 1. Have high or very high myopia where single-piece foldable IOLs are not appropriate; or 2. Have inadequate capsular or zonular support such as posterior capsular or zonular defects
Ophthalmic | Intraocular lens replacement | Intraocular lens (IOL) | Monofocal posterior chamber IOL | AMO | JJSV Sensar Opti-Edge Soft Acrylic Intraocular Lens | AR40MN0050 | Standalone | DE0003145 | As per HSA registration, except multi-piece monofocal posterior chamber intraocular lenses which may be subsidised for patients who: 1. Have high or very high myopia where single-piece foldable IOLs are not appropriate; or 2. Have inadequate capsular or zonular support such as posterior capsular or zonular defects
Ophthalmic | Intraocular lens replacement | Intraocular lens (IOL) | Monofocal posterior chamber IOL | AMO | JJSV Sensar Opti-Edge Soft Acrylic Intraocular Lens | AR40MN0045 | Standalone | DE0003145 | As per HSA registration, except multi-piece monofocal posterior chamber intraocular lenses which may be subsidised for patients who: 1. Have high or very high myopia where single-piece foldable IOLs are not appropriate; or 2. Have inadequate capsular or zonular support such as posterior capsular or zonular defects
Ophthalmic | Intraocular lens replacement | Intraocular lens (IOL) | Monofocal posterior chamber IOL | AMO | JJSV Sensar Opti-Edge Soft Acrylic Intraocular Lens | AR40MN0040 | Standalone | DE0003145 | As per HSA registration, except multi-piece monofocal posterior chamber intraocular lenses which may be subsidised for patients who: 1. Have high or very high myopia where single-piece foldable IOLs are not appropriate; or 2. Have inadequate capsular or zonular support such as posterior capsular or zonular defects
Ophthalmic | Intraocular lens replacement | Intraocular lens (IOL) | Monofocal posterior chamber IOL | AMO | JJSV Sensar Opti-Edge Soft Acrylic Intraocular Lens | AR40MN0035 | Standalone | DE0003145 | As per HSA registration, except multi-piece monofocal posterior chamber intraocular lenses which may be subsidised for patients who: 1. Have high or very high myopia where single-piece foldable IOLs are not appropriate; or 2. Have inadequate capsular or zonular support such as posterior capsular or zonular defects
Ophthalmic | Intraocular lens replacement | Intraocular lens (IOL) | Monofocal posterior chamber IOL | AMO | JJSV Sensar Opti-Edge Soft Acrylic Intraocular Lens | AR40MN0030 | Standalone | DE0003145 | As per HSA registration, except multi-piece monofocal posterior chamber intraocular lenses which may be subsidised for patients who: 1. Have high or very high myopia where single-piece foldable IOLs are not appropriate; or 2. Have inadequate capsular or zonular support such as posterior capsular or zonular defects
Ophthalmic | Intraocular lens replacement | Intraocular lens (IOL) | Monofocal posterior chamber IOL | AMO | JJSV Sensar Opti-Edge Soft Acrylic Intraocular Lens | AR40MN0025 | Standalone | DE0003145 | As per HSA registration, except multi-piece monofocal posterior chamber intraocular lenses which may be subsidised for patients who: 1. Have high or very high myopia where single-piece foldable IOLs are not appropriate; or 2. Have inadequate capsular or zonular support such as posterior capsular or zonular defects
Ophthalmic | Intraocular lens replacement | Intraocular lens (IOL) | Monofocal posterior chamber IOL | AMO | JJSV Sensar Opti-Edge Soft Acrylic Intraocular Lens | AR40MN0020 | Standalone | DE0003145 | As per HSA registration, except multi-piece monofocal posterior chamber intraocular lenses which may be subsidised for patients who: 1. Have high or very high myopia where single-piece foldable IOLs are not appropriate; or 2. Have inadequate capsular or zonular support such as posterior capsular or zonular defects
Ophthalmic | Intraocular lens replacement | Intraocular lens (IOL) | Monofocal posterior chamber IOL | AMO | JJSV Sensar Opti-Edge Soft Acrylic Intraocular Lens | AR40MN0015 | Standalone | DE0003145 | As per HSA registration, except multi-piece monofocal posterior chamber intraocular lenses which may be subsidised for patients who: 1. Have high or very high myopia where single-piece foldable IOLs are not appropriate; or 2. Have inadequate capsular or zonular support such as posterior capsular or zonular defects
Ophthalmic | Intraocular lens replacement | Intraocular lens (IOL) | Monofocal posterior chamber IOL | AMO | JJSV Sensar Opti-Edge Soft Acrylic Intraocular Lens | AR40MN0010 | Standalone | DE0003145 | As per HSA registration, except multi-piece monofocal posterior chamber intraocular lenses which may be subsidised for patients who: 1. Have high or very high myopia where single-piece foldable IOLs are not appropriate; or 2. Have inadequate capsular or zonular support such as posterior capsular or zonular defects
Ophthalmic | Intraocular lens replacement | Intraocular lens (IOL) | Monofocal posterior chamber IOL | AMO | JJSV Sensar Opti-Edge Soft Acrylic Intraocular Lens | AR40MN0005 | Standalone | DE0003145 | As per HSA registration, except multi-piece monofocal posterior chamber intraocular lenses which may be subsidised for patients who: 1. Have high or very high myopia where single-piece foldable IOLs are not appropriate; or 2. Have inadequate capsular or zonular support such as posterior capsular or zonular defects
Ophthalmic | Intraocular lens replacement | Intraocular lens (IOL) | Monofocal posterior chamber IOL | AMO | JJSV Sensar Opti-Edge Soft Acrylic Intraocular Lens | AR40M00000 | Standalone | DE0003145 | As per HSA registration, except multi-piece monofocal posterior chamber intraocular lenses which may be subsidised for patients who: 1. Have high or very high myopia where single-piece foldable IOLs are not appropriate; or 2. Have inadequate capsular or zonular support such as posterior capsular or zonular defects
Ophthalmic | Intraocular lens replacement | Intraocular lens (IOL) | Monofocal posterior chamber IOL | AMO | JJSV Sensar Opti-Edge Soft Acrylic Intraocular Lens | AR40M00005 | Standalone | DE0003145 | As per HSA registration, except multi-piece monofocal posterior chamber intraocular lenses which may be subsidised for patients who: 1. Have high or very high myopia where single-piece foldable IOLs are not appropriate; or 2. Have inadequate capsular or zonular support such as posterior capsular or zonular defects
Ophthalmic | Intraocular lens replacement | Intraocular lens (IOL) | Monofocal posterior chamber IOL | AMO | JJSV Sensar Opti-Edge Soft Acrylic Intraocular Lens | AR40M00010 | Standalone | DE0003145 | As per HSA registration, except multi-piece monofocal posterior chamber intraocular lenses which may be subsidised for patients who: 1. Have high or very high myopia where single-piece foldable IOLs are not appropriate; or 2. Have inadequate capsular or zonular support such as posterior capsular or zonular defects
Ophthalmic | Intraocular lens replacement | Intraocular lens (IOL) | Monofocal posterior chamber IOL | AMO | JJSV Sensar Opti-Edge Soft Acrylic Intraocular Lens | AR40M00015 | Standalone | DE0003145 | As per HSA registration, except multi-piece monofocal posterior chamber intraocular lenses which may be subsidised for patients who: 1. Have high or very high myopia where single-piece foldable IOLs are not appropriate; or 2. Have inadequate capsular or zonular support such as posterior capsular or zonular defects
Ophthalmic | Intraocular lens replacement | Intraocular lens (IOL) | Monofocal posterior chamber IOL | AMO | JJSV Sensar Opti-Edge Soft Acrylic Intraocular Lens | AR40E00020 | Standalone | DE0003145 | As per HSA registration, except multi-piece monofocal posterior chamber intraocular lenses which may be subsidised for patients who: 1. Have high or very high myopia where single-piece foldable IOLs are not appropriate; or 2. Have inadequate capsular or zonular support such as posterior capsular or zonular defects
Ophthalmic | Intraocular lens replacement | Intraocular lens (IOL) | Monofocal posterior chamber IOL | AMO | JJSV Sensar Opti-Edge Soft Acrylic Intraocular Lens | AR40E00025 | Standalone | DE0003145 | As per HSA registration, except multi-piece monofocal posterior chamber intraocular lenses which may be subsidised for patients who: 1. Have high or very high myopia where single-piece foldable IOLs are not appropriate; or 2. Have inadequate capsular or zonular support such as posterior capsular or zonular defects
Ophthalmic | Intraocular lens replacement | Intraocular lens (IOL) | Monofocal posterior chamber IOL | AMO | JJSV Sensar Opti-Edge Soft Acrylic Intraocular Lens | AR40E00030 | Standalone | DE0003145 | As per HSA registration, except multi-piece monofocal posterior chamber intraocular lenses which may be subsidised for patients who: 1. Have high or very high myopia where single-piece foldable IOLs are not appropriate; or 2. Have inadequate capsular or zonular support such as posterior capsular or zonular defects
Ophthalmic | Intraocular lens replacement | Intraocular lens (IOL) | Monofocal posterior chamber IOL | AMO | JJSV Sensar Opti-Edge Soft Acrylic Intraocular Lens | AR40E00035 | Standalone | DE0003145 | As per HSA registration, except multi-piece monofocal posterior chamber intraocular lenses which may be subsidised for patients who: 1. Have high or very high myopia where single-piece foldable IOLs are not appropriate; or 2. Have inadequate capsular or zonular support such as posterior capsular or zonular defects
Ophthalmic | Intraocular lens replacement | Intraocular lens (IOL) | Monofocal posterior chamber IOL | AMO | JJSV Sensar Opti-Edge Soft Acrylic Intraocular Lens | AR40E00040 | Standalone | DE0003145 | As per HSA registration, except multi-piece monofocal posterior chamber intraocular lenses which may be subsidised for patients who: 1. Have high or very high myopia where single-piece foldable IOLs are not appropriate; or 2. Have inadequate capsular or zonular support such as posterior capsular or zonular defects
Ophthalmic | Intraocular lens replacement | Intraocular lens (IOL) | Monofocal posterior chamber IOL | AMO | JJSV Sensar Opti-Edge Soft Acrylic Intraocular Lens | AR40E00045 | Standalone | DE0003145 | As per HSA registration, except multi-piece monofocal posterior chamber intraocular lenses which may be subsidised for patients who: 1. Have high or very high myopia where single-piece foldable IOLs are not appropriate; or 2. Have inadequate capsular or zonular support such as posterior capsular or zonular defects
Ophthalmic | Intraocular lens replacement | Intraocular lens (IOL) | Monofocal posterior chamber IOL | AMO | JJSV Sensar Opti-Edge Soft Acrylic Intraocular Lens | AR40E00050 | Standalone | DE0003145 | As per HSA registration, except multi-piece monofocal posterior chamber intraocular lenses which may be subsidised for patients who: 1. Have high or very high myopia where single-piece foldable IOLs are not appropriate; or 2. Have inadequate capsular or zonular support such as posterior capsular or zonular defects
Ophthalmic | Intraocular lens replacement | Intraocular lens (IOL) | Monofocal posterior chamber IOL | AMO | JJSV Sensar Opti-Edge Soft Acrylic Intraocular Lens | AR40E00055 | Standalone | DE0003145 | As per HSA registration, except multi-piece monofocal posterior chamber intraocular lenses which may be subsidised for patients who: 1. Have high or very high myopia where single-piece foldable IOLs are not appropriate; or 2. Have inadequate capsular or zonular support such as posterior capsular or zonular defects
Ophthalmic | Intraocular lens replacement | Intraocular lens (IOL) | Monofocal posterior chamber IOL | AMO | AMO Tecnis Foldable Acrylic Intraocular Lens with OpticEdge | ZA90030100 | Standalone | DE0003687 | As per HSA registration, except multi-piece monofocal posterior chamber intraocular lenses which may be subsidised for patients who: 1. Have high or very high myopia where single-piece foldable IOLs are not appropriate; or 2. Have inadequate capsular or zonular support such as posterior capsular or zonular defects
Ophthalmic | Intraocular lens replacement | Intraocular lens (IOL) | Monofocal posterior chamber IOL | AMO | AMO Tecnis Foldable Acrylic Intraocular Lens with OpticEdge | ZA90030105 | Standalone | DE0003687 | As per HSA registration, except multi-piece monofocal posterior chamber intraocular lenses which may be subsidised for patients who: 1. Have high or very high myopia where single-piece foldable IOLs are not appropriate; or 2. Have inadequate capsular or zonular support such as posterior capsular or zonular defects
Ophthalmic | Intraocular lens replacement | Intraocular lens (IOL) | Monofocal posterior chamber IOL | AMO | AMO Tecnis Foldable Acrylic Intraocular Lens with OpticEdge | ZA90030110 | Standalone | DE0003687 | As per HSA registration, except multi-piece monofocal posterior chamber intraocular lenses which may be subsidised for patients who: 1. Have high or very high myopia where single-piece foldable IOLs are not appropriate; or 2. Have inadequate capsular or zonular support such as posterior capsular or zonular defects
Ophthalmic | Intraocular lens replacement | Intraocular lens (IOL) | Monofocal posterior chamber IOL | AMO | AMO Tecnis Foldable Acrylic Intraocular Lens with OpticEdge | ZA90030115 | Standalone | DE0003687 | As per HSA registration, except multi-piece monofocal posterior chamber intraocular lenses which may be subsidised for patients who: 1. Have high or very high myopia where single-piece foldable IOLs are not appropriate; or 2. Have inadequate capsular or zonular support such as posterior capsular or zonular defects
Ophthalmic | Intraocular lens replacement | Intraocular lens (IOL) | Monofocal posterior chamber IOL | AMO | AMO Tecnis Foldable Acrylic Intraocular Lens with OpticEdge | ZA90030120 | Standalone | DE0003687 | As per HSA registration, except multi-piece monofocal posterior chamber intraocular lenses which may be subsidised for patients who: 1. Have high or very high myopia where single-piece foldable IOLs are not appropriate; or 2. Have inadequate capsular or zonular support such as posterior capsular or zonular defects
Ophthalmic | Intraocular lens replacement | Intraocular lens (IOL) | Monofocal posterior chamber IOL | AMO | AMO Tecnis Foldable Acrylic Intraocular Lens with OpticEdge | ZA90030125 | Standalone | DE0003687 | As per HSA registration, except multi-piece monofocal posterior chamber intraocular lenses which may be subsidised for patients who: 1. Have high or very high myopia where single-piece foldable IOLs are not appropriate; or 2. Have inadequate capsular or zonular support such as posterior capsular or zonular defects
Ophthalmic | Intraocular lens replacement | Intraocular lens (IOL) | Monofocal posterior chamber IOL | AMO | AMO Tecnis Foldable Acrylic Intraocular Lens with OpticEdge | ZA90030130 | Standalone | DE0003687 | As per HSA registration, except multi-piece monofocal posterior chamber intraocular lenses which may be subsidised for patients who: 1. Have high or very high myopia where single-piece foldable IOLs are not appropriate; or 2. Have inadequate capsular or zonular support such as posterior capsular or zonular defects
Ophthalmic | Intraocular lens replacement | Intraocular lens (IOL) | Monofocal posterior chamber IOL | AMO | AMO Tecnis Foldable Acrylic Intraocular Lens with OpticEdge | ZA90030135 | Standalone | DE0003687 | As per HSA registration, except multi-piece monofocal posterior chamber intraocular lenses which may be subsidised for patients who: 1. Have high or very high myopia where single-piece foldable IOLs are not appropriate; or 2. Have inadequate capsular or zonular support such as posterior capsular or zonular defects
Ophthalmic | Intraocular lens replacement | Intraocular lens (IOL) | Monofocal posterior chamber IOL | AMO | AMO Tecnis Foldable Acrylic Intraocular Lens with OpticEdge | ZA90030140 | Standalone | DE0003687 | As per HSA registration, except multi-piece monofocal posterior chamber intraocular lenses which may be subsidised for patients who: 1. Have high or very high myopia where single-piece foldable IOLs are not appropriate; or 2. Have inadequate capsular or zonular support such as posterior capsular or zonular defects
Ophthalmic | Intraocular lens replacement | Intraocular lens (IOL) | Monofocal posterior chamber IOL | AMO | AMO Tecnis Foldable Acrylic Intraocular Lens with OpticEdge | ZA90030145 | Standalone | DE0003687 | As per HSA registration, except multi-piece monofocal posterior chamber intraocular lenses which may be subsidised for patients who: 1. Have high or very high myopia where single-piece foldable IOLs are not appropriate; or 2. Have inadequate capsular or zonular support such as posterior capsular or zonular defects
Ophthalmic | Intraocular lens replacement | Intraocular lens (IOL) | Monofocal posterior chamber IOL | AMO | AMO Tecnis Foldable Acrylic Intraocular Lens with OpticEdge | ZA90030150 | Standalone | DE0003687 | As per HSA registration, except multi-piece monofocal posterior chamber intraocular lenses which may be subsidised for patients who: 1. Have high or very high myopia where single-piece foldable IOLs are not appropriate; or 2. Have inadequate capsular or zonular support such as posterior capsular or zonular defects
Ophthalmic | Intraocular lens replacement | Intraocular lens (IOL) | Monofocal posterior chamber IOL | AMO | AMO Tecnis Foldable Acrylic Intraocular Lens with OpticEdge | ZA90030155 | Standalone | DE0003687 | As per HSA registration, except multi-piece monofocal posterior chamber intraocular lenses which may be subsidised for patients who: 1. Have high or very high myopia where single-piece foldable IOLs are not appropriate; or 2. Have inadequate capsular or zonular support such as posterior capsular or zonular defects
Ophthalmic | Intraocular lens replacement | Intraocular lens (IOL) | Monofocal posterior chamber IOL | AMO | AMO Tecnis Foldable Acrylic Intraocular Lens with OpticEdge | ZA90030160 | Standalone | DE0003687 | As per HSA registration, except multi-piece monofocal posterior chamber intraocular lenses which may be subsidised for patients who: 1. Have high or very high myopia where single-piece foldable IOLs are not appropriate; or 2. Have inadequate capsular or zonular support such as posterior capsular or zonular defects
Ophthalmic | Intraocular lens replacement | Intraocular lens (IOL) | Monofocal posterior chamber IOL | AMO | AMO Tecnis Foldable Acrylic Intraocular Lens with OpticEdge | ZA90030165 | Standalone | DE0003687 | As per HSA registration, except multi-piece monofocal posterior chamber intraocular lenses which may be subsidised for patients who: 1. Have high or very high myopia where single-piece foldable IOLs are not appropriate; or 2. Have inadequate capsular or zonular support such as posterior capsular or zonular defects
Ophthalmic | Intraocular lens replacement | Intraocular lens (IOL) | Monofocal posterior chamber IOL | AMO | AMO Tecnis Foldable Acrylic Intraocular Lens with OpticEdge | ZA90030170 | Standalone | DE0003687 | As per HSA registration, except multi-piece monofocal posterior chamber intraocular lenses which may be subsidised for patients who: 1. Have high or very high myopia where single-piece foldable IOLs are not appropriate; or 2. Have inadequate capsular or zonular support such as posterior capsular or zonular defects
Ophthalmic | Intraocular lens replacement | Intraocular lens (IOL) | Monofocal posterior chamber IOL | AMO | AMO Tecnis Foldable Acrylic Intraocular Lens with OpticEdge | ZA90030175 | Standalone | DE0003687 | As per HSA registration, except multi-piece monofocal posterior chamber intraocular lenses which may be subsidised for patients who: 1. Have high or very high myopia where single-piece foldable IOLs are not appropriate; or 2. Have inadequate capsular or zonular support such as posterior capsular or zonular defects
Ophthalmic | Intraocular lens replacement | Intraocular lens (IOL) | Monofocal posterior chamber IOL | AMO | AMO Tecnis Foldable Acrylic Intraocular Lens with OpticEdge | ZA90030180 | Standalone | DE0003687 | As per HSA registration, except multi-piece monofocal posterior chamber intraocular lenses which may be subsidised for patients who: 1. Have high or very high myopia where single-piece foldable IOLs are not appropriate; or 2. Have inadequate capsular or zonular support such as posterior capsular or zonular defects
Ophthalmic | Intraocular lens replacement | Intraocular lens (IOL) | Monofocal posterior chamber IOL | AMO | AMO Tecnis Foldable Acrylic Intraocular Lens with OpticEdge | ZA90030185 | Standalone | DE0003687 | As per HSA registration, except multi-piece monofocal posterior chamber intraocular lenses which may be subsidised for patients who: 1. Have high or very high myopia where single-piece foldable IOLs are not appropriate; or 2. Have inadequate capsular or zonular support such as posterior capsular or zonular defects
Ophthalmic | Intraocular lens replacement | Intraocular lens (IOL) | Monofocal posterior chamber IOL | AMO | AMO Tecnis Foldable Acrylic Intraocular Lens with OpticEdge | ZA90030190 | Standalone | DE0003687 | As per HSA registration, except multi-piece monofocal posterior chamber intraocular lenses which may be subsidised for patients who: 1. Have high or very high myopia where single-piece foldable IOLs are not appropriate; or 2. Have inadequate capsular or zonular support such as posterior capsular or zonular defects
Ophthalmic | Intraocular lens replacement | Intraocular lens (IOL) | Monofocal posterior chamber IOL | AMO | AMO Tecnis Foldable Acrylic Intraocular Lens with OpticEdge | ZA90030195 | Standalone | DE0003687 | As per HSA registration, except multi-piece monofocal posterior chamber intraocular lenses which may be subsidised for patients who: 1. Have high or very high myopia where single-piece foldable IOLs are not appropriate; or 2. Have inadequate capsular or zonular support such as posterior capsular or zonular defects
Ophthalmic | Intraocular lens replacement | Intraocular lens (IOL) | Monofocal posterior chamber IOL | AMO | AMO Tecnis Foldable Acrylic Intraocular Lens with OpticEdge | ZA90030200 | Standalone | DE0003687 | As per HSA registration, except multi-piece monofocal posterior chamber intraocular lenses which may be subsidised for patients who: 1. Have high or very high myopia where single-piece foldable IOLs are not appropriate; or 2. Have inadequate capsular or zonular support such as posterior capsular or zonular defects
Ophthalmic | Intraocular lens replacement | Intraocular lens (IOL) | Monofocal posterior chamber IOL | AMO | AMO Tecnis Foldable Acrylic Intraocular Lens with OpticEdge | ZA90030205 | Standalone | DE0003687 | As per HSA registration, except multi-piece monofocal posterior chamber intraocular lenses which may be subsidised for patients who: 1. Have high or very high myopia where single-piece foldable IOLs are not appropriate; or 2. Have inadequate capsular or zonular support such as posterior capsular or zonular defects
Ophthalmic | Intraocular lens replacement | Intraocular lens (IOL) | Monofocal posterior chamber IOL | AMO | AMO Tecnis Foldable Acrylic Intraocular Lens with OpticEdge | ZA90030210 | Standalone | DE0003687 | As per HSA registration, except multi-piece monofocal posterior chamber intraocular lenses which may be subsidised for patients who: 1. Have high or very high myopia where single-piece foldable IOLs are not appropriate; or 2. Have inadequate capsular or zonular support such as posterior capsular or zonular defects
Ophthalmic | Intraocular lens replacement | Intraocular lens (IOL) | Monofocal posterior chamber IOL | AMO | AMO Tecnis Foldable Acrylic Intraocular Lens with OpticEdge | ZA90030215 | Standalone | DE0003687 | As per HSA registration, except multi-piece monofocal posterior chamber intraocular lenses which may be subsidised for patients who: 1. Have high or very high myopia where single-piece foldable IOLs are not appropriate; or 2. Have inadequate capsular or zonular support such as posterior capsular or zonular defects
Ophthalmic | Intraocular lens replacement | Intraocular lens (IOL) | Monofocal posterior chamber IOL | AMO | AMO Tecnis Foldable Acrylic Intraocular Lens with OpticEdge | ZA90030220 | Standalone | DE0003687 | As per HSA registration, except multi-piece monofocal posterior chamber intraocular lenses which may be subsidised for patients who: 1. Have high or very high myopia where single-piece foldable IOLs are not appropriate; or 2. Have inadequate capsular or zonular support such as posterior capsular or zonular defects
Ophthalmic | Intraocular lens replacement | Intraocular lens (IOL) | Monofocal posterior chamber IOL | AMO | AMO Tecnis Foldable Acrylic Intraocular Lens with OpticEdge | ZA90030225 | Standalone | DE0003687 | As per HSA registration, except multi-piece monofocal posterior chamber intraocular lenses which may be subsidised for patients who: 1. Have high or very high myopia where single-piece foldable IOLs are not appropriate; or 2. Have inadequate capsular or zonular support such as posterior capsular or zonular defects
Ophthalmic | Intraocular lens replacement | Intraocular lens (IOL) | Monofocal posterior chamber IOL | AMO | AMO Tecnis Foldable Acrylic Intraocular Lens with OpticEdge | ZA90030230 | Standalone | DE0003687 | As per HSA registration, except multi-piece monofocal posterior chamber intraocular lenses which may be subsidised for patients who: 1. Have high or very high myopia where single-piece foldable IOLs are not appropriate; or 2. Have inadequate capsular or zonular support such as posterior capsular or zonular defects
Ophthalmic | Intraocular lens replacement | Intraocular lens (IOL) | Monofocal posterior chamber IOL | AMO | AMO Tecnis Foldable Acrylic Intraocular Lens with OpticEdge | ZA90030235 | Standalone | DE0003687 | As per HSA registration, except multi-piece monofocal posterior chamber intraocular lenses which may be subsidised for patients who: 1. Have high or very high myopia where single-piece foldable IOLs are not appropriate; or 2. Have inadequate capsular or zonular support such as posterior capsular or zonular defects
Ophthalmic | Intraocular lens replacement | Intraocular lens (IOL) | Monofocal posterior chamber IOL | AMO | AMO Tecnis Foldable Acrylic Intraocular Lens with OpticEdge | ZA90030240 | Standalone | DE0003687 | As per HSA registration, except multi-piece monofocal posterior chamber intraocular lenses which may be subsidised for patients who: 1. Have high or very high myopia where single-piece foldable IOLs are not appropriate; or 2. Have inadequate capsular or zonular support such as posterior capsular or zonular defects
Ophthalmic | Intraocular lens replacement | Intraocular lens (IOL) | Monofocal posterior chamber IOL | AMO | AMO Tecnis Foldable Acrylic Intraocular Lens with OpticEdge | ZA90030245 | Standalone | DE0003687 | As per HSA registration, except multi-piece monofocal posterior chamber intraocular lenses which may be subsidised for patients who: 1. Have high or very high myopia where single-piece foldable IOLs are not appropriate; or 2. Have inadequate capsular or zonular support such as posterior capsular or zonular defects
Ophthalmic | Intraocular lens replacement | Intraocular lens (IOL) | Monofocal posterior chamber IOL | AMO | AMO Tecnis Foldable Acrylic Intraocular Lens with OpticEdge | ZA90030250 | Standalone | DE0003687 | As per HSA registration, except multi-piece monofocal posterior chamber intraocular lenses which may be subsidised for patients who: 1. Have high or very high myopia where single-piece foldable IOLs are not appropriate; or 2. Have inadequate capsular or zonular support such as posterior capsular or zonular defects
Ophthalmic | Intraocular lens replacement | Intraocular lens (IOL) | Monofocal posterior chamber IOL | AMO | AMO Tecnis Foldable Acrylic Intraocular Lens with OpticEdge | ZA90030255 | Standalone | DE0003687 | As per HSA registration, except multi-piece monofocal posterior chamber intraocular lenses which may be subsidised for patients who: 1. Have high or very high myopia where single-piece foldable IOLs are not appropriate; or 2. Have inadequate capsular or zonular support such as posterior capsular or zonular defects
Ophthalmic | Intraocular lens replacement | Intraocular lens (IOL) | Monofocal posterior chamber IOL | AMO | AMO Tecnis Foldable Acrylic Intraocular Lens with OpticEdge | ZA90030260 | Standalone | DE0003687 | As per HSA registration, except multi-piece monofocal posterior chamber intraocular lenses which may be subsidised for patients who: 1. Have high or very high myopia where single-piece foldable IOLs are not appropriate; or 2. Have inadequate capsular or zonular support such as posterior capsular or zonular defects
Ophthalmic | Intraocular lens replacement | Intraocular lens (IOL) | Monofocal posterior chamber IOL | AMO | AMO Tecnis Foldable Acrylic Intraocular Lens with OpticEdge | ZA90030265 | Standalone | DE0003687 | As per HSA registration, except multi-piece monofocal posterior chamber intraocular lenses which may be subsidised for patients who: 1. Have high or very high myopia where single-piece foldable IOLs are not appropriate; or 2. Have inadequate capsular or zonular support such as posterior capsular or zonular defects
Ophthalmic | Intraocular lens replacement | Intraocular lens (IOL) | Monofocal posterior chamber IOL | AMO | AMO Tecnis Foldable Acrylic Intraocular Lens with OpticEdge | ZA90030270 | Standalone | DE0003687 | As per HSA registration, except multi-piece monofocal posterior chamber intraocular lenses which may be subsidised for patients who: 1. Have high or very high myopia where single-piece foldable IOLs are not appropriate; or 2. Have inadequate capsular or zonular support such as posterior capsular or zonular defects
Ophthalmic | Intraocular lens replacement | Intraocular lens (IOL) | Monofocal posterior chamber IOL | AMO | AMO Tecnis Foldable Acrylic Intraocular Lens with OpticEdge | ZA90030275 | Standalone | DE0003687 | As per HSA registration, except multi-piece monofocal posterior chamber intraocular lenses which may be subsidised for patients who: 1. Have high or very high myopia where single-piece foldable IOLs are not appropriate; or 2. Have inadequate capsular or zonular support such as posterior capsular or zonular defects
Ophthalmic | Intraocular lens replacement | Intraocular lens (IOL) | Monofocal posterior chamber IOL | AMO | AMO Tecnis Foldable Acrylic Intraocular Lens with OpticEdge | ZA90030280 | Standalone | DE0003687 | As per HSA registration, except multi-piece monofocal posterior chamber intraocular lenses which may be subsidised for patients who: 1. Have high or very high myopia where single-piece foldable IOLs are not appropriate; or 2. Have inadequate capsular or zonular support such as posterior capsular or zonular defects
Ophthalmic | Intraocular lens replacement | Intraocular lens (IOL) | Monofocal posterior chamber IOL | AMO | AMO Tecnis Foldable Acrylic Intraocular Lens with OpticEdge | ZA90030285 | Standalone | DE0003687 | As per HSA registration, except multi-piece monofocal posterior chamber intraocular lenses which may be subsidised for patients who: 1. Have high or very high myopia where single-piece foldable IOLs are not appropriate; or 2. Have inadequate capsular or zonular support such as posterior capsular or zonular defects
Ophthalmic | Intraocular lens replacement | Intraocular lens (IOL) | Monofocal posterior chamber IOL | AMO | AMO Tecnis Foldable Acrylic Intraocular Lens with OpticEdge | ZA90030290 | Standalone | DE0003687 | As per HSA registration, except multi-piece monofocal posterior chamber intraocular lenses which may be subsidised for patients who: 1. Have high or very high myopia where single-piece foldable IOLs are not appropriate; or 2. Have inadequate capsular or zonular support such as posterior capsular or zonular defects
Ophthalmic | Intraocular lens replacement | Intraocular lens (IOL) | Monofocal posterior chamber IOL | AMO | AMO Tecnis Foldable Acrylic Intraocular Lens with OpticEdge | ZA90030295 | Standalone | DE0003687 | As per HSA registration, except multi-piece monofocal posterior chamber intraocular lenses which may be subsidised for patients who: 1. Have high or very high myopia where single-piece foldable IOLs are not appropriate; or 2. Have inadequate capsular or zonular support such as posterior capsular or zonular defects
Ophthalmic | Intraocular lens replacement | Intraocular lens (IOL) | Monofocal posterior chamber IOL | AMO | AMO Tecnis Foldable Acrylic Intraocular Lens with OpticEdge | ZA90030300 | Standalone | DE0003687 | As per HSA registration, except multi-piece monofocal posterior chamber intraocular lenses which may be subsidised for patients who: 1. Have high or very high myopia where single-piece foldable IOLs are not appropriate; or 2. Have inadequate capsular or zonular support such as posterior capsular or zonular defects
Ophthalmic | Intraocular lens replacement | Intraocular lens (IOL) | Monofocal posterior chamber IOL | Bausch and Lomb | enVista Hydrophobic Acrylic Intraocular Lens (0.0 to +34.0 Diopters) | MX60 +00.00D | Standalone | DE0007171 | As per HSA registration, except multi-piece monofocal posterior chamber intraocular lenses which may be subsidised for patients who: 1. Have high or very high myopia where single-piece foldable IOLs are not appropriate; or 2. Have inadequate capsular or zonular support such as posterior capsular or zonular defects
Ophthalmic | Intraocular lens replacement | Intraocular lens (IOL) | Monofocal posterior chamber IOL | Bausch and Lomb | enVista Hydrophobic Acrylic Intraocular Lens (0.0 to +34.0 Diopters) | MX60 +01.00D | Standalone | DE0007171 | As per HSA registration, except multi-piece monofocal posterior chamber intraocular lenses which may be subsidised for patients who: 1. Have high or very high myopia where single-piece foldable IOLs are not appropriate; or 2. Have inadequate capsular or zonular support such as posterior capsular or zonular defects
Ophthalmic | Intraocular lens replacement | Intraocular lens (IOL) | Monofocal posterior chamber IOL | Bausch and Lomb | enVista Hydrophobic Acrylic Intraocular Lens (0.0 to +34.0 Diopters) | MX60 +02.00D | Standalone | DE0007171 | As per HSA registration, except multi-piece monofocal posterior chamber intraocular lenses which may be subsidised for patients who: 1. Have high or very high myopia where single-piece foldable IOLs are not appropriate; or 2. Have inadequate capsular or zonular support such as posterior capsular or zonular defects
Ophthalmic | Intraocular lens replacement | Intraocular lens (IOL) | Monofocal posterior chamber IOL | Bausch and Lomb | enVista Hydrophobic Acrylic Intraocular Lens (0.0 to +34.0 Diopters) | MX60 +03.00D | Standalone | DE0007171 | As per HSA registration, except multi-piece monofocal posterior chamber intraocular lenses which may be subsidised for patients who: 1. Have high or very high myopia where single-piece foldable IOLs are not appropriate; or 2. Have inadequate capsular or zonular support such as posterior capsular or zonular defects
Ophthalmic | Intraocular lens replacement | Intraocular lens (IOL) | Monofocal posterior chamber IOL | Bausch and Lomb | enVista Hydrophobic Acrylic Intraocular Lens (0.0 to +34.0 Diopters) | MX60 +04.00D | Standalone | DE0007171 | As per HSA registration, except multi-piece monofocal posterior chamber intraocular lenses which may be subsidised for patients who: 1. Have high or very high myopia where single-piece foldable IOLs are not appropriate; or 2. Have inadequate capsular or zonular support such as posterior capsular or zonular defects
Ophthalmic | Intraocular lens replacement | Intraocular lens (IOL) | Monofocal posterior chamber IOL | Bausch and Lomb | enVista Hydrophobic Acrylic Intraocular Lens (0.0 to +34.0 Diopters) | MX60 +05.00D | Standalone | DE0007171 | As per HSA registration, except multi-piece monofocal posterior chamber intraocular lenses which may be subsidised for patients who: 1. Have high or very high myopia where single-piece foldable IOLs are not appropriate; or 2. Have inadequate capsular or zonular support such as posterior capsular or zonular defects
Ophthalmic | Intraocular lens replacement | Intraocular lens (IOL) | Monofocal posterior chamber IOL | Bausch and Lomb | enVista Hydrophobic Acrylic Intraocular Lens (0.0 to +34.0 Diopters) | MX60 +06.00D | Standalone | DE0007171 | As per HSA registration, except multi-piece monofocal posterior chamber intraocular lenses which may be subsidised for patients who: 1. Have high or very high myopia where single-piece foldable IOLs are not appropriate; or 2. Have inadequate capsular or zonular support such as posterior capsular or zonular defects
Ophthalmic | Intraocular lens replacement | Intraocular lens (IOL) | Monofocal posterior chamber IOL | Bausch and Lomb | enVista Hydrophobic Acrylic Intraocular Lens (0.0 to +34.0 Diopters) | MX60 +07.00D | Standalone | DE0007171 | As per HSA registration, except multi-piece monofocal posterior chamber intraocular lenses which may be subsidised for patients who: 1. Have high or very high myopia where single-piece foldable IOLs are not appropriate; or 2. Have inadequate capsular or zonular support such as posterior capsular or zonular defects
Ophthalmic | Intraocular lens replacement | Intraocular lens (IOL) | Monofocal posterior chamber IOL | Bausch and Lomb | enVista Hydrophobic Acrylic Intraocular Lens (0.0 to +34.0 Diopters) | MX60 +08.00D | Standalone | DE0007171 | As per HSA registration, except multi-piece monofocal posterior chamber intraocular lenses which may be subsidised for patients who: 1. Have high or very high myopia where single-piece foldable IOLs are not appropriate; or 2. Have inadequate capsular or zonular support such as posterior capsular or zonular defects
Ophthalmic | Intraocular lens replacement | Intraocular lens (IOL) | Monofocal posterior chamber IOL | Bausch and Lomb | enVista Hydrophobic Acrylic Intraocular Lens (0.0 to +34.0 Diopters) | MX60 +09.00D | Standalone | DE0007171 | As per HSA registration, except multi-piece monofocal posterior chamber intraocular lenses which may be subsidised for patients who: 1. Have high or very high myopia where single-piece foldable IOLs are not appropriate; or 2. Have inadequate capsular or zonular support such as posterior capsular or zonular defects
Ophthalmic | Intraocular lens replacement | Intraocular lens (IOL) | Monofocal posterior chamber IOL | Bausch and Lomb | enVista Hydrophobic Acrylic Intraocular Lens (0.0 to +34.0 Diopters) | MX60 +10.00D | Standalone | DE0007171 | As per HSA registration, except multi-piece monofocal posterior chamber intraocular lenses which may be subsidised for patients who: 1. Have high or very high myopia where single-piece foldable IOLs are not appropriate; or 2. Have inadequate capsular or zonular support such as posterior capsular or zonular defects
Ophthalmic | Intraocular lens replacement | Intraocular lens (IOL) | Monofocal posterior chamber IOL | Bausch and Lomb | enVista Hydrophobic Acrylic Intraocular Lens (0.0 to +34.0 Diopters) | MX60 +10.50D | Standalone | DE0007171 | As per HSA registration, except multi-piece monofocal posterior chamber intraocular lenses which may be subsidised for patients who: 1. Have high or very high myopia where single-piece foldable IOLs are not appropriate; or 2. Have inadequate capsular or zonular support such as posterior capsular or zonular defects
Ophthalmic | Intraocular lens replacement | Intraocular lens (IOL) | Monofocal posterior chamber IOL | Bausch and Lomb | enVista Hydrophobic Acrylic Intraocular Lens (0.0 to +34.0 Diopters) | MX60 +11.00D | Standalone | DE0007171 | As per HSA registration, except multi-piece monofocal posterior chamber intraocular lenses which may be subsidised for patients who: 1. Have high or very high myopia where single-piece foldable IOLs are not appropriate; or 2. Have inadequate capsular or zonular support such as posterior capsular or zonular defects
Ophthalmic | Intraocular lens replacement | Intraocular lens (IOL) | Monofocal posterior chamber IOL | Bausch and Lomb | enVista Hydrophobic Acrylic Intraocular Lens (0.0 to +34.0 Diopters) | MX60 +11.50D | Standalone | DE0007171 | As per HSA registration, except multi-piece monofocal posterior chamber intraocular lenses which may be subsidised for patients who: 1. Have high or very high myopia where single-piece foldable IOLs are not appropriate; or 2. Have inadequate capsular or zonular support such as posterior capsular or zonular defects
Ophthalmic | Intraocular lens replacement | Intraocular lens (IOL) | Monofocal posterior chamber IOL | Bausch and Lomb | enVista Hydrophobic Acrylic Intraocular Lens (0.0 to +34.0 Diopters) | MX60 +12.00D | Standalone | DE0007171 | As per HSA registration, except multi-piece monofocal posterior chamber intraocular lenses which may be subsidised for patients who: 1. Have high or very high myopia where single-piece foldable IOLs are not appropriate; or 2. Have inadequate capsular or zonular support such as posterior capsular or zonular defects
Ophthalmic | Intraocular lens replacement | Intraocular lens (IOL) | Monofocal posterior chamber IOL | Bausch and Lomb | enVista Hydrophobic Acrylic Intraocular Lens (0.0 to +34.0 Diopters) | MX60 +12.50D | Standalone | DE0007171 | As per HSA registration, except multi-piece monofocal posterior chamber intraocular lenses which may be subsidised for patients who: 1. Have high or very high myopia where single-piece foldable IOLs are not appropriate; or 2. Have inadequate capsular or zonular support such as posterior capsular or zonular defects
Ophthalmic | Intraocular lens replacement | Intraocular lens (IOL) | Monofocal posterior chamber IOL | Bausch and Lomb | enVista Hydrophobic Acrylic Intraocular Lens (0.0 to +34.0 Diopters) | MX60 +13.00D | Standalone | DE0007171 | As per HSA registration, except multi-piece monofocal posterior chamber intraocular lenses which may be subsidised for patients who: 1. Have high or very high myopia where single-piece foldable IOLs are not appropriate; or 2. Have inadequate capsular or zonular support such as posterior capsular or zonular defects
Ophthalmic | Intraocular lens replacement | Intraocular lens (IOL) | Monofocal posterior chamber IOL | Bausch and Lomb | enVista Hydrophobic Acrylic Intraocular Lens (0.0 to +34.0 Diopters) | MX60 +13.50D | Standalone | DE0007171 | As per HSA registration, except multi-piece monofocal posterior chamber intraocular lenses which may be subsidised for patients who: 1. Have high or very high myopia where single-piece foldable IOLs are not appropriate; or 2. Have inadequate capsular or zonular support such as posterior capsular or zonular defects
Ophthalmic | Intraocular lens replacement | Intraocular lens (IOL) | Monofocal posterior chamber IOL | Bausch and Lomb | enVista Hydrophobic Acrylic Intraocular Lens (0.0 to +34.0 Diopters) | MX60 +14.00D | Standalone | DE0007171 | As per HSA registration, except multi-piece monofocal posterior chamber intraocular lenses which may be subsidised for patients who: 1. Have high or very high myopia where single-piece foldable IOLs are not appropriate; or 2. Have inadequate capsular or zonular support such as posterior capsular or zonular defects
Ophthalmic | Intraocular lens replacement | Intraocular lens (IOL) | Monofocal posterior chamber IOL | Bausch and Lomb | enVista Hydrophobic Acrylic Intraocular Lens (0.0 to +34.0 Diopters) | MX60 +14.50D | Standalone | DE0007171 | As per HSA registration, except multi-piece monofocal posterior chamber intraocular lenses which may be subsidised for patients who: 1. Have high or very high myopia where single-piece foldable IOLs are not appropriate; or 2. Have inadequate capsular or zonular support such as posterior capsular or zonular defects
Ophthalmic | Intraocular lens replacement | Intraocular lens (IOL) | Monofocal posterior chamber IOL | Bausch and Lomb | enVista Hydrophobic Acrylic Intraocular Lens (0.0 to +34.0 Diopters) | MX60 +15.00D | Standalone | DE0007171 | As per HSA registration, except multi-piece monofocal posterior chamber intraocular lenses which may be subsidised for patients who: 1. Have high or very high myopia where single-piece foldable IOLs are not appropriate; or 2. Have inadequate capsular or zonular support such as posterior capsular or zonular defects
Ophthalmic | Intraocular lens replacement | Intraocular lens (IOL) | Monofocal posterior chamber IOL | Bausch and Lomb | enVista Hydrophobic Acrylic Intraocular Lens (0.0 to +34.0 Diopters) | MX60 +15.50D | Standalone | DE0007171 | As per HSA registration, except multi-piece monofocal posterior chamber intraocular lenses which may be subsidised for patients who: 1. Have high or very high myopia where single-piece foldable IOLs are not appropriate; or 2. Have inadequate capsular or zonular support such as posterior capsular or zonular defects
Ophthalmic | Intraocular lens replacement | Intraocular lens (IOL) | Monofocal posterior chamber IOL | Bausch and Lomb | enVista Hydrophobic Acrylic Intraocular Lens (0.0 to +34.0 Diopters) | MX60 +16.00D | Standalone | DE0007171 | As per HSA registration, except multi-piece monofocal posterior chamber intraocular lenses which may be subsidised for patients who: 1. Have high or very high myopia where single-piece foldable IOLs are not appropriate; or 2. Have inadequate capsular or zonular support such as posterior capsular or zonular defects
Ophthalmic | Intraocular lens replacement | Intraocular lens (IOL) | Monofocal posterior chamber IOL | Bausch and Lomb | enVista Hydrophobic Acrylic Intraocular Lens (0.0 to +34.0 Diopters) | MX60 +16.50D | Standalone | DE0007171 | As per HSA registration, except multi-piece monofocal posterior chamber intraocular lenses which may be subsidised for patients who: 1. Have high or very high myopia where single-piece foldable IOLs are not appropriate; or 2. Have inadequate capsular or zonular support such as posterior capsular or zonular defects
Ophthalmic | Intraocular lens replacement | Intraocular lens (IOL) | Monofocal posterior chamber IOL | Bausch and Lomb | enVista Hydrophobic Acrylic Intraocular Lens (0.0 to +34.0 Diopters) | MX60 +17.00D | Standalone | DE0007171 | As per HSA registration, except multi-piece monofocal posterior chamber intraocular lenses which may be subsidised for patients who: 1. Have high or very high myopia where single-piece foldable IOLs are not appropriate; or 2. Have inadequate capsular or zonular support such as posterior capsular or zonular defects
Ophthalmic | Intraocular lens replacement | Intraocular lens (IOL) | Monofocal posterior chamber IOL | Bausch and Lomb | enVista Hydrophobic Acrylic Intraocular Lens (0.0 to +34.0 Diopters) | MX60 +17.50D | Standalone | DE0007171 | As per HSA registration, except multi-piece monofocal posterior chamber intraocular lenses which may be subsidised for patients who: 1. Have high or very high myopia where single-piece foldable IOLs are not appropriate; or 2. Have inadequate capsular or zonular support such as posterior capsular or zonular defects
Ophthalmic | Intraocular lens replacement | Intraocular lens (IOL) | Monofocal posterior chamber IOL | Bausch and Lomb | enVista Hydrophobic Acrylic Intraocular Lens (0.0 to +34.0 Diopters) | MX60 +18.00D | Standalone | DE0007171 | As per HSA registration, except multi-piece monofocal posterior chamber intraocular lenses which may be subsidised for patients who: 1. Have high or very high myopia where single-piece foldable IOLs are not appropriate; or 2. Have inadequate capsular or zonular support such as posterior capsular or zonular defects
Ophthalmic | Intraocular lens replacement | Intraocular lens (IOL) | Monofocal posterior chamber IOL | Bausch and Lomb | enVista Hydrophobic Acrylic Intraocular Lens (0.0 to +34.0 Diopters) | MX60 +18.50D | Standalone | DE0007171 | As per HSA registration, except multi-piece monofocal posterior chamber intraocular lenses which may be subsidised for patients who: 1. Have high or very high myopia where single-piece foldable IOLs are not appropriate; or 2. Have inadequate capsular or zonular support such as posterior capsular or zonular defects
Ophthalmic | Intraocular lens replacement | Intraocular lens (IOL) | Monofocal posterior chamber IOL | Bausch and Lomb | enVista Hydrophobic Acrylic Intraocular Lens (0.0 to +34.0 Diopters) | MX60 +19.00D | Standalone | DE0007171 | As per HSA registration, except multi-piece monofocal posterior chamber intraocular lenses which may be subsidised for patients who: 1. Have high or very high myopia where single-piece foldable IOLs are not appropriate; or 2. Have inadequate capsular or zonular support such as posterior capsular or zonular defects
Ophthalmic | Intraocular lens replacement | Intraocular lens (IOL) | Monofocal posterior chamber IOL | Bausch and Lomb | enVista Hydrophobic Acrylic Intraocular Lens (0.0 to +34.0 Diopters) | MX60 +19.50D | Standalone | DE0007171 | As per HSA registration, except multi-piece monofocal posterior chamber intraocular lenses which may be subsidised for patients who: 1. Have high or very high myopia where single-piece foldable IOLs are not appropriate; or 2. Have inadequate capsular or zonular support such as posterior capsular or zonular defects
Ophthalmic | Intraocular lens replacement | Intraocular lens (IOL) | Monofocal posterior chamber IOL | Bausch and Lomb | enVista Hydrophobic Acrylic Intraocular Lens (0.0 to +34.0 Diopters) | MX60 +20.00D | Standalone | DE0007171 | As per HSA registration, except multi-piece monofocal posterior chamber intraocular lenses which may be subsidised for patients who: 1. Have high or very high myopia where single-piece foldable IOLs are not appropriate; or 2. Have inadequate capsular or zonular support such as posterior capsular or zonular defects
Ophthalmic | Intraocular lens replacement | Intraocular lens (IOL) | Monofocal posterior chamber IOL | Bausch and Lomb | enVista Hydrophobic Acrylic Intraocular Lens (0.0 to +34.0 Diopters) | MX60 +20.50D | Standalone | DE0007171 | As per HSA registration, except multi-piece monofocal posterior chamber intraocular lenses which may be subsidised for patients who: 1. Have high or very high myopia where single-piece foldable IOLs are not appropriate; or 2. Have inadequate capsular or zonular support such as posterior capsular or zonular defects
Ophthalmic | Intraocular lens replacement | Intraocular lens (IOL) | Monofocal posterior chamber IOL | Bausch and Lomb | enVista Hydrophobic Acrylic Intraocular Lens (0.0 to +34.0 Diopters) | MX60 +21.00D | Standalone | DE0007171 | As per HSA registration, except multi-piece monofocal posterior chamber intraocular lenses which may be subsidised for patients who: 1. Have high or very high myopia where single-piece foldable IOLs are not appropriate; or 2. Have inadequate capsular or zonular support such as posterior capsular or zonular defects
Ophthalmic | Intraocular lens replacement | Intraocular lens (IOL) | Monofocal posterior chamber IOL | Bausch and Lomb | enVista Hydrophobic Acrylic Intraocular Lens (0.0 to +34.0 Diopters) | MX60 +21.50D | Standalone | DE0007171 | As per HSA registration, except multi-piece monofocal posterior chamber intraocular lenses which may be subsidised for patients who: 1. Have high or very high myopia where single-piece foldable IOLs are not appropriate; or 2. Have inadequate capsular or zonular support such as posterior capsular or zonular defects
Ophthalmic | Intraocular lens replacement | Intraocular lens (IOL) | Monofocal posterior chamber IOL | Bausch and Lomb | enVista Hydrophobic Acrylic Intraocular Lens (0.0 to +34.0 Diopters) | MX60 +22.00D | Standalone | DE0007171 | As per HSA registration, except multi-piece monofocal posterior chamber intraocular lenses which may be subsidised for patients who: 1. Have high or very high myopia where single-piece foldable IOLs are not appropriate; or 2. Have inadequate capsular or zonular support such as posterior capsular or zonular defects
Ophthalmic | Intraocular lens replacement | Intraocular lens (IOL) | Monofocal posterior chamber IOL | Bausch and Lomb | enVista Hydrophobic Acrylic Intraocular Lens (0.0 to +34.0 Diopters) | MX60 +22.50D | Standalone | DE0007171 | As per HSA registration, except multi-piece monofocal posterior chamber intraocular lenses which may be subsidised for patients who: 1. Have high or very high myopia where single-piece foldable IOLs are not appropriate; or 2. Have inadequate capsular or zonular support such as posterior capsular or zonular defects
Ophthalmic | Intraocular lens replacement | Intraocular lens (IOL) | Monofocal posterior chamber IOL | Bausch and Lomb | enVista Hydrophobic Acrylic Intraocular Lens (0.0 to +34.0 Diopters) | MX60 +23.00D | Standalone | DE0007171 | As per HSA registration, except multi-piece monofocal posterior chamber intraocular lenses which may be subsidised for patients who: 1. Have high or very high myopia where single-piece foldable IOLs are not appropriate; or 2. Have inadequate capsular or zonular support such as posterior capsular or zonular defects
Ophthalmic | Intraocular lens replacement | Intraocular lens (IOL) | Monofocal posterior chamber IOL | Bausch and Lomb | enVista Hydrophobic Acrylic Intraocular Lens (0.0 to +34.0 Diopters) | MX60 +23.50D | Standalone | DE0007171 | As per HSA registration, except multi-piece monofocal posterior chamber intraocular lenses which may be subsidised for patients who: 1. Have high or very high myopia where single-piece foldable IOLs are not appropriate; or 2. Have inadequate capsular or zonular support such as posterior capsular or zonular defects
Ophthalmic | Intraocular lens replacement | Intraocular lens (IOL) | Monofocal posterior chamber IOL | Bausch and Lomb | enVista Hydrophobic Acrylic Intraocular Lens (0.0 to +34.0 Diopters) | MX60 +24.00D | Standalone | DE0007171 | As per HSA registration, except multi-piece monofocal posterior chamber intraocular lenses which may be subsidised for patients who: 1. Have high or very high myopia where single-piece foldable IOLs are not appropriate; or 2. Have inadequate capsular or zonular support such as posterior capsular or zonular defects
Ophthalmic | Intraocular lens replacement | Intraocular lens (IOL) | Monofocal posterior chamber IOL | Bausch and Lomb | enVista Hydrophobic Acrylic Intraocular Lens (0.0 to +34.0 Diopters) | MX60 +24.50D | Standalone | DE0007171 | As per HSA registration, except multi-piece monofocal posterior chamber intraocular lenses which may be subsidised for patients who: 1. Have high or very high myopia where single-piece foldable IOLs are not appropriate; or 2. Have inadequate capsular or zonular support such as posterior capsular or zonular defects
Ophthalmic | Intraocular lens replacement | Intraocular lens (IOL) | Monofocal posterior chamber IOL | Bausch and Lomb | enVista Hydrophobic Acrylic Intraocular Lens (0.0 to +34.0 Diopters) | MX60 +25.00D | Standalone | DE0007171 | As per HSA registration, except multi-piece monofocal posterior chamber intraocular lenses which may be subsidised for patients who: 1. Have high or very high myopia where single-piece foldable IOLs are not appropriate; or 2. Have inadequate capsular or zonular support such as posterior capsular or zonular defects
Ophthalmic | Intraocular lens replacement | Intraocular lens (IOL) | Monofocal posterior chamber IOL | Bausch and Lomb | enVista Hydrophobic Acrylic Intraocular Lens (0.0 to +34.0 Diopters) | MX60 +25.50D | Standalone | DE0007171 | As per HSA registration, except multi-piece monofocal posterior chamber intraocular lenses which may be subsidised for patients who: 1. Have high or very high myopia where single-piece foldable IOLs are not appropriate; or 2. Have inadequate capsular or zonular support such as posterior capsular or zonular defects
Ophthalmic | Intraocular lens replacement | Intraocular lens (IOL) | Monofocal posterior chamber IOL | Bausch and Lomb | enVista Hydrophobic Acrylic Intraocular Lens (0.0 to +34.0 Diopters) | MX60 +26.00D | Standalone | DE0007171 | As per HSA registration, except multi-piece monofocal posterior chamber intraocular lenses which may be subsidised for patients who: 1. Have high or very high myopia where single-piece foldable IOLs are not appropriate; or 2. Have inadequate capsular or zonular support such as posterior capsular or zonular defects
Ophthalmic | Intraocular lens replacement | Intraocular lens (IOL) | Monofocal posterior chamber IOL | Bausch and Lomb | enVista Hydrophobic Acrylic Intraocular Lens (0.0 to +34.0 Diopters) | MX60 +26.50D | Standalone | DE0007171 | As per HSA registration, except multi-piece monofocal posterior chamber intraocular lenses which may be subsidised for patients who: 1. Have high or very high myopia where single-piece foldable IOLs are not appropriate; or 2. Have inadequate capsular or zonular support such as posterior capsular or zonular defects
Ophthalmic | Intraocular lens replacement | Intraocular lens (IOL) | Monofocal posterior chamber IOL | Bausch and Lomb | enVista Hydrophobic Acrylic Intraocular Lens (0.0 to +34.0 Diopters) | MX60 +27.00D | Standalone | DE0007171 | As per HSA registration, except multi-piece monofocal posterior chamber intraocular lenses which may be subsidised for patients who: 1. Have high or very high myopia where single-piece foldable IOLs are not appropriate; or 2. Have inadequate capsular or zonular support such as posterior capsular or zonular defects
Ophthalmic | Intraocular lens replacement | Intraocular lens (IOL) | Monofocal posterior chamber IOL | Bausch and Lomb | enVista Hydrophobic Acrylic Intraocular Lens (0.0 to +34.0 Diopters) | MX60 +27.50D | Standalone | DE0007171 | As per HSA registration, except multi-piece monofocal posterior chamber intraocular lenses which may be subsidised for patients who: 1. Have high or very high myopia where single-piece foldable IOLs are not appropriate; or 2. Have inadequate capsular or zonular support such as posterior capsular or zonular defects
Ophthalmic | Intraocular lens replacement | Intraocular lens (IOL) | Monofocal posterior chamber IOL | Bausch and Lomb | enVista Hydrophobic Acrylic Intraocular Lens (0.0 to +34.0 Diopters) | MX60 +28.00D | Standalone | DE0007171 | As per HSA registration, except multi-piece monofocal posterior chamber intraocular lenses which may be subsidised for patients who: 1. Have high or very high myopia where single-piece foldable IOLs are not appropriate; or 2. Have inadequate capsular or zonular support such as posterior capsular or zonular defects
Ophthalmic | Intraocular lens replacement | Intraocular lens (IOL) | Monofocal posterior chamber IOL | Bausch and Lomb | enVista Hydrophobic Acrylic Intraocular Lens (0.0 to +34.0 Diopters) | MX60 +28.50D | Standalone | DE0007171 | As per HSA registration, except multi-piece monofocal posterior chamber intraocular lenses which may be subsidised for patients who: 1. Have high or very high myopia where single-piece foldable IOLs are not appropriate; or 2. Have inadequate capsular or zonular support such as posterior capsular or zonular defects
Ophthalmic | Intraocular lens replacement | Intraocular lens (IOL) | Monofocal posterior chamber IOL | Bausch and Lomb | enVista Hydrophobic Acrylic Intraocular Lens (0.0 to +34.0 Diopters) | MX60 +29.00D | Standalone | DE0007171 | As per HSA registration, except multi-piece monofocal posterior chamber intraocular lenses which may be subsidised for patients who: 1. Have high or very high myopia where single-piece foldable IOLs are not appropriate; or 2. Have inadequate capsular or zonular support such as posterior capsular or zonular defects
Ophthalmic | Intraocular lens replacement | Intraocular lens (IOL) | Monofocal posterior chamber IOL | Bausch and Lomb | enVista Hydrophobic Acrylic Intraocular Lens (0.0 to +34.0 Diopters) | MX60 +29.50D | Standalone | DE0007171 | As per HSA registration, except multi-piece monofocal posterior chamber intraocular lenses which may be subsidised for patients who: 1. Have high or very high myopia where single-piece foldable IOLs are not appropriate; or 2. Have inadequate capsular or zonular support such as posterior capsular or zonular defects
Ophthalmic | Intraocular lens replacement | Intraocular lens (IOL) | Monofocal posterior chamber IOL | Bausch and Lomb | enVista Hydrophobic Acrylic Intraocular Lens (0.0 to +34.0 Diopters) | MX60 +30.00D | Standalone | DE0007171 | As per HSA registration, except multi-piece monofocal posterior chamber intraocular lenses which may be subsidised for patients who: 1. Have high or very high myopia where single-piece foldable IOLs are not appropriate; or 2. Have inadequate capsular or zonular support such as posterior capsular or zonular defects
Ophthalmic | Intraocular lens replacement | Intraocular lens (IOL) | Monofocal posterior chamber IOL | Bausch and Lomb | enVista Hydrophobic Acrylic Intraocular Lens (0.0 to +34.0 Diopters) | MX60 +31.00D | Standalone | DE0007171 | As per HSA registration, except multi-piece monofocal posterior chamber intraocular lenses which may be subsidised for patients who: 1. Have high or very high myopia where single-piece foldable IOLs are not appropriate; or 2. Have inadequate capsular or zonular support such as posterior capsular or zonular defects
Ophthalmic | Intraocular lens replacement | Intraocular lens (IOL) | Monofocal posterior chamber IOL | Bausch and Lomb | enVista Hydrophobic Acrylic Intraocular Lens (0.0 to +34.0 Diopters) | MX60 +32.00D | Standalone | DE0007171 | As per HSA registration, except multi-piece monofocal posterior chamber intraocular lenses which may be subsidised for patients who: 1. Have high or very high myopia where single-piece foldable IOLs are not appropriate; or 2. Have inadequate capsular or zonular support such as posterior capsular or zonular defects
Ophthalmic | Intraocular lens replacement | Intraocular lens (IOL) | Monofocal posterior chamber IOL | Bausch and Lomb | enVista Hydrophobic Acrylic Intraocular Lens (0.0 to +34.0 Diopters) | MX60 +33.00D | Standalone | DE0007171 | As per HSA registration, except multi-piece monofocal posterior chamber intraocular lenses which may be subsidised for patients who: 1. Have high or very high myopia where single-piece foldable IOLs are not appropriate; or 2. Have inadequate capsular or zonular support such as posterior capsular or zonular defects
Ophthalmic | Intraocular lens replacement | Intraocular lens (IOL) | Monofocal posterior chamber IOL | Bausch and Lomb | enVista Hydrophobic Acrylic Intraocular Lens (0.0 to +34.0 Diopters) | MX60 +34.00D | Standalone | DE0007171 | As per HSA registration, except multi-piece monofocal posterior chamber intraocular lenses which may be subsidised for patients who: 1. Have high or very high myopia where single-piece foldable IOLs are not appropriate; or 2. Have inadequate capsular or zonular support such as posterior capsular or zonular defects
Ophthalmic | Intraocular lens replacement | Intraocular lens (IOL) | Monofocal posterior chamber IOL | Bausch and Lomb | enVista one-piece hydrophobic acrylic intraocular lens preloaded | MXPLC +00.0D | Standalone | DE0505211 | As per HSA registration, except multi-piece monofocal posterior chamber intraocular lenses which may be subsidised for patients who: 1. Have high or very high myopia where single-piece foldable IOLs are not appropriate; or 2. Have inadequate capsular or zonular support such as posterior capsular or zonular defects
Ophthalmic | Intraocular lens replacement | Intraocular lens (IOL) | Monofocal posterior chamber IOL | Bausch and Lomb | enVista one-piece hydrophobic acrylic intraocular lens preloaded | MXPLC +01.0D | Standalone | DE0505211 | As per HSA registration, except multi-piece monofocal posterior chamber intraocular lenses which may be subsidised for patients who: 1. Have high or very high myopia where single-piece foldable IOLs are not appropriate; or 2. Have inadequate capsular or zonular support such as posterior capsular or zonular defects
Ophthalmic | Intraocular lens replacement | Intraocular lens (IOL) | Monofocal posterior chamber IOL | Bausch and Lomb | enVista one-piece hydrophobic acrylic intraocular lens preloaded | MXPLC +02.0D | Standalone | DE0505211 | As per HSA registration, except multi-piece monofocal posterior chamber intraocular lenses which may be subsidised for patients who: 1. Have high or very high myopia where single-piece foldable IOLs are not appropriate; or 2. Have inadequate capsular or zonular support such as posterior capsular or zonular defects
Ophthalmic | Intraocular lens replacement | Intraocular lens (IOL) | Monofocal posterior chamber IOL | Bausch and Lomb | enVista one-piece hydrophobic acrylic intraocular lens preloaded | MXPLC +03.0D | Standalone | DE0505211 | As per HSA registration, except multi-piece monofocal posterior chamber intraocular lenses which may be subsidised for patients who: 1. Have high or very high myopia where single-piece foldable IOLs are not appropriate; or 2. Have inadequate capsular or zonular support such as posterior capsular or zonular defects
Ophthalmic | Intraocular lens replacement | Intraocular lens (IOL) | Monofocal posterior chamber IOL | Bausch and Lomb | enVista one-piece hydrophobic acrylic intraocular lens preloaded | MXPLC +04.0D | Standalone | DE0505211 | As per HSA registration, except multi-piece monofocal posterior chamber intraocular lenses which may be subsidised for patients who: 1. Have high or very high myopia where single-piece foldable IOLs are not appropriate; or 2. Have inadequate capsular or zonular support such as posterior capsular or zonular defects
Ophthalmic | Intraocular lens replacement | Intraocular lens (IOL) | Monofocal posterior chamber IOL | Bausch and Lomb | enVista one-piece hydrophobic acrylic intraocular lens preloaded | MXPLC +05.0D | Standalone | DE0505211 | As per HSA registration, except multi-piece monofocal posterior chamber intraocular lenses which may be subsidised for patients who: 1. Have high or very high myopia where single-piece foldable IOLs are not appropriate; or 2. Have inadequate capsular or zonular support such as posterior capsular or zonular defects
Ophthalmic | Intraocular lens replacement | Intraocular lens (IOL) | Monofocal posterior chamber IOL | Bausch and Lomb | enVista one-piece hydrophobic acrylic intraocular lens preloaded | MXPLC +06.0D | Standalone | DE0505211 | As per HSA registration, except multi-piece monofocal posterior chamber intraocular lenses which may be subsidised for patients who: 1. Have high or very high myopia where single-piece foldable IOLs are not appropriate; or 2. Have inadequate capsular or zonular support such as posterior capsular or zonular defects
Ophthalmic | Intraocular lens replacement | Intraocular lens (IOL) | Monofocal posterior chamber IOL | Bausch and Lomb | enVista one-piece hydrophobic acrylic intraocular lens preloaded | MXPLC +07.0D | Standalone | DE0505211 | As per HSA registration, except multi-piece monofocal posterior chamber intraocular lenses which may be subsidised for patients who: 1. Have high or very high myopia where single-piece foldable IOLs are not appropriate; or 2. Have inadequate capsular or zonular support such as posterior capsular or zonular defects
Ophthalmic | Intraocular lens replacement | Intraocular lens (IOL) | Monofocal posterior chamber IOL | Bausch and Lomb | enVista one-piece hydrophobic acrylic intraocular lens preloaded | MXPLC +08.0D | Standalone | DE0505211 | As per HSA registration, except multi-piece monofocal posterior chamber intraocular lenses which may be subsidised for patients who: 1. Have high or very high myopia where single-piece foldable IOLs are not appropriate; or 2. Have inadequate capsular or zonular support such as posterior capsular or zonular defects
Ophthalmic | Intraocular lens replacement | Intraocular lens (IOL) | Monofocal posterior chamber IOL | Bausch and Lomb | enVista one-piece hydrophobic acrylic intraocular lens preloaded | MXPLC +09.0D | Standalone | DE0505211 | As per HSA registration, except multi-piece monofocal posterior chamber intraocular lenses which may be subsidised for patients who: 1. Have high or very high myopia where single-piece foldable IOLs are not appropriate; or 2. Have inadequate capsular or zonular support such as posterior capsular or zonular defects
Ophthalmic | Intraocular lens replacement | Intraocular lens (IOL) | Monofocal posterior chamber IOL | Bausch and Lomb | enVista one-piece hydrophobic acrylic intraocular lens preloaded | MXPLC +10.0D | Standalone | DE0505211 | As per HSA registration, except multi-piece monofocal posterior chamber intraocular lenses which may be subsidised for patients who: 1. Have high or very high myopia where single-piece foldable IOLs are not appropriate; or 2. Have inadequate capsular or zonular support such as posterior capsular or zonular defects
Ophthalmic | Intraocular lens replacement | Intraocular lens (IOL) | Monofocal posterior chamber IOL | Bausch and Lomb | enVista one-piece hydrophobic acrylic intraocular lens preloaded | MXPLC +10.5D | Standalone | DE0505211 | As per HSA registration, except multi-piece monofocal posterior chamber intraocular lenses which may be subsidised for patients who: 1. Have high or very high myopia where single-piece foldable IOLs are not appropriate; or 2. Have inadequate capsular or zonular support such as posterior capsular or zonular defects
Ophthalmic | Intraocular lens replacement | Intraocular lens (IOL) | Monofocal posterior chamber IOL | Bausch and Lomb | enVista one-piece hydrophobic acrylic intraocular lens preloaded | MXPLC +11.0D | Standalone | DE0505211 | As per HSA registration, except multi-piece monofocal posterior chamber intraocular lenses which may be subsidised for patients who: 1. Have high or very high myopia where single-piece foldable IOLs are not appropriate; or 2. Have inadequate capsular or zonular support such as posterior capsular or zonular defects
Ophthalmic | Intraocular lens replacement | Intraocular lens (IOL) | Monofocal posterior chamber IOL | Bausch and Lomb | enVista one-piece hydrophobic acrylic intraocular lens preloaded | MXPLC +11.5D | Standalone | DE0505211 | As per HSA registration, except multi-piece monofocal posterior chamber intraocular lenses which may be subsidised for patients who: 1. Have high or very high myopia where single-piece foldable IOLs are not appropriate; or 2. Have inadequate capsular or zonular support such as posterior capsular or zonular defects
Ophthalmic | Intraocular lens replacement | Intraocular lens (IOL) | Monofocal posterior chamber IOL | Bausch and Lomb | enVista one-piece hydrophobic acrylic intraocular lens preloaded | MXPLC +12.0D | Standalone | DE0505211 | As per HSA registration, except multi-piece monofocal posterior chamber intraocular lenses which may be subsidised for patients who: 1. Have high or very high myopia where single-piece foldable IOLs are not appropriate; or 2. Have inadequate capsular or zonular support such as posterior capsular or zonular defects
Ophthalmic | Intraocular lens replacement | Intraocular lens (IOL) | Monofocal posterior chamber IOL | Bausch and Lomb | enVista one-piece hydrophobic acrylic intraocular lens preloaded | MXPLC +12.5D | Standalone | DE0505211 | As per HSA registration, except multi-piece monofocal posterior chamber intraocular lenses which may be subsidised for patients who: 1. Have high or very high myopia where single-piece foldable IOLs are not appropriate; or 2. Have inadequate capsular or zonular support such as posterior capsular or zonular defects
Ophthalmic | Intraocular lens replacement | Intraocular lens (IOL) | Monofocal posterior chamber IOL | Bausch and Lomb | enVista one-piece hydrophobic acrylic intraocular lens preloaded | MXPLC +13.0D | Standalone | DE0505211 | As per HSA registration, except multi-piece monofocal posterior chamber intraocular lenses which may be subsidised for patients who: 1. Have high or very high myopia where single-piece foldable IOLs are not appropriate; or 2. Have inadequate capsular or zonular support such as posterior capsular or zonular defects
Ophthalmic | Intraocular lens replacement | Intraocular lens (IOL) | Monofocal posterior chamber IOL | Bausch and Lomb | enVista one-piece hydrophobic acrylic intraocular lens preloaded | MXPLC +13.5D | Standalone | DE0505211 | As per HSA registration, except multi-piece monofocal posterior chamber intraocular lenses which may be subsidised for patients who: 1. Have high or very high myopia where single-piece foldable IOLs are not appropriate; or 2. Have inadequate capsular or zonular support such as posterior capsular or zonular defects
Ophthalmic | Intraocular lens replacement | Intraocular lens (IOL) | Monofocal posterior chamber IOL | Bausch and Lomb | enVista one-piece hydrophobic acrylic intraocular lens preloaded | MXPLC +14.0D | Standalone | DE0505211 | As per HSA registration, except multi-piece monofocal posterior chamber intraocular lenses which may be subsidised for patients who: 1. Have high or very high myopia where single-piece foldable IOLs are not appropriate; or 2. Have inadequate capsular or zonular support such as posterior capsular or zonular defects
Ophthalmic | Intraocular lens replacement | Intraocular lens (IOL) | Monofocal posterior chamber IOL | Bausch and Lomb | enVista one-piece hydrophobic acrylic intraocular lens preloaded | MXPLC +14.5D | Standalone | DE0505211 | As per HSA registration, except multi-piece monofocal posterior chamber intraocular lenses which may be subsidised for patients who: 1. Have high or very high myopia where single-piece foldable IOLs are not appropriate; or 2. Have inadequate capsular or zonular support such as posterior capsular or zonular defects
Ophthalmic | Intraocular lens replacement | Intraocular lens (IOL) | Monofocal posterior chamber IOL | Bausch and Lomb | enVista one-piece hydrophobic acrylic intraocular lens preloaded | MXPLC +15.0D | Standalone | DE0505211 | As per HSA registration, except multi-piece monofocal posterior chamber intraocular lenses which may be subsidised for patients who: 1. Have high or very high myopia where single-piece foldable IOLs are not appropriate; or 2. Have inadequate capsular or zonular support such as posterior capsular or zonular defects
Ophthalmic | Intraocular lens replacement | Intraocular lens (IOL) | Monofocal posterior chamber IOL | Bausch and Lomb | enVista one-piece hydrophobic acrylic intraocular lens preloaded | MXPLC +15.5D | Standalone | DE0505211 | As per HSA registration, except multi-piece monofocal posterior chamber intraocular lenses which may be subsidised for patients who: 1. Have high or very high myopia where single-piece foldable IOLs are not appropriate; or 2. Have inadequate capsular or zonular support such as posterior capsular or zonular defects
Ophthalmic | Intraocular lens replacement | Intraocular lens (IOL) | Monofocal posterior chamber IOL | Bausch and Lomb | enVista one-piece hydrophobic acrylic intraocular lens preloaded | MXPLC +16.0D | Standalone | DE0505211 | As per HSA registration, except multi-piece monofocal posterior chamber intraocular lenses which may be subsidised for patients who: 1. Have high or very high myopia where single-piece foldable IOLs are not appropriate; or 2. Have inadequate capsular or zonular support such as posterior capsular or zonular defects
Ophthalmic | Intraocular lens replacement | Intraocular lens (IOL) | Monofocal posterior chamber IOL | Bausch and Lomb | enVista one-piece hydrophobic acrylic intraocular lens preloaded | MXPLC +16.5D | Standalone | DE0505211 | As per HSA registration, except multi-piece monofocal posterior chamber intraocular lenses which may be subsidised for patients who: 1. Have high or very high myopia where single-piece foldable IOLs are not appropriate; or 2. Have inadequate capsular or zonular support such as posterior capsular or zonular defects
Ophthalmic | Intraocular lens replacement | Intraocular lens (IOL) | Monofocal posterior chamber IOL | Bausch and Lomb | enVista one-piece hydrophobic acrylic intraocular lens preloaded | MXPLC +17.0D | Standalone | DE0505211 | As per HSA registration, except multi-piece monofocal posterior chamber intraocular lenses which may be subsidised for patients who: 1. Have high or very high myopia where single-piece foldable IOLs are not appropriate; or 2. Have inadequate capsular or zonular support such as posterior capsular or zonular defects
Ophthalmic | Intraocular lens replacement | Intraocular lens (IOL) | Monofocal posterior chamber IOL | Bausch and Lomb | enVista one-piece hydrophobic acrylic intraocular lens preloaded | MXPLC +17.5D | Standalone | DE0505211 | As per HSA registration, except multi-piece monofocal posterior chamber intraocular lenses which may be subsidised for patients who: 1. Have high or very high myopia where single-piece foldable IOLs are not appropriate; or 2. Have inadequate capsular or zonular support such as posterior capsular or zonular defects
Ophthalmic | Intraocular lens replacement | Intraocular lens (IOL) | Monofocal posterior chamber IOL | Bausch and Lomb | enVista one-piece hydrophobic acrylic intraocular lens preloaded | MXPLC +18.0D | Standalone | DE0505211 | As per HSA registration, except multi-piece monofocal posterior chamber intraocular lenses which may be subsidised for patients who: 1. Have high or very high myopia where single-piece foldable IOLs are not appropriate; or 2. Have inadequate capsular or zonular support such as posterior capsular or zonular defects
Ophthalmic | Intraocular lens replacement | Intraocular lens (IOL) | Monofocal posterior chamber IOL | Bausch and Lomb | enVista one-piece hydrophobic acrylic intraocular lens preloaded | MXPLC +18.5D | Standalone | DE0505211 | As per HSA registration, except multi-piece monofocal posterior chamber intraocular lenses which may be subsidised for patients who: 1. Have high or very high myopia where single-piece foldable IOLs are not appropriate; or 2. Have inadequate capsular or zonular support such as posterior capsular or zonular defects
Ophthalmic | Intraocular lens replacement | Intraocular lens (IOL) | Monofocal posterior chamber IOL | Bausch and Lomb | enVista one-piece hydrophobic acrylic intraocular lens preloaded | MXPLC +19.0D | Standalone | DE0505211 | As per HSA registration, except multi-piece monofocal posterior chamber intraocular lenses which may be subsidised for patients who: 1. Have high or very high myopia where single-piece foldable IOLs are not appropriate; or 2. Have inadequate capsular or zonular support such as posterior capsular or zonular defects
Ophthalmic | Intraocular lens replacement | Intraocular lens (IOL) | Monofocal posterior chamber IOL | Bausch and Lomb | enVista one-piece hydrophobic acrylic intraocular lens preloaded | MXPLC +19.5D | Standalone | DE0505211 | As per HSA registration, except multi-piece monofocal posterior chamber intraocular lenses which may be subsidised for patients who: 1. Have high or very high myopia where single-piece foldable IOLs are not appropriate; or 2. Have inadequate capsular or zonular support such as posterior capsular or zonular defects
Ophthalmic | Intraocular lens replacement | Intraocular lens (IOL) | Monofocal posterior chamber IOL | Bausch and Lomb | enVista one-piece hydrophobic acrylic intraocular lens preloaded | MXPLC +20.0D | Standalone | DE0505211 | As per HSA registration, except multi-piece monofocal posterior chamber intraocular lenses which may be subsidised for patients who: 1. Have high or very high myopia where single-piece foldable IOLs are not appropriate; or 2. Have inadequate capsular or zonular support such as posterior capsular or zonular defects
Ophthalmic | Intraocular lens replacement | Intraocular lens (IOL) | Monofocal posterior chamber IOL | Bausch and Lomb | enVista one-piece hydrophobic acrylic intraocular lens preloaded | MXPLC +20.5D | Standalone | DE0505211 | As per HSA registration, except multi-piece monofocal posterior chamber intraocular lenses which may be subsidised for patients who: 1. Have high or very high myopia where single-piece foldable IOLs are not appropriate; or 2. Have inadequate capsular or zonular support such as posterior capsular or zonular defects
Ophthalmic | Intraocular lens replacement | Intraocular lens (IOL) | Monofocal posterior chamber IOL | Bausch and Lomb | enVista one-piece hydrophobic acrylic intraocular lens preloaded | MXPLC +21.0D | Standalone | DE0505211 | As per HSA registration, except multi-piece monofocal posterior chamber intraocular lenses which may be subsidised for patients who: 1. Have high or very high myopia where single-piece foldable IOLs are not appropriate; or 2. Have inadequate capsular or zonular support such as posterior capsular or zonular defects
Ophthalmic | Intraocular lens replacement | Intraocular lens (IOL) | Monofocal posterior chamber IOL | Bausch and Lomb | enVista one-piece hydrophobic acrylic intraocular lens preloaded | MXPLC +21.5D | Standalone | DE0505211 | As per HSA registration, except multi-piece monofocal posterior chamber intraocular lenses which may be subsidised for patients who: 1. Have high or very high myopia where single-piece foldable IOLs are not appropriate; or 2. Have inadequate capsular or zonular support such as posterior capsular or zonular defects
Ophthalmic | Intraocular lens replacement | Intraocular lens (IOL) | Monofocal posterior chamber IOL | Bausch and Lomb | enVista one-piece hydrophobic acrylic intraocular lens preloaded | MXPLC +22.0D | Standalone | DE0505211 | As per HSA registration, except multi-piece monofocal posterior chamber intraocular lenses which may be subsidised for patients who: 1. Have high or very high myopia where single-piece foldable IOLs are not appropriate; or 2. Have inadequate capsular or zonular support such as posterior capsular or zonular defects
Ophthalmic | Intraocular lens replacement | Intraocular lens (IOL) | Monofocal posterior chamber IOL | Bausch and Lomb | enVista one-piece hydrophobic acrylic intraocular lens preloaded | MXPLC +22.5D | Standalone | DE0505211 | As per HSA registration, except multi-piece monofocal posterior chamber intraocular lenses which may be subsidised for patients who: 1. Have high or very high myopia where single-piece foldable IOLs are not appropriate; or 2. Have inadequate capsular or zonular support such as posterior capsular or zonular defects
Ophthalmic | Intraocular lens replacement | Intraocular lens (IOL) | Monofocal posterior chamber IOL | Bausch and Lomb | enVista one-piece hydrophobic acrylic intraocular lens preloaded | MXPLC +23.0D | Standalone | DE0505211 | As per HSA registration, except multi-piece monofocal posterior chamber intraocular lenses which may be subsidised for patients who: 1. Have high or very high myopia where single-piece foldable IOLs are not appropriate; or 2. Have inadequate capsular or zonular support such as posterior capsular or zonular defects
Ophthalmic | Intraocular lens replacement | Intraocular lens (IOL) | Monofocal posterior chamber IOL | Bausch and Lomb | enVista one-piece hydrophobic acrylic intraocular lens preloaded | MXPLC +23.5D | Standalone | DE0505211 | As per HSA registration, except multi-piece monofocal posterior chamber intraocular lenses which may be subsidised for patients who: 1. Have high or very high myopia where single-piece foldable IOLs are not appropriate; or 2. Have inadequate capsular or zonular support such as posterior capsular or zonular defects
Ophthalmic | Intraocular lens replacement | Intraocular lens (IOL) | Monofocal posterior chamber IOL | Bausch and Lomb | enVista one-piece hydrophobic acrylic intraocular lens preloaded | MXPLC +24.0D | Standalone | DE0505211 | As per HSA registration, except multi-piece monofocal posterior chamber intraocular lenses which may be subsidised for patients who: 1. Have high or very high myopia where single-piece foldable IOLs are not appropriate; or 2. Have inadequate capsular or zonular support such as posterior capsular or zonular defects
Ophthalmic | Intraocular lens replacement | Intraocular lens (IOL) | Monofocal posterior chamber IOL | Bausch and Lomb | enVista one-piece hydrophobic acrylic intraocular lens preloaded | MXPLC +24.5D | Standalone | DE0505211 | As per HSA registration, except multi-piece monofocal posterior chamber intraocular lenses which may be subsidised for patients who: 1. Have high or very high myopia where single-piece foldable IOLs are not appropriate; or 2. Have inadequate capsular or zonular support such as posterior capsular or zonular defects
Ophthalmic | Intraocular lens replacement | Intraocular lens (IOL) | Monofocal posterior chamber IOL | Bausch and Lomb | enVista one-piece hydrophobic acrylic intraocular lens preloaded | MXPLC +25.0D | Standalone | DE0505211 | As per HSA registration, except multi-piece monofocal posterior chamber intraocular lenses which may be subsidised for patients who: 1. Have high or very high myopia where single-piece foldable IOLs are not appropriate; or 2. Have inadequate capsular or zonular support such as posterior capsular or zonular defects
Ophthalmic | Intraocular lens replacement | Intraocular lens (IOL) | Monofocal posterior chamber IOL | Bausch and Lomb | enVista one-piece hydrophobic acrylic intraocular lens preloaded | MXPLC +25.5D | Standalone | DE0505211 | As per HSA registration, except multi-piece monofocal posterior chamber intraocular lenses which may be subsidised for patients who: 1. Have high or very high myopia where single-piece foldable IOLs are not appropriate; or 2. Have inadequate capsular or zonular support such as posterior capsular or zonular defects
Ophthalmic | Intraocular lens replacement | Intraocular lens (IOL) | Monofocal posterior chamber IOL | Bausch and Lomb | enVista one-piece hydrophobic acrylic intraocular lens preloaded | MXPLC +26.0D | Standalone | DE0505211 | As per HSA registration, except multi-piece monofocal posterior chamber intraocular lenses which may be subsidised for patients who: 1. Have high or very high myopia where single-piece foldable IOLs are not appropriate; or 2. Have inadequate capsular or zonular support such as posterior capsular or zonular defects
Ophthalmic | Intraocular lens replacement | Intraocular lens (IOL) | Monofocal posterior chamber IOL | Bausch and Lomb | enVista one-piece hydrophobic acrylic intraocular lens preloaded | MXPLC +26.5D | Standalone | DE0505211 | As per HSA registration, except multi-piece monofocal posterior chamber intraocular lenses which may be subsidised for patients who: 1. Have high or very high myopia where single-piece foldable IOLs are not appropriate; or 2. Have inadequate capsular or zonular support such as posterior capsular or zonular defects
Ophthalmic | Intraocular lens replacement | Intraocular lens (IOL) | Monofocal posterior chamber IOL | Bausch and Lomb | enVista one-piece hydrophobic acrylic intraocular lens preloaded | MXPLC +27.0D | Standalone | DE0505211 | As per HSA registration, except multi-piece monofocal posterior chamber intraocular lenses which may be subsidised for patients who: 1. Have high or very high myopia where single-piece foldable IOLs are not appropriate; or 2. Have inadequate capsular or zonular support such as posterior capsular or zonular defects
Ophthalmic | Intraocular lens replacement | Intraocular lens (IOL) | Monofocal posterior chamber IOL | Bausch and Lomb | enVista one-piece hydrophobic acrylic intraocular lens preloaded | MXPLC +27.5D | Standalone | DE0505211 | As per HSA registration, except multi-piece monofocal posterior chamber intraocular lenses which may be subsidised for patients who: 1. Have high or very high myopia where single-piece foldable IOLs are not appropriate; or 2. Have inadequate capsular or zonular support such as posterior capsular or zonular defects
Ophthalmic | Intraocular lens replacement | Intraocular lens (IOL) | Monofocal posterior chamber IOL | Bausch and Lomb | enVista one-piece hydrophobic acrylic intraocular lens preloaded | MXPLC +28.0D | Standalone | DE0505211 | As per HSA registration, except multi-piece monofocal posterior chamber intraocular lenses which may be subsidised for patients who: 1. Have high or very high myopia where single-piece foldable IOLs are not appropriate; or 2. Have inadequate capsular or zonular support such as posterior capsular or zonular defects
Ophthalmic | Intraocular lens replacement | Intraocular lens (IOL) | Monofocal posterior chamber IOL | Bausch and Lomb | enVista one-piece hydrophobic acrylic intraocular lens preloaded | MXPLC +28.5D | Standalone | DE0505211 | As per HSA registration, except multi-piece monofocal posterior chamber intraocular lenses which may be subsidised for patients who: 1. Have high or very high myopia where single-piece foldable IOLs are not appropriate; or 2. Have inadequate capsular or zonular support such as posterior capsular or zonular defects
Ophthalmic | Intraocular lens replacement | Intraocular lens (IOL) | Monofocal posterior chamber IOL | Bausch and Lomb | enVista one-piece hydrophobic acrylic intraocular lens preloaded | MXPLC +29.0D | Standalone | DE0505211 | As per HSA registration, except multi-piece monofocal posterior chamber intraocular lenses which may be subsidised for patients who: 1. Have high or very high myopia where single-piece foldable IOLs are not appropriate; or 2. Have inadequate capsular or zonular support such as posterior capsular or zonular defects
Ophthalmic | Intraocular lens replacement | Intraocular lens (IOL) | Monofocal posterior chamber IOL | Bausch and Lomb | enVista one-piece hydrophobic acrylic intraocular lens preloaded | MXPLC +29.5D | Standalone | DE0505211 | As per HSA registration, except multi-piece monofocal posterior chamber intraocular lenses which may be subsidised for patients who: 1. Have high or very high myopia where single-piece foldable IOLs are not appropriate; or 2. Have inadequate capsular or zonular support such as posterior capsular or zonular defects
Ophthalmic | Intraocular lens replacement | Intraocular lens (IOL) | Monofocal posterior chamber IOL | Bausch and Lomb | enVista one-piece hydrophobic acrylic intraocular lens preloaded | MXPLC +30.0D | Standalone | DE0505211 | As per HSA registration, except multi-piece monofocal posterior chamber intraocular lenses which may be subsidised for patients who: 1. Have high or very high myopia where single-piece foldable IOLs are not appropriate; or 2. Have inadequate capsular or zonular support such as posterior capsular or zonular defects
Ophthalmic | Intraocular lens replacement | Intraocular lens (IOL) | Monofocal posterior chamber IOL | Bausch and Lomb | enVista one-piece hydrophobic acrylic intraocular lens preloaded | MXPLC +31.0D | Standalone | DE0505211 | As per HSA registration, except multi-piece monofocal posterior chamber intraocular lenses which may be subsidised for patients who: 1. Have high or very high myopia where single-piece foldable IOLs are not appropriate; or 2. Have inadequate capsular or zonular support such as posterior capsular or zonular defects
Ophthalmic | Intraocular lens replacement | Intraocular lens (IOL) | Monofocal posterior chamber IOL | Bausch and Lomb | enVista one-piece hydrophobic acrylic intraocular lens preloaded | MXPLC +32.0D | Standalone | DE0505211 | As per HSA registration, except multi-piece monofocal posterior chamber intraocular lenses which may be subsidised for patients who: 1. Have high or very high myopia where single-piece foldable IOLs are not appropriate; or 2. Have inadequate capsular or zonular support such as posterior capsular or zonular defects
Ophthalmic | Intraocular lens replacement | Intraocular lens (IOL) | Monofocal posterior chamber IOL | Bausch and Lomb | enVista one-piece hydrophobic acrylic intraocular lens preloaded | MXPLC +33.0D | Standalone | DE0505211 | As per HSA registration, except multi-piece monofocal posterior chamber intraocular lenses which may be subsidised for patients who: 1. Have high or very high myopia where single-piece foldable IOLs are not appropriate; or 2. Have inadequate capsular or zonular support such as posterior capsular or zonular defects
Ophthalmic | Intraocular lens replacement | Intraocular lens (IOL) | Monofocal posterior chamber IOL | Bausch and Lomb | enVista one-piece hydrophobic acrylic intraocular lens preloaded | MXPLC +34.0D | Standalone | DE0505211 | As per HSA registration, except multi-piece monofocal posterior chamber intraocular lenses which may be subsidised for patients who: 1. Have high or very high myopia where single-piece foldable IOLs are not appropriate; or 2. Have inadequate capsular or zonular support such as posterior capsular or zonular defects
Ophthalmic | Intraocular lens replacement | Intraocular lens (IOL) | Monofocal posterior chamber IOL | Bausch and Lomb | enVista Hydrophobic Acrylic Intraocular Lens | MX60E +00.00D | Standalone | DE0007171 | As per HSA registration, except multi-piece monofocal posterior chamber intraocular lenses which may be subsidised for patients who: 1. Have high or very high myopia where single-piece foldable IOLs are not appropriate; or 2. Have inadequate capsular or zonular support such as posterior capsular or zonular defects
Ophthalmic | Intraocular lens replacement | Intraocular lens (IOL) | Monofocal posterior chamber IOL | Bausch and Lomb | enVista Hydrophobic Acrylic Intraocular Lens | MX60E +01.00D | Standalone | DE0007171 | As per HSA registration, except multi-piece monofocal posterior chamber intraocular lenses which may be subsidised for patients who: 1. Have high or very high myopia where single-piece foldable IOLs are not appropriate; or 2. Have inadequate capsular or zonular support such as posterior capsular or zonular defects
Ophthalmic | Intraocular lens replacement | Intraocular lens (IOL) | Monofocal posterior chamber IOL | Bausch and Lomb | enVista Hydrophobic Acrylic Intraocular Lens | MX60E +02.00D | Standalone | DE0007171 | As per HSA registration, except multi-piece monofocal posterior chamber intraocular lenses which may be subsidised for patients who: 1. Have high or very high myopia where single-piece foldable IOLs are not appropriate; or 2. Have inadequate capsular or zonular support such as posterior capsular or zonular defects
Ophthalmic | Intraocular lens replacement | Intraocular lens (IOL) | Monofocal posterior chamber IOL | Bausch and Lomb | enVista Hydrophobic Acrylic Intraocular Lens | MX60E +03.00D | Standalone | DE0007171 | As per HSA registration, except multi-piece monofocal posterior chamber intraocular lenses which may be subsidised for patients who: 1. Have high or very high myopia where single-piece foldable IOLs are not appropriate; or 2. Have inadequate capsular or zonular support such as posterior capsular or zonular defects
Ophthalmic | Intraocular lens replacement | Intraocular lens (IOL) | Monofocal posterior chamber IOL | Bausch and Lomb | enVista Hydrophobic Acrylic Intraocular Lens | MX60E +04.00D | Standalone | DE0007171 | As per HSA registration, except multi-piece monofocal posterior chamber intraocular lenses which may be subsidised for patients who: 1. Have high or very high myopia where single-piece foldable IOLs are not appropriate; or 2. Have inadequate capsular or zonular support such as posterior capsular or zonular defects
Ophthalmic | Intraocular lens replacement | Intraocular lens (IOL) | Monofocal posterior chamber IOL | Bausch and Lomb | enVista Hydrophobic Acrylic Intraocular Lens | MX60E +05.00D | Standalone | DE0007171 | As per HSA registration, except multi-piece monofocal posterior chamber intraocular lenses which may be subsidised for patients who: 1. Have high or very high myopia where single-piece foldable IOLs are not appropriate; or 2. Have inadequate capsular or zonular support such as posterior capsular or zonular defects
Ophthalmic | Intraocular lens replacement | Intraocular lens (IOL) | Monofocal posterior chamber IOL | Bausch and Lomb | enVista Hydrophobic Acrylic Intraocular Lens | MX60E +06.00D | Standalone | DE0007171 | As per HSA registration, except multi-piece monofocal posterior chamber intraocular lenses which may be subsidised for patients who: 1. Have high or very high myopia where single-piece foldable IOLs are not appropriate; or 2. Have inadequate capsular or zonular support such as posterior capsular or zonular defects
Ophthalmic | Intraocular lens replacement | Intraocular lens (IOL) | Monofocal posterior chamber IOL | Bausch and Lomb | enVista Hydrophobic Acrylic Intraocular Lens | MX60E +07.00D | Standalone | DE0007171 | As per HSA registration, except multi-piece monofocal posterior chamber intraocular lenses which may be subsidised for patients who: 1. Have high or very high myopia where single-piece foldable IOLs are not appropriate; or 2. Have inadequate capsular or zonular support such as posterior capsular or zonular defects
Ophthalmic | Intraocular lens replacement | Intraocular lens (IOL) | Monofocal posterior chamber IOL | Bausch and Lomb | enVista Hydrophobic Acrylic Intraocular Lens | MX60E +08.00D | Standalone | DE0007171 | As per HSA registration, except multi-piece monofocal posterior chamber intraocular lenses which may be subsidised for patients who: 1. Have high or very high myopia where single-piece foldable IOLs are not appropriate; or 2. Have inadequate capsular or zonular support such as posterior capsular or zonular defects
Ophthalmic | Intraocular lens replacement | Intraocular lens (IOL) | Monofocal posterior chamber IOL | Bausch and Lomb | enVista Hydrophobic Acrylic Intraocular Lens | MX60E +09.00D | Standalone | DE0007171 | As per HSA registration, except multi-piece monofocal posterior chamber intraocular lenses which may be subsidised for patients who: 1. Have high or very high myopia where single-piece foldable IOLs are not appropriate; or 2. Have inadequate capsular or zonular support such as posterior capsular or zonular defects
Ophthalmic | Intraocular lens replacement | Intraocular lens (IOL) | Monofocal posterior chamber IOL | Bausch and Lomb | enVista Hydrophobic Acrylic Intraocular Lens | MX60E +10.00D | Standalone | DE0007171 | As per HSA registration, except multi-piece monofocal posterior chamber intraocular lenses which may be subsidised for patients who: 1. Have high or very high myopia where single-piece foldable IOLs are not appropriate; or 2. Have inadequate capsular or zonular support such as posterior capsular or zonular defects
Ophthalmic | Intraocular lens replacement | Intraocular lens (IOL) | Monofocal posterior chamber IOL | Bausch and Lomb | enVista Hydrophobic Acrylic Intraocular Lens | MX60E +10.50D | Standalone | DE0007171 | As per HSA registration, except multi-piece monofocal posterior chamber intraocular lenses which may be subsidised for patients who: 1. Have high or very high myopia where single-piece foldable IOLs are not appropriate; or 2. Have inadequate capsular or zonular support such as posterior capsular or zonular defects
Ophthalmic | Intraocular lens replacement | Intraocular lens (IOL) | Monofocal posterior chamber IOL | Bausch and Lomb | enVista Hydrophobic Acrylic Intraocular Lens | MX60E +11.00D | Standalone | DE0007171 | As per HSA registration, except multi-piece monofocal posterior chamber intraocular lenses which may be subsidised for patients who: 1. Have high or very high myopia where single-piece foldable IOLs are not appropriate; or 2. Have inadequate capsular or zonular support such as posterior capsular or zonular defects
Ophthalmic | Intraocular lens replacement | Intraocular lens (IOL) | Monofocal posterior chamber IOL | Bausch and Lomb | enVista Hydrophobic Acrylic Intraocular Lens | MX60E +11.50D | Standalone | DE0007171 | As per HSA registration, except multi-piece monofocal posterior chamber intraocular lenses which may be subsidised for patients who: 1. Have high or very high myopia where single-piece foldable IOLs are not appropriate; or 2. Have inadequate capsular or zonular support such as posterior capsular or zonular defects
Ophthalmic | Intraocular lens replacement | Intraocular lens (IOL) | Monofocal posterior chamber IOL | Bausch and Lomb | enVista Hydrophobic Acrylic Intraocular Lens | MX60E +12.00D | Standalone | DE0007171 | As per HSA registration, except multi-piece monofocal posterior chamber intraocular lenses which may be subsidised for patients who: 1. Have high or very high myopia where single-piece foldable IOLs are not appropriate; or 2. Have inadequate capsular or zonular support such as posterior capsular or zonular defects
Ophthalmic | Intraocular lens replacement | Intraocular lens (IOL) | Monofocal posterior chamber IOL | Bausch and Lomb | enVista Hydrophobic Acrylic Intraocular Lens | MX60E +12.50D | Standalone | DE0007171 | As per HSA registration, except multi-piece monofocal posterior chamber intraocular lenses which may be subsidised for patients who: 1. Have high or very high myopia where single-piece foldable IOLs are not appropriate; or 2. Have inadequate capsular or zonular support such as posterior capsular or zonular defects
Ophthalmic | Intraocular lens replacement | Intraocular lens (IOL) | Monofocal posterior chamber IOL | Bausch and Lomb | enVista Hydrophobic Acrylic Intraocular Lens | MX60E +13.00D | Standalone | DE0007171 | As per HSA registration, except multi-piece monofocal posterior chamber intraocular lenses which may be subsidised for patients who: 1. Have high or very high myopia where single-piece foldable IOLs are not appropriate; or 2. Have inadequate capsular or zonular support such as posterior capsular or zonular defects
Ophthalmic | Intraocular lens replacement | Intraocular lens (IOL) | Monofocal posterior chamber IOL | Bausch and Lomb | enVista Hydrophobic Acrylic Intraocular Lens | MX60E +13.50D | Standalone | DE0007171 | As per HSA registration, except multi-piece monofocal posterior chamber intraocular lenses which may be subsidised for patients who: 1. Have high or very high myopia where single-piece foldable IOLs are not appropriate; or 2. Have inadequate capsular or zonular support such as posterior capsular or zonular defects
Ophthalmic | Intraocular lens replacement | Intraocular lens (IOL) | Monofocal posterior chamber IOL | Bausch and Lomb | enVista Hydrophobic Acrylic Intraocular Lens | MX60E +14.00D | Standalone | DE0007171 | As per HSA registration, except multi-piece monofocal posterior chamber intraocular lenses which may be subsidised for patients who: 1. Have high or very high myopia where single-piece foldable IOLs are not appropriate; or 2. Have inadequate capsular or zonular support such as posterior capsular or zonular defects
Ophthalmic | Intraocular lens replacement | Intraocular lens (IOL) | Monofocal posterior chamber IOL | Bausch and Lomb | enVista Hydrophobic Acrylic Intraocular Lens | MX60E +14.50D | Standalone | DE0007171 | As per HSA registration, except multi-piece monofocal posterior chamber intraocular lenses which may be subsidised for patients who: 1. Have high or very high myopia where single-piece foldable IOLs are not appropriate; or 2. Have inadequate capsular or zonular support such as posterior capsular or zonular defects
Ophthalmic | Intraocular lens replacement | Intraocular lens (IOL) | Monofocal posterior chamber IOL | Bausch and Lomb | enVista Hydrophobic Acrylic Intraocular Lens | MX60E +15.00D | Standalone | DE0007171 | As per HSA registration, except multi-piece monofocal posterior chamber intraocular lenses which may be subsidised for patients who: 1. Have high or very high myopia where single-piece foldable IOLs are not appropriate; or 2. Have inadequate capsular or zonular support such as posterior capsular or zonular defects
Ophthalmic | Intraocular lens replacement | Intraocular lens (IOL) | Monofocal posterior chamber IOL | Bausch and Lomb | enVista Hydrophobic Acrylic Intraocular Lens | MX60E +15.50D | Standalone | DE0007171 | As per HSA registration, except multi-piece monofocal posterior chamber intraocular lenses which may be subsidised for patients who: 1. Have high or very high myopia where single-piece foldable IOLs are not appropriate; or 2. Have inadequate capsular or zonular support such as posterior capsular or zonular defects
Ophthalmic | Intraocular lens replacement | Intraocular lens (IOL) | Monofocal posterior chamber IOL | Bausch and Lomb | enVista Hydrophobic Acrylic Intraocular Lens | MX60E +16.00D | Standalone | DE0007171 | As per HSA registration, except multi-piece monofocal posterior chamber intraocular lenses which may be subsidised for patients who: 1. Have high or very high myopia where single-piece foldable IOLs are not appropriate; or 2. Have inadequate capsular or zonular support such as posterior capsular or zonular defects
Ophthalmic | Intraocular lens replacement | Intraocular lens (IOL) | Monofocal posterior chamber IOL | Bausch and Lomb | enVista Hydrophobic Acrylic Intraocular Lens | MX60E +16.50D | Standalone | DE0007171 | As per HSA registration, except multi-piece monofocal posterior chamber intraocular lenses which may be subsidised for patients who: 1. Have high or very high myopia where single-piece foldable IOLs are not appropriate; or 2. Have inadequate capsular or zonular support such as posterior capsular or zonular defects
Ophthalmic | Intraocular lens replacement | Intraocular lens (IOL) | Monofocal posterior chamber IOL | Bausch and Lomb | enVista Hydrophobic Acrylic Intraocular Lens | MX60E +17.00D | Standalone | DE0007171 | As per HSA registration, except multi-piece monofocal posterior chamber intraocular lenses which may be subsidised for patients who: 1. Have high or very high myopia where single-piece foldable IOLs are not appropriate; or 2. Have inadequate capsular or zonular support such as posterior capsular or zonular defects
Ophthalmic | Intraocular lens replacement | Intraocular lens (IOL) | Monofocal posterior chamber IOL | Bausch and Lomb | enVista Hydrophobic Acrylic Intraocular Lens | MX60E +17.50D | Standalone | DE0007171 | As per HSA registration, except multi-piece monofocal posterior chamber intraocular lenses which may be subsidised for patients who: 1. Have high or very high myopia where single-piece foldable IOLs are not appropriate; or 2. Have inadequate capsular or zonular support such as posterior capsular or zonular defects
Ophthalmic | Intraocular lens replacement | Intraocular lens (IOL) | Monofocal posterior chamber IOL | Bausch and Lomb | enVista Hydrophobic Acrylic Intraocular Lens | MX60E +18.00D | Standalone | DE0007171 | As per HSA registration, except multi-piece monofocal posterior chamber intraocular lenses which may be subsidised for patients who: 1. Have high or very high myopia where single-piece foldable IOLs are not appropriate; or 2. Have inadequate capsular or zonular support such as posterior capsular or zonular defects
Ophthalmic | Intraocular lens replacement | Intraocular lens (IOL) | Monofocal posterior chamber IOL | Bausch and Lomb | enVista Hydrophobic Acrylic Intraocular Lens | MX60E +18.50D | Standalone | DE0007171 | As per HSA registration, except multi-piece monofocal posterior chamber intraocular lenses which may be subsidised for patients who: 1. Have high or very high myopia where single-piece foldable IOLs are not appropriate; or 2. Have inadequate capsular or zonular support such as posterior capsular or zonular defects
Ophthalmic | Intraocular lens replacement | Intraocular lens (IOL) | Monofocal posterior chamber IOL | Bausch and Lomb | enVista Hydrophobic Acrylic Intraocular Lens | MX60E +19.00D | Standalone | DE0007171 | As per HSA registration, except multi-piece monofocal posterior chamber intraocular lenses which may be subsidised for patients who: 1. Have high or very high myopia where single-piece foldable IOLs are not appropriate; or 2. Have inadequate capsular or zonular support such as posterior capsular or zonular defects
Ophthalmic | Intraocular lens replacement | Intraocular lens (IOL) | Monofocal posterior chamber IOL | Bausch and Lomb | enVista Hydrophobic Acrylic Intraocular Lens | MX60E +19.50D | Standalone | DE0007171 | As per HSA registration, except multi-piece monofocal posterior chamber intraocular lenses which may be subsidised for patients who: 1. Have high or very high myopia where single-piece foldable IOLs are not appropriate; or 2. Have inadequate capsular or zonular support such as posterior capsular or zonular defects
Ophthalmic | Intraocular lens replacement | Intraocular lens (IOL) | Monofocal posterior chamber IOL | Bausch and Lomb | enVista Hydrophobic Acrylic Intraocular Lens | MX60E +20.00D | Standalone | DE0007171 | As per HSA registration, except multi-piece monofocal posterior chamber intraocular lenses which may be subsidised for patients who: 1. Have high or very high myopia where single-piece foldable IOLs are not appropriate; or 2. Have inadequate capsular or zonular support such as posterior capsular or zonular defects
Ophthalmic | Intraocular lens replacement | Intraocular lens (IOL) | Monofocal posterior chamber IOL | Bausch and Lomb | enVista Hydrophobic Acrylic Intraocular Lens | MX60E +20.50D | Standalone | DE0007171 | As per HSA registration, except multi-piece monofocal posterior chamber intraocular lenses which may be subsidised for patients who: 1. Have high or very high myopia where single-piece foldable IOLs are not appropriate; or 2. Have inadequate capsular or zonular support such as posterior capsular or zonular defects
Ophthalmic | Intraocular lens replacement | Intraocular lens (IOL) | Monofocal posterior chamber IOL | Bausch and Lomb | enVista Hydrophobic Acrylic Intraocular Lens | MX60E +21.00D | Standalone | DE0007171 | As per HSA registration, except multi-piece monofocal posterior chamber intraocular lenses which may be subsidised for patients who: 1. Have high or very high myopia where single-piece foldable IOLs are not appropriate; or 2. Have inadequate capsular or zonular support such as posterior capsular or zonular defects
Ophthalmic | Intraocular lens replacement | Intraocular lens (IOL) | Monofocal posterior chamber IOL | Bausch and Lomb | enVista Hydrophobic Acrylic Intraocular Lens | MX60E +21.50D | Standalone | DE0007171 | As per HSA registration, except multi-piece monofocal posterior chamber intraocular lenses which may be subsidised for patients who: 1. Have high or very high myopia where single-piece foldable IOLs are not appropriate; or 2. Have inadequate capsular or zonular support such as posterior capsular or zonular defects
Ophthalmic | Intraocular lens replacement | Intraocular lens (IOL) | Monofocal posterior chamber IOL | Bausch and Lomb | enVista Hydrophobic Acrylic Intraocular Lens | MX60E +22.00D | Standalone | DE0007171 | As per HSA registration, except multi-piece monofocal posterior chamber intraocular lenses which may be subsidised for patients who: 1. Have high or very high myopia where single-piece foldable IOLs are not appropriate; or 2. Have inadequate capsular or zonular support such as posterior capsular or zonular defects
Ophthalmic | Intraocular lens replacement | Intraocular lens (IOL) | Monofocal posterior chamber IOL | Bausch and Lomb | enVista Hydrophobic Acrylic Intraocular Lens | MX60E +22.50D | Standalone | DE0007171 | As per HSA registration, except multi-piece monofocal posterior chamber intraocular lenses which may be subsidised for patients who: 1. Have high or very high myopia where single-piece foldable IOLs are not appropriate; or 2. Have inadequate capsular or zonular support such as posterior capsular or zonular defects
Ophthalmic | Intraocular lens replacement | Intraocular lens (IOL) | Monofocal posterior chamber IOL | Bausch and Lomb | enVista Hydrophobic Acrylic Intraocular Lens | MX60E +23.00D | Standalone | DE0007171 | As per HSA registration, except multi-piece monofocal posterior chamber intraocular lenses which may be subsidised for patients who: 1. Have high or very high myopia where single-piece foldable IOLs are not appropriate; or 2. Have inadequate capsular or zonular support such as posterior capsular or zonular defects
Ophthalmic | Intraocular lens replacement | Intraocular lens (IOL) | Monofocal posterior chamber IOL | Bausch and Lomb | enVista Hydrophobic Acrylic Intraocular Lens | MX60E +23.50D | Standalone | DE0007171 | As per HSA registration, except multi-piece monofocal posterior chamber intraocular lenses which may be subsidised for patients who: 1. Have high or very high myopia where single-piece foldable IOLs are not appropriate; or 2. Have inadequate capsular or zonular support such as posterior capsular or zonular defects
Ophthalmic | Intraocular lens replacement | Intraocular lens (IOL) | Monofocal posterior chamber IOL | Bausch and Lomb | enVista Hydrophobic Acrylic Intraocular Lens | MX60E +24.00D | Standalone | DE0007171 | As per HSA registration, except multi-piece monofocal posterior chamber intraocular lenses which may be subsidised for patients who: 1. Have high or very high myopia where single-piece foldable IOLs are not appropriate; or 2. Have inadequate capsular or zonular support such as posterior capsular or zonular defects
Ophthalmic | Intraocular lens replacement | Intraocular lens (IOL) | Monofocal posterior chamber IOL | Bausch and Lomb | enVista Hydrophobic Acrylic Intraocular Lens | MX60E +24.50D | Standalone | DE0007171 | As per HSA registration, except multi-piece monofocal posterior chamber intraocular lenses which may be subsidised for patients who: 1. Have high or very high myopia where single-piece foldable IOLs are not appropriate; or 2. Have inadequate capsular or zonular support such as posterior capsular or zonular defects
Ophthalmic | Intraocular lens replacement | Intraocular lens (IOL) | Monofocal posterior chamber IOL | Bausch and Lomb | enVista Hydrophobic Acrylic Intraocular Lens | MX60E +25.00D | Standalone | DE0007171 | As per HSA registration, except multi-piece monofocal posterior chamber intraocular lenses which may be subsidised for patients who: 1. Have high or very high myopia where single-piece foldable IOLs are not appropriate; or 2. Have inadequate capsular or zonular support such as posterior capsular or zonular defects
Ophthalmic | Intraocular lens replacement | Intraocular lens (IOL) | Monofocal posterior chamber IOL | Bausch and Lomb | enVista Hydrophobic Acrylic Intraocular Lens | MX60E +25.50D | Standalone | DE0007171 | As per HSA registration, except multi-piece monofocal posterior chamber intraocular lenses which may be subsidised for patients who: 1. Have high or very high myopia where single-piece foldable IOLs are not appropriate; or 2. Have inadequate capsular or zonular support such as posterior capsular or zonular defects
Ophthalmic | Intraocular lens replacement | Intraocular lens (IOL) | Monofocal posterior chamber IOL | Bausch and Lomb | enVista Hydrophobic Acrylic Intraocular Lens | MX60E +26.00D | Standalone | DE0007171 | As per HSA registration, except multi-piece monofocal posterior chamber intraocular lenses which may be subsidised for patients who: 1. Have high or very high myopia where single-piece foldable IOLs are not appropriate; or 2. Have inadequate capsular or zonular support such as posterior capsular or zonular defects
Ophthalmic | Intraocular lens replacement | Intraocular lens (IOL) | Monofocal posterior chamber IOL | Bausch and Lomb | enVista Hydrophobic Acrylic Intraocular Lens | MX60E +26.50D | Standalone | DE0007171 | As per HSA registration, except multi-piece monofocal posterior chamber intraocular lenses which may be subsidised for patients who: 1. Have high or very high myopia where single-piece foldable IOLs are not appropriate; or 2. Have inadequate capsular or zonular support such as posterior capsular or zonular defects
Ophthalmic | Intraocular lens replacement | Intraocular lens (IOL) | Monofocal posterior chamber IOL | Bausch and Lomb | enVista Hydrophobic Acrylic Intraocular Lens | MX60E +27.00D | Standalone | DE0007171 | As per HSA registration, except multi-piece monofocal posterior chamber intraocular lenses which may be subsidised for patients who: 1. Have high or very high myopia where single-piece foldable IOLs are not appropriate; or 2. Have inadequate capsular or zonular support such as posterior capsular or zonular defects
Ophthalmic | Intraocular lens replacement | Intraocular lens (IOL) | Monofocal posterior chamber IOL | Bausch and Lomb | enVista Hydrophobic Acrylic Intraocular Lens | MX60E +27.50D | Standalone | DE0007171 | As per HSA registration, except multi-piece monofocal posterior chamber intraocular lenses which may be subsidised for patients who: 1. Have high or very high myopia where single-piece foldable IOLs are not appropriate; or 2. Have inadequate capsular or zonular support such as posterior capsular or zonular defects
Ophthalmic | Intraocular lens replacement | Intraocular lens (IOL) | Monofocal posterior chamber IOL | Bausch and Lomb | enVista Hydrophobic Acrylic Intraocular Lens | MX60E +28.00D | Standalone | DE0007171 | As per HSA registration, except multi-piece monofocal posterior chamber intraocular lenses which may be subsidised for patients who: 1. Have high or very high myopia where single-piece foldable IOLs are not appropriate; or 2. Have inadequate capsular or zonular support such as posterior capsular or zonular defects
Ophthalmic | Intraocular lens replacement | Intraocular lens (IOL) | Monofocal posterior chamber IOL | Bausch and Lomb | enVista Hydrophobic Acrylic Intraocular Lens | MX60E +28.50D | Standalone | DE0007171 | As per HSA registration, except multi-piece monofocal posterior chamber intraocular lenses which may be subsidised for patients who: 1. Have high or very high myopia where single-piece foldable IOLs are not appropriate; or 2. Have inadequate capsular or zonular support such as posterior capsular or zonular defects
Ophthalmic | Intraocular lens replacement | Intraocular lens (IOL) | Monofocal posterior chamber IOL | Bausch and Lomb | enVista Hydrophobic Acrylic Intraocular Lens | MX60E +29.00D | Standalone | DE0007171 | As per HSA registration, except multi-piece monofocal posterior chamber intraocular lenses which may be subsidised for patients who: 1. Have high or very high myopia where single-piece foldable IOLs are not appropriate; or 2. Have inadequate capsular or zonular support such as posterior capsular or zonular defects
Ophthalmic | Intraocular lens replacement | Intraocular lens (IOL) | Monofocal posterior chamber IOL | Bausch and Lomb | enVista Hydrophobic Acrylic Intraocular Lens | MX60E +29.50D | Standalone | DE0007171 | As per HSA registration, except multi-piece monofocal posterior chamber intraocular lenses which may be subsidised for patients who: 1. Have high or very high myopia where single-piece foldable IOLs are not appropriate; or 2. Have inadequate capsular or zonular support such as posterior capsular or zonular defects
Ophthalmic | Intraocular lens replacement | Intraocular lens (IOL) | Monofocal posterior chamber IOL | Bausch and Lomb | enVista Hydrophobic Acrylic Intraocular Lens | MX60E +30.00D | Standalone | DE0007171 | As per HSA registration, except multi-piece monofocal posterior chamber intraocular lenses which may be subsidised for patients who: 1. Have high or very high myopia where single-piece foldable IOLs are not appropriate; or 2. Have inadequate capsular or zonular support such as posterior capsular or zonular defects
Ophthalmic | Intraocular lens replacement | Intraocular lens (IOL) | Monofocal posterior chamber IOL | Bausch and Lomb | enVista Hydrophobic Acrylic Intraocular Lens | MX60E +31.00D | Standalone | DE0007171 | As per HSA registration, except multi-piece monofocal posterior chamber intraocular lenses which may be subsidised for patients who: 1. Have high or very high myopia where single-piece foldable IOLs are not appropriate; or 2. Have inadequate capsular or zonular support such as posterior capsular or zonular defects
Ophthalmic | Intraocular lens replacement | Intraocular lens (IOL) | Monofocal posterior chamber IOL | Bausch and Lomb | enVista Hydrophobic Acrylic Intraocular Lens | MX60E +32.00D | Standalone | DE0007171 | As per HSA registration, except multi-piece monofocal posterior chamber intraocular lenses which may be subsidised for patients who: 1. Have high or very high myopia where single-piece foldable IOLs are not appropriate; or 2. Have inadequate capsular or zonular support such as posterior capsular or zonular defects
Ophthalmic | Intraocular lens replacement | Intraocular lens (IOL) | Monofocal posterior chamber IOL | Bausch and Lomb | enVista Hydrophobic Acrylic Intraocular Lens | MX60E +33.00D | Standalone | DE0007171 | As per HSA registration, except multi-piece monofocal posterior chamber intraocular lenses which may be subsidised for patients who: 1. Have high or very high myopia where single-piece foldable IOLs are not appropriate; or 2. Have inadequate capsular or zonular support such as posterior capsular or zonular defects
Ophthalmic | Intraocular lens replacement | Intraocular lens (IOL) | Monofocal posterior chamber IOL | Bausch and Lomb | enVista Hydrophobic Acrylic Intraocular Lens | MX60E +34.00D | Standalone | DE0007171 | As per HSA registration, except multi-piece monofocal posterior chamber intraocular lenses which may be subsidised for patients who: 1. Have high or very high myopia where single-piece foldable IOLs are not appropriate; or 2. Have inadequate capsular or zonular support such as posterior capsular or zonular defects
Ophthalmic | Intraocular lens replacement | Intraocular lens (IOL) | Monofocal posterior chamber IOL | Carl Zeiss | CT LUCIA 621P TIP2.2 DPT 00.0 | CT LUCIA 621P TIP2.2 DPT 00.0 | Standalone | DE0506025 | As per HSA registration, except multi-piece monofocal posterior chamber intraocular lenses which may be subsidised for patients who: 1. Have high or very high myopia where single-piece foldable IOLs are not appropriate; or 2. Have inadequate capsular or zonular support such as posterior capsular or zonular defects
Ophthalmic | Intraocular lens replacement | Intraocular lens (IOL) | Monofocal posterior chamber IOL | Carl Zeiss | CT LUCIA 621P TIP2.2 DPT 00.5 | CT LUCIA 621P TIP2.2 DPT 00.5 | Standalone | DE0506025 | As per HSA registration, except multi-piece monofocal posterior chamber intraocular lenses which may be subsidised for patients who: 1. Have high or very high myopia where single-piece foldable IOLs are not appropriate; or 2. Have inadequate capsular or zonular support such as posterior capsular or zonular defects
Ophthalmic | Intraocular lens replacement | Intraocular lens (IOL) | Monofocal posterior chamber IOL | Carl Zeiss | CT LUCIA 621P TIP2.2 DPT 01.0 | CT LUCIA 621P TIP2.2 DPT 01.0 | Standalone | DE0506025 | As per HSA registration, except multi-piece monofocal posterior chamber intraocular lenses which may be subsidised for patients who: 1. Have high or very high myopia where single-piece foldable IOLs are not appropriate; or 2. Have inadequate capsular or zonular support such as posterior capsular or zonular defects
Ophthalmic | Intraocular lens replacement | Intraocular lens (IOL) | Monofocal posterior chamber IOL | Carl Zeiss | CT LUCIA 621P TIP2.2 DPT 01.5 | CT LUCIA 621P TIP2.2 DPT 01.5 | Standalone | DE0506025 | As per HSA registration, except multi-piece monofocal posterior chamber intraocular lenses which may be subsidised for patients who: 1. Have high or very high myopia where single-piece foldable IOLs are not appropriate; or 2. Have inadequate capsular or zonular support such as posterior capsular or zonular defects
Ophthalmic | Intraocular lens replacement | Intraocular lens (IOL) | Monofocal posterior chamber IOL | Carl Zeiss | CT LUCIA 621P TIP2.2 DPT 02.0 | CT LUCIA 621P TIP2.2 DPT 02.0 | Standalone | DE0506025 | As per HSA registration, except multi-piece monofocal posterior chamber intraocular lenses which may be subsidised for patients who: 1. Have high or very high myopia where single-piece foldable IOLs are not appropriate; or 2. Have inadequate capsular or zonular support such as posterior capsular or zonular defects
Ophthalmic | Intraocular lens replacement | Intraocular lens (IOL) | Monofocal posterior chamber IOL | Carl Zeiss | CT LUCIA 621P TIP2.2 DPT 02.5 | CT LUCIA 621P TIP2.2 DPT 02.5 | Standalone | DE0506025 | As per HSA registration, except multi-piece monofocal posterior chamber intraocular lenses which may be subsidised for patients who: 1. Have high or very high myopia where single-piece foldable IOLs are not appropriate; or 2. Have inadequate capsular or zonular support such as posterior capsular or zonular defects
Ophthalmic | Intraocular lens replacement | Intraocular lens (IOL) | Monofocal posterior chamber IOL | Carl Zeiss | CT LUCIA 621P TIP2.2 DPT 03.0 | CT LUCIA 621P TIP2.2 DPT 03.0 | Standalone | DE0506025 | As per HSA registration, except multi-piece monofocal posterior chamber intraocular lenses which may be subsidised for patients who: 1. Have high or very high myopia where single-piece foldable IOLs are not appropriate; or 2. Have inadequate capsular or zonular support such as posterior capsular or zonular defects
Ophthalmic | Intraocular lens replacement | Intraocular lens (IOL) | Monofocal posterior chamber IOL | Carl Zeiss | CT LUCIA 621P TIP2.2 DPT 03.5 | CT LUCIA 621P TIP2.2 DPT 03.5 | Standalone | DE0506025 | As per HSA registration, except multi-piece monofocal posterior chamber intraocular lenses which may be subsidised for patients who: 1. Have high or very high myopia where single-piece foldable IOLs are not appropriate; or 2. Have inadequate capsular or zonular support such as posterior capsular or zonular defects
Ophthalmic | Intraocular lens replacement | Intraocular lens (IOL) | Monofocal posterior chamber IOL | Carl Zeiss | CT LUCIA 621P TIP2.2 DPT 04.0 | CT LUCIA 621P TIP2.2 DPT 04.0 | Standalone | DE0506025 | As per HSA registration, except multi-piece monofocal posterior chamber intraocular lenses which may be subsidised for patients who: 1. Have high or very high myopia where single-piece foldable IOLs are not appropriate; or 2. Have inadequate capsular or zonular support such as posterior capsular or zonular defects
Ophthalmic | Intraocular lens replacement | Intraocular lens (IOL) | Monofocal posterior chamber IOL | Carl Zeiss | CT LUCIA 621P TIP2.2 DPT 04.5 | CT LUCIA 621P TIP2.2 DPT 04.5 | Standalone | DE0506025 | As per HSA registration, except multi-piece monofocal posterior chamber intraocular lenses which may be subsidised for patients who: 1. Have high or very high myopia where single-piece foldable IOLs are not appropriate; or 2. Have inadequate capsular or zonular support such as posterior capsular or zonular defects
Ophthalmic | Intraocular lens replacement | Intraocular lens (IOL) | Monofocal posterior chamber IOL | Carl Zeiss | CT LUCIA 621P TIP2.2 DPT 05.0 | CT LUCIA 621P TIP2.2 DPT 05.0 | Standalone | DE0506025 | As per HSA registration, except multi-piece monofocal posterior chamber intraocular lenses which may be subsidised for patients who: 1. Have high or very high myopia where single-piece foldable IOLs are not appropriate; or 2. Have inadequate capsular or zonular support such as posterior capsular or zonular defects
Ophthalmic | Intraocular lens replacement | Intraocular lens (IOL) | Monofocal posterior chamber IOL | Carl Zeiss | CT LUCIA 621P TIP2.2 DPT 05.5 | CT LUCIA 621P TIP2.2 DPT 05.5 | Standalone | DE0506025 | As per HSA registration, except multi-piece monofocal posterior chamber intraocular lenses which may be subsidised for patients who: 1. Have high or very high myopia where single-piece foldable IOLs are not appropriate; or 2. Have inadequate capsular or zonular support such as posterior capsular or zonular defects
Ophthalmic | Intraocular lens replacement | Intraocular lens (IOL) | Monofocal posterior chamber IOL | Carl Zeiss | CT LUCIA 621P TIP2.2 DPT 06.0 | CT LUCIA 621P TIP2.2 DPT 06.0 | Standalone | DE0506025 | As per HSA registration, except multi-piece monofocal posterior chamber intraocular lenses which may be subsidised for patients who: 1. Have high or very high myopia where single-piece foldable IOLs are not appropriate; or 2. Have inadequate capsular or zonular support such as posterior capsular or zonular defects
Ophthalmic | Intraocular lens replacement | Intraocular lens (IOL) | Monofocal posterior chamber IOL | Carl Zeiss | CT LUCIA 621P TIP2.2 DPT 06.5 | CT LUCIA 621P TIP2.2 DPT 06.5 | Standalone | DE0506025 | As per HSA registration, except multi-piece monofocal posterior chamber intraocular lenses which may be subsidised for patients who: 1. Have high or very high myopia where single-piece foldable IOLs are not appropriate; or 2. Have inadequate capsular or zonular support such as posterior capsular or zonular defects
Ophthalmic | Intraocular lens replacement | Intraocular lens (IOL) | Monofocal posterior chamber IOL | Carl Zeiss | CT LUCIA 621P TIP2.2 DPT 07.0 | CT LUCIA 621P TIP2.2 DPT 07.0 | Standalone | DE0506025 | As per HSA registration, except multi-piece monofocal posterior chamber intraocular lenses which may be subsidised for patients who: 1. Have high or very high myopia where single-piece foldable IOLs are not appropriate; or 2. Have inadequate capsular or zonular support such as posterior capsular or zonular defects
Ophthalmic | Intraocular lens replacement | Intraocular lens (IOL) | Monofocal posterior chamber IOL | Carl Zeiss | CT LUCIA 621P TIP2.2 DPT 07.5 | CT LUCIA 621P TIP2.2 DPT 07.5 | Standalone | DE0506025 | As per HSA registration, except multi-piece monofocal posterior chamber intraocular lenses which may be subsidised for patients who: 1. Have high or very high myopia where single-piece foldable IOLs are not appropriate; or 2. Have inadequate capsular or zonular support such as posterior capsular or zonular defects
Ophthalmic | Intraocular lens replacement | Intraocular lens (IOL) | Monofocal posterior chamber IOL | Carl Zeiss | CT LUCIA 621P TIP2.2 DPT 08.0 | CT LUCIA 621P TIP2.2 DPT 08.0 | Standalone | DE0506025 | As per HSA registration, except multi-piece monofocal posterior chamber intraocular lenses which may be subsidised for patients who: 1. Have high or very high myopia where single-piece foldable IOLs are not appropriate; or 2. Have inadequate capsular or zonular support such as posterior capsular or zonular defects
Ophthalmic | Intraocular lens replacement | Intraocular lens (IOL) | Monofocal posterior chamber IOL | Carl Zeiss | CT LUCIA 621P TIP2.2 DPT 08.5 | CT LUCIA 621P TIP2.2 DPT 08.5 | Standalone | DE0506025 | As per HSA registration, except multi-piece monofocal posterior chamber intraocular lenses which may be subsidised for patients who: 1. Have high or very high myopia where single-piece foldable IOLs are not appropriate; or 2. Have inadequate capsular or zonular support such as posterior capsular or zonular defects
Ophthalmic | Intraocular lens replacement | Intraocular lens (IOL) | Monofocal posterior chamber IOL | Carl Zeiss | CT LUCIA 621P TIP2.2 DPT 09.0 | CT LUCIA 621P TIP2.2 DPT 09.0 | Standalone | DE0506025 | As per HSA registration, except multi-piece monofocal posterior chamber intraocular lenses which may be subsidised for patients who: 1. Have high or very high myopia where single-piece foldable IOLs are not appropriate; or 2. Have inadequate capsular or zonular support such as posterior capsular or zonular defects
Ophthalmic | Intraocular lens replacement | Intraocular lens (IOL) | Monofocal posterior chamber IOL | Carl Zeiss | CT LUCIA 621P TIP2.2 DPT 09.5 | CT LUCIA 621P TIP2.2 DPT 09.5 | Standalone | DE0506025 | As per HSA registration, except multi-piece monofocal posterior chamber intraocular lenses which may be subsidised for patients who: 1. Have high or very high myopia where single-piece foldable IOLs are not appropriate; or 2. Have inadequate capsular or zonular support such as posterior capsular or zonular defects
Ophthalmic | Intraocular lens replacement | Intraocular lens (IOL) | Monofocal posterior chamber IOL | Carl Zeiss | CT LUCIA 621P TIP2.2 DPT 10.0 | CT LUCIA 621P TIP2.2 DPT 10.0 | Standalone | DE0506025 | As per HSA registration, except multi-piece monofocal posterior chamber intraocular lenses which may be subsidised for patients who: 1. Have high or very high myopia where single-piece foldable IOLs are not appropriate; or 2. Have inadequate capsular or zonular support such as posterior capsular or zonular defects
Ophthalmic | Intraocular lens replacement | Intraocular lens (IOL) | Monofocal posterior chamber IOL | Carl Zeiss | CT LUCIA 621P TIP2.2 DPT 10.5 | CT LUCIA 621P TIP2.2 DPT 10.5 | Standalone | DE0506025 | As per HSA registration, except multi-piece monofocal posterior chamber intraocular lenses which may be subsidised for patients who: 1. Have high or very high myopia where single-piece foldable IOLs are not appropriate; or 2. Have inadequate capsular or zonular support such as posterior capsular or zonular defects
Ophthalmic | Intraocular lens replacement | Intraocular lens (IOL) | Monofocal posterior chamber IOL | Carl Zeiss | CT LUCIA 621P TIP2.2 DPT 11.0 | CT LUCIA 621P TIP2.2 DPT 11.0 | Standalone | DE0506025 | As per HSA registration, except multi-piece monofocal posterior chamber intraocular lenses which may be subsidised for patients who: 1. Have high or very high myopia where single-piece foldable IOLs are not appropriate; or 2. Have inadequate capsular or zonular support such as posterior capsular or zonular defects
Ophthalmic | Intraocular lens replacement | Intraocular lens (IOL) | Monofocal posterior chamber IOL | Carl Zeiss | CT LUCIA 621P TIP2.2 DPT 11.5 | CT LUCIA 621P TIP2.2 DPT 11.5 | Standalone | DE0506025 | As per HSA registration, except multi-piece monofocal posterior chamber intraocular lenses which may be subsidised for patients who: 1. Have high or very high myopia where single-piece foldable IOLs are not appropriate; or 2. Have inadequate capsular or zonular support such as posterior capsular or zonular defects
Ophthalmic | Intraocular lens replacement | Intraocular lens (IOL) | Monofocal posterior chamber IOL | Carl Zeiss | CT LUCIA 621P TIP2.2 DPT 12.0 | CT LUCIA 621P TIP2.2 DPT 12.0 | Standalone | DE0506025 | As per HSA registration, except multi-piece monofocal posterior chamber intraocular lenses which may be subsidised for patients who: 1. Have high or very high myopia where single-piece foldable IOLs are not appropriate; or 2. Have inadequate capsular or zonular support such as posterior capsular or zonular defects
Ophthalmic | Intraocular lens replacement | Intraocular lens (IOL) | Monofocal posterior chamber IOL | Carl Zeiss | CT LUCIA 621P TIP2.2 DPT 12.5 | CT LUCIA 621P TIP2.2 DPT 12.5 | Standalone | DE0506025 | As per HSA registration, except multi-piece monofocal posterior chamber intraocular lenses which may be subsidised for patients who: 1. Have high or very high myopia where single-piece foldable IOLs are not appropriate; or 2. Have inadequate capsular or zonular support such as posterior capsular or zonular defects
Ophthalmic | Intraocular lens replacement | Intraocular lens (IOL) | Monofocal posterior chamber IOL | Carl Zeiss | CT LUCIA 621P TIP2.2 DPT 13.0 | CT LUCIA 621P TIP2.2 DPT 13.0 | Standalone | DE0506025 | As per HSA registration, except multi-piece monofocal posterior chamber intraocular lenses which may be subsidised for patients who: 1. Have high or very high myopia where single-piece foldable IOLs are not appropriate; or 2. Have inadequate capsular or zonular support such as posterior capsular or zonular defects
Ophthalmic | Intraocular lens replacement | Intraocular lens (IOL) | Monofocal posterior chamber IOL | Carl Zeiss | CT LUCIA 621P TIP2.2 DPT 13.5 | CT LUCIA 621P TIP2.2 DPT 13.5 | Standalone | DE0506025 | As per HSA registration, except multi-piece monofocal posterior chamber intraocular lenses which may be subsidised for patients who: 1. Have high or very high myopia where single-piece foldable IOLs are not appropriate; or 2. Have inadequate capsular or zonular support such as posterior capsular or zonular defects
Ophthalmic | Intraocular lens replacement | Intraocular lens (IOL) | Monofocal posterior chamber IOL | Carl Zeiss | CT LUCIA 621P TIP2.2 DPT 14.0 | CT LUCIA 621P TIP2.2 DPT 14.0 | Standalone | DE0506025 | As per HSA registration, except multi-piece monofocal posterior chamber intraocular lenses which may be subsidised for patients who: 1. Have high or very high myopia where single-piece foldable IOLs are not appropriate; or 2. Have inadequate capsular or zonular support such as posterior capsular or zonular defects
Ophthalmic | Intraocular lens replacement | Intraocular lens (IOL) | Monofocal posterior chamber IOL | Carl Zeiss | CT LUCIA 621P TIP2.2 DPT 14.5 | CT LUCIA 621P TIP2.2 DPT 14.5 | Standalone | DE0506025 | As per HSA registration, except multi-piece monofocal posterior chamber intraocular lenses which may be subsidised for patients who: 1. Have high or very high myopia where single-piece foldable IOLs are not appropriate; or 2. Have inadequate capsular or zonular support such as posterior capsular or zonular defects
Ophthalmic | Intraocular lens replacement | Intraocular lens (IOL) | Monofocal posterior chamber IOL | Carl Zeiss | CT LUCIA 621P TIP2.2 DPT 15.0 | CT LUCIA 621P TIP2.2 DPT 15.0 | Standalone | DE0506025 | As per HSA registration, except multi-piece monofocal posterior chamber intraocular lenses which may be subsidised for patients who: 1. Have high or very high myopia where single-piece foldable IOLs are not appropriate; or 2. Have inadequate capsular or zonular support such as posterior capsular or zonular defects
Ophthalmic | Intraocular lens replacement | Intraocular lens (IOL) | Monofocal posterior chamber IOL | Carl Zeiss | CT LUCIA 621P TIP2.2 DPT 15.5 | CT LUCIA 621P TIP2.2 DPT 15.5 | Standalone | DE0506025 | As per HSA registration, except multi-piece monofocal posterior chamber intraocular lenses which may be subsidised for patients who: 1. Have high or very high myopia where single-piece foldable IOLs are not appropriate; or 2. Have inadequate capsular or zonular support such as posterior capsular or zonular defects
Ophthalmic | Intraocular lens replacement | Intraocular lens (IOL) | Monofocal posterior chamber IOL | Carl Zeiss | CT LUCIA 621P TIP2.2 DPT 16.0 | CT LUCIA 621P TIP2.2 DPT 16.0 | Standalone | DE0506025 | As per HSA registration, except multi-piece monofocal posterior chamber intraocular lenses which may be subsidised for patients who: 1. Have high or very high myopia where single-piece foldable IOLs are not appropriate; or 2. Have inadequate capsular or zonular support such as posterior capsular or zonular defects
Ophthalmic | Intraocular lens replacement | Intraocular lens (IOL) | Monofocal posterior chamber IOL | Carl Zeiss | CT LUCIA 621P TIP2.2 DPT 16.5 | CT LUCIA 621P TIP2.2 DPT 16.5 | Standalone | DE0506025 | As per HSA registration, except multi-piece monofocal posterior chamber intraocular lenses which may be subsidised for patients who: 1. Have high or very high myopia where single-piece foldable IOLs are not appropriate; or 2. Have inadequate capsular or zonular support such as posterior capsular or zonular defects
Ophthalmic | Intraocular lens replacement | Intraocular lens (IOL) | Monofocal posterior chamber IOL | Carl Zeiss | CT LUCIA 621P TIP2.2 DPT 17.0 | CT LUCIA 621P TIP2.2 DPT 17.0 | Standalone | DE0506025 | As per HSA registration, except multi-piece monofocal posterior chamber intraocular lenses which may be subsidised for patients who: 1. Have high or very high myopia where single-piece foldable IOLs are not appropriate; or 2. Have inadequate capsular or zonular support such as posterior capsular or zonular defects
Ophthalmic | Intraocular lens replacement | Intraocular lens (IOL) | Monofocal posterior chamber IOL | Carl Zeiss | CT LUCIA 621P TIP2.2 DPT 17.5 | CT LUCIA 621P TIP2.2 DPT 17.5 | Standalone | DE0506025 | As per HSA registration, except multi-piece monofocal posterior chamber intraocular lenses which may be subsidised for patients who: 1. Have high or very high myopia where single-piece foldable IOLs are not appropriate; or 2. Have inadequate capsular or zonular support such as posterior capsular or zonular defects
Ophthalmic | Intraocular lens replacement | Intraocular lens (IOL) | Monofocal posterior chamber IOL | Carl Zeiss | CT LUCIA 621P TIP2.2 DPT 18.0 | CT LUCIA 621P TIP2.2 DPT 18.0 | Standalone | DE0506025 | As per HSA registration, except multi-piece monofocal posterior chamber intraocular lenses which may be subsidised for patients who: 1. Have high or very high myopia where single-piece foldable IOLs are not appropriate; or 2. Have inadequate capsular or zonular support such as posterior capsular or zonular defects
Ophthalmic | Intraocular lens replacement | Intraocular lens (IOL) | Monofocal posterior chamber IOL | Carl Zeiss | CT LUCIA 621P TIP2.2 DPT 18.5 | CT LUCIA 621P TIP2.2 DPT 18.5 | Standalone | DE0506025 | As per HSA registration, except multi-piece monofocal posterior chamber intraocular lenses which may be subsidised for patients who: 1. Have high or very high myopia where single-piece foldable IOLs are not appropriate; or 2. Have inadequate capsular or zonular support such as posterior capsular or zonular defects
Ophthalmic | Intraocular lens replacement | Intraocular lens (IOL) | Monofocal posterior chamber IOL | Carl Zeiss | CT LUCIA 621P TIP2.2 DPT 19.0 | CT LUCIA 621P TIP2.2 DPT 19.0 | Standalone | DE0506025 | As per HSA registration, except multi-piece monofocal posterior chamber intraocular lenses which may be subsidised for patients who: 1. Have high or very high myopia where single-piece foldable IOLs are not appropriate; or 2. Have inadequate capsular or zonular support such as posterior capsular or zonular defects
Ophthalmic | Intraocular lens replacement | Intraocular lens (IOL) | Monofocal posterior chamber IOL | Carl Zeiss | CT LUCIA 621P TIP2.2 DPT 19.5 | CT LUCIA 621P TIP2.2 DPT 19.5 | Standalone | DE0506025 | As per HSA registration, except multi-piece monofocal posterior chamber intraocular lenses which may be subsidised for patients who: 1. Have high or very high myopia where single-piece foldable IOLs are not appropriate; or 2. Have inadequate capsular or zonular support such as posterior capsular or zonular defects
Ophthalmic | Intraocular lens replacement | Intraocular lens (IOL) | Monofocal posterior chamber IOL | Carl Zeiss | CT LUCIA 621P TIP2.2 DPT 20.0 | CT LUCIA 621P TIP2.2 DPT 20.0 | Standalone | DE0506025 | As per HSA registration, except multi-piece monofocal posterior chamber intraocular lenses which may be subsidised for patients who: 1. Have high or very high myopia where single-piece foldable IOLs are not appropriate; or 2. Have inadequate capsular or zonular support such as posterior capsular or zonular defects
Ophthalmic | Intraocular lens replacement | Intraocular lens (IOL) | Monofocal posterior chamber IOL | Carl Zeiss | CT LUCIA 621P TIP2.2 DPT 20.5 | CT LUCIA 621P TIP2.2 DPT 20.5 | Standalone | DE0506025 | As per HSA registration, except multi-piece monofocal posterior chamber intraocular lenses which may be subsidised for patients who: 1. Have high or very high myopia where single-piece foldable IOLs are not appropriate; or 2. Have inadequate capsular or zonular support such as posterior capsular or zonular defects
Ophthalmic | Intraocular lens replacement | Intraocular lens (IOL) | Monofocal posterior chamber IOL | Carl Zeiss | CT LUCIA 621P TIP2.2 DPT 21.0 | CT LUCIA 621P TIP2.2 DPT 21.0 | Standalone | DE0506025 | As per HSA registration, except multi-piece monofocal posterior chamber intraocular lenses which may be subsidised for patients who: 1. Have high or very high myopia where single-piece foldable IOLs are not appropriate; or 2. Have inadequate capsular or zonular support such as posterior capsular or zonular defects
Ophthalmic | Intraocular lens replacement | Intraocular lens (IOL) | Monofocal posterior chamber IOL | Carl Zeiss | CT LUCIA 621P TIP2.2 DPT 21.5 | CT LUCIA 621P TIP2.2 DPT 21.5 | Standalone | DE0506025 | As per HSA registration, except multi-piece monofocal posterior chamber intraocular lenses which may be subsidised for patients who: 1. Have high or very high myopia where single-piece foldable IOLs are not appropriate; or 2. Have inadequate capsular or zonular support such as posterior capsular or zonular defects
Ophthalmic | Intraocular lens replacement | Intraocular lens (IOL) | Monofocal posterior chamber IOL | Carl Zeiss | CT LUCIA 621P TIP2.2 DPT 22.0 | CT LUCIA 621P TIP2.2 DPT 22.0 | Standalone | DE0506025 | As per HSA registration, except multi-piece monofocal posterior chamber intraocular lenses which may be subsidised for patients who: 1. Have high or very high myopia where single-piece foldable IOLs are not appropriate; or 2. Have inadequate capsular or zonular support such as posterior capsular or zonular defects
Ophthalmic | Intraocular lens replacement | Intraocular lens (IOL) | Monofocal posterior chamber IOL | Carl Zeiss | CT LUCIA 621P TIP2.2 DPT 22.5 | CT LUCIA 621P TIP2.2 DPT 22.5 | Standalone | DE0506025 | As per HSA registration, except multi-piece monofocal posterior chamber intraocular lenses which may be subsidised for patients who: 1. Have high or very high myopia where single-piece foldable IOLs are not appropriate; or 2. Have inadequate capsular or zonular support such as posterior capsular or zonular defects
Ophthalmic | Intraocular lens replacement | Intraocular lens (IOL) | Monofocal posterior chamber IOL | Carl Zeiss | CT LUCIA 621P TIP2.2 DPT 23.0 | CT LUCIA 621P TIP2.2 DPT 23.0 | Standalone | DE0506025 | As per HSA registration, except multi-piece monofocal posterior chamber intraocular lenses which may be subsidised for patients who: 1. Have high or very high myopia where single-piece foldable IOLs are not appropriate; or 2. Have inadequate capsular or zonular support such as posterior capsular or zonular defects
Ophthalmic | Intraocular lens replacement | Intraocular lens (IOL) | Monofocal posterior chamber IOL | Carl Zeiss | CT LUCIA 621P TIP2.2 DPT 23.5 | CT LUCIA 621P TIP2.2 DPT 23.5 | Standalone | DE0506025 | As per HSA registration, except multi-piece monofocal posterior chamber intraocular lenses which may be subsidised for patients who: 1. Have high or very high myopia where single-piece foldable IOLs are not appropriate; or 2. Have inadequate capsular or zonular support such as posterior capsular or zonular defects
Ophthalmic | Intraocular lens replacement | Intraocular lens (IOL) | Monofocal posterior chamber IOL | Carl Zeiss | CT LUCIA 621P TIP2.2 DPT 24.0 | CT LUCIA 621P TIP2.2 DPT 24.0 | Standalone | DE0506025 | As per HSA registration, except multi-piece monofocal posterior chamber intraocular lenses which may be subsidised for patients who: 1. Have high or very high myopia where single-piece foldable IOLs are not appropriate; or 2. Have inadequate capsular or zonular support such as posterior capsular or zonular defects
Ophthalmic | Intraocular lens replacement | Intraocular lens (IOL) | Monofocal posterior chamber IOL | Carl Zeiss | CT LUCIA 621P TIP2.4 DPT 24.5 | CT LUCIA 621P TIP2.4 DPT 24.5 | Standalone | DE0506025 | As per HSA registration, except multi-piece monofocal posterior chamber intraocular lenses which may be subsidised for patients who: 1. Have high or very high myopia where single-piece foldable IOLs are not appropriate; or 2. Have inadequate capsular or zonular support such as posterior capsular or zonular defects
Ophthalmic | Intraocular lens replacement | Intraocular lens (IOL) | Monofocal posterior chamber IOL | Carl Zeiss | CT LUCIA 621P TIP2.4 DPT 25.0 | CT LUCIA 621P TIP2.4 DPT 25.0 | Standalone | DE0506025 | As per HSA registration, except multi-piece monofocal posterior chamber intraocular lenses which may be subsidised for patients who: 1. Have high or very high myopia where single-piece foldable IOLs are not appropriate; or 2. Have inadequate capsular or zonular support such as posterior capsular or zonular defects
Ophthalmic | Intraocular lens replacement | Intraocular lens (IOL) | Monofocal posterior chamber IOL | Carl Zeiss | CT LUCIA 621P TIP2.4 DPT 25.5 | CT LUCIA 621P TIP2.4 DPT 25.5 | Standalone | DE0506025 | As per HSA registration, except multi-piece monofocal posterior chamber intraocular lenses which may be subsidised for patients who: 1. Have high or very high myopia where single-piece foldable IOLs are not appropriate; or 2. Have inadequate capsular or zonular support such as posterior capsular or zonular defects
Ophthalmic | Intraocular lens replacement | Intraocular lens (IOL) | Monofocal posterior chamber IOL | Carl Zeiss | CT LUCIA 621P TIP2.4 DPT 26.0 | CT LUCIA 621P TIP2.4 DPT 26.0 | Standalone | DE0506025 | As per HSA registration, except multi-piece monofocal posterior chamber intraocular lenses which may be subsidised for patients who: 1. Have high or very high myopia where single-piece foldable IOLs are not appropriate; or 2. Have inadequate capsular or zonular support such as posterior capsular or zonular defects
Ophthalmic | Intraocular lens replacement | Intraocular lens (IOL) | Monofocal posterior chamber IOL | Carl Zeiss | CT LUCIA 621P TIP2.4 DPT 26.5 | CT LUCIA 621P TIP2.4 DPT 26.5 | Standalone | DE0506025 | As per HSA registration, except multi-piece monofocal posterior chamber intraocular lenses which may be subsidised for patients who: 1. Have high or very high myopia where single-piece foldable IOLs are not appropriate; or 2. Have inadequate capsular or zonular support such as posterior capsular or zonular defects
Ophthalmic | Intraocular lens replacement | Intraocular lens (IOL) | Monofocal posterior chamber IOL | Carl Zeiss | CT LUCIA 621P TIP2.4 DPT 27.0 | CT LUCIA 621P TIP2.4 DPT 27.0 | Standalone | DE0506025 | As per HSA registration, except multi-piece monofocal posterior chamber intraocular lenses which may be subsidised for patients who: 1. Have high or very high myopia where single-piece foldable IOLs are not appropriate; or 2. Have inadequate capsular or zonular support such as posterior capsular or zonular defects
Ophthalmic | Intraocular lens replacement | Intraocular lens (IOL) | Monofocal posterior chamber IOL | Carl Zeiss | CT LUCIA 621P TIP2.4 DPT 27.5 | CT LUCIA 621P TIP2.4 DPT 27.5 | Standalone | DE0506025 | As per HSA registration, except multi-piece monofocal posterior chamber intraocular lenses which may be subsidised for patients who: 1. Have high or very high myopia where single-piece foldable IOLs are not appropriate; or 2. Have inadequate capsular or zonular support such as posterior capsular or zonular defects
Ophthalmic | Intraocular lens replacement | Intraocular lens (IOL) | Monofocal posterior chamber IOL | Carl Zeiss | CT LUCIA 621P TIP2.4 DPT 28.0 | CT LUCIA 621P TIP2.4 DPT 28.0 | Standalone | DE0506025 | As per HSA registration, except multi-piece monofocal posterior chamber intraocular lenses which may be subsidised for patients who: 1. Have high or very high myopia where single-piece foldable IOLs are not appropriate; or 2. Have inadequate capsular or zonular support such as posterior capsular or zonular defects
Ophthalmic | Intraocular lens replacement | Intraocular lens (IOL) | Monofocal posterior chamber IOL | Carl Zeiss | CT LUCIA 621P TIP2.4 DPT 28.5 | CT LUCIA 621P TIP2.4 DPT 28.5 | Standalone | DE0506025 | As per HSA registration, except multi-piece monofocal posterior chamber intraocular lenses which may be subsidised for patients who: 1. Have high or very high myopia where single-piece foldable IOLs are not appropriate; or 2. Have inadequate capsular or zonular support such as posterior capsular or zonular defects
Ophthalmic | Intraocular lens replacement | Intraocular lens (IOL) | Monofocal posterior chamber IOL | Carl Zeiss | CT LUCIA 621P TIP2.4 DPT 29.0 | CT LUCIA 621P TIP2.4 DPT 29.0 | Standalone | DE0506025 | As per HSA registration, except multi-piece monofocal posterior chamber intraocular lenses which may be subsidised for patients who: 1. Have high or very high myopia where single-piece foldable IOLs are not appropriate; or 2. Have inadequate capsular or zonular support such as posterior capsular or zonular defects
Ophthalmic | Intraocular lens replacement | Intraocular lens (IOL) | Monofocal posterior chamber IOL | Carl Zeiss | CT LUCIA 621P TIP2.4 DPT 29.5 | CT LUCIA 621P TIP2.4 DPT 29.5 | Standalone | DE0506025 | As per HSA registration, except multi-piece monofocal posterior chamber intraocular lenses which may be subsidised for patients who: 1. Have high or very high myopia where single-piece foldable IOLs are not appropriate; or 2. Have inadequate capsular or zonular support such as posterior capsular or zonular defects
Ophthalmic | Intraocular lens replacement | Intraocular lens (IOL) | Monofocal posterior chamber IOL | Carl Zeiss | CT LUCIA 621P TIP2.4 DPT 30.0 | CT LUCIA 621P TIP2.4 DPT 30.0 | Standalone | DE0506025 | As per HSA registration, except multi-piece monofocal posterior chamber intraocular lenses which may be subsidised for patients who: 1. Have high or very high myopia where single-piece foldable IOLs are not appropriate; or 2. Have inadequate capsular or zonular support such as posterior capsular or zonular defects
Ophthalmic | Intraocular lens replacement | Intraocular lens (IOL) | Monofocal posterior chamber IOL | Carl Zeiss | CT LUCIA 621P TIP2.6 DPT 30.5 | CT LUCIA 621P TIP2.6 DPT 30.5 | Standalone | DE0506025 | As per HSA registration, except multi-piece monofocal posterior chamber intraocular lenses which may be subsidised for patients who: 1. Have high or very high myopia where single-piece foldable IOLs are not appropriate; or 2. Have inadequate capsular or zonular support such as posterior capsular or zonular defects
Ophthalmic | Intraocular lens replacement | Intraocular lens (IOL) | Monofocal posterior chamber IOL | Carl Zeiss | CT LUCIA 621P TIP2.6 DPT 31.0 | CT LUCIA 621P TIP2.6 DPT 31.0 | Standalone | DE0506025 | As per HSA registration, except multi-piece monofocal posterior chamber intraocular lenses which may be subsidised for patients who: 1. Have high or very high myopia where single-piece foldable IOLs are not appropriate; or 2. Have inadequate capsular or zonular support such as posterior capsular or zonular defects
Ophthalmic | Intraocular lens replacement | Intraocular lens (IOL) | Monofocal posterior chamber IOL | Carl Zeiss | CT LUCIA 621P TIP2.6 DPT 31.5 | CT LUCIA 621P TIP2.6 DPT 31.5 | Standalone | DE0506025 | As per HSA registration, except multi-piece monofocal posterior chamber intraocular lenses which may be subsidised for patients who: 1. Have high or very high myopia where single-piece foldable IOLs are not appropriate; or 2. Have inadequate capsular or zonular support such as posterior capsular or zonular defects
Ophthalmic | Intraocular lens replacement | Intraocular lens (IOL) | Monofocal posterior chamber IOL | Carl Zeiss | CT LUCIA 621P TIP2.6 DPT 32.0 | CT LUCIA 621P TIP2.6 DPT 32.0 | Standalone | DE0506025 | As per HSA registration, except multi-piece monofocal posterior chamber intraocular lenses which may be subsidised for patients who: 1. Have high or very high myopia where single-piece foldable IOLs are not appropriate; or 2. Have inadequate capsular or zonular support such as posterior capsular or zonular defects
Ophthalmic | Intraocular lens replacement | Intraocular lens (IOL) | Monofocal posterior chamber IOL | Carl Zeiss | CT LUCIA 621P TIP2.6 DPT 32.5 | CT LUCIA 621P TIP2.6 DPT 32.5 | Standalone | DE0506025 | As per HSA registration, except multi-piece monofocal posterior chamber intraocular lenses which may be subsidised for patients who: 1. Have high or very high myopia where single-piece foldable IOLs are not appropriate; or 2. Have inadequate capsular or zonular support such as posterior capsular or zonular defects
Ophthalmic | Intraocular lens replacement | Intraocular lens (IOL) | Monofocal posterior chamber IOL | Carl Zeiss | CT LUCIA 621P TIP2.6 DPT 33.0 | CT LUCIA 621P TIP2.6 DPT 33.0 | Standalone | DE0506025 | As per HSA registration, except multi-piece monofocal posterior chamber intraocular lenses which may be subsidised for patients who: 1. Have high or very high myopia where single-piece foldable IOLs are not appropriate; or 2. Have inadequate capsular or zonular support such as posterior capsular or zonular defects
Ophthalmic | Intraocular lens replacement | Intraocular lens (IOL) | Monofocal posterior chamber IOL | Carl Zeiss | CT LUCIA 621P TIP2.6 DPT 33.5 | CT LUCIA 621P TIP2.6 DPT 33.5 | Standalone | DE0506025 | As per HSA registration, except multi-piece monofocal posterior chamber intraocular lenses which may be subsidised for patients who: 1. Have high or very high myopia where single-piece foldable IOLs are not appropriate; or 2. Have inadequate capsular or zonular support such as posterior capsular or zonular defects
Ophthalmic | Intraocular lens replacement | Intraocular lens (IOL) | Monofocal posterior chamber IOL | Carl Zeiss | CT LUCIA 621P TIP2.6 DPT 34.0 | CT LUCIA 621P TIP2.6 DPT 34.0 | Standalone | DE0506025 | As per HSA registration, except multi-piece monofocal posterior chamber intraocular lenses which may be subsidised for patients who: 1. Have high or very high myopia where single-piece foldable IOLs are not appropriate; or 2. Have inadequate capsular or zonular support such as posterior capsular or zonular defects
Ophthalmic | Intraocular lens replacement | Intraocular lens (IOL) | Monofocal posterior chamber IOL | Carl Zeiss | CT LUCIA 221P TIP2.0 DPT 00.0 | CT LUCIA 221P TIP2.0 DPT 00.0 | Standalone | DE0506025 | As per HSA registration, except multi-piece monofocal posterior chamber intraocular lenses which may be subsidised for patients who: 1. Have high or very high myopia where single-piece foldable IOLs are not appropriate; or 2. Have inadequate capsular or zonular support such as posterior capsular or zonular defects
Ophthalmic | Intraocular lens replacement | Intraocular lens (IOL) | Monofocal posterior chamber IOL | Carl Zeiss | CT LUCIA 221P TIP2.0 DPT 00.5 | CT LUCIA 221P TIP2.0 DPT 00.5 | Standalone | DE0506025 | As per HSA registration, except multi-piece monofocal posterior chamber intraocular lenses which may be subsidised for patients who: 1. Have high or very high myopia where single-piece foldable IOLs are not appropriate; or 2. Have inadequate capsular or zonular support such as posterior capsular or zonular defects
Ophthalmic | Intraocular lens replacement | Intraocular lens (IOL) | Monofocal posterior chamber IOL | Carl Zeiss | CT LUCIA 221P TIP2.0 DPT 01.0 | CT LUCIA 221P TIP2.0 DPT 01.0 | Standalone | DE0506025 | As per HSA registration, except multi-piece monofocal posterior chamber intraocular lenses which may be subsidised for patients who: 1. Have high or very high myopia where single-piece foldable IOLs are not appropriate; or 2. Have inadequate capsular or zonular support such as posterior capsular or zonular defects
Ophthalmic | Intraocular lens replacement | Intraocular lens (IOL) | Monofocal posterior chamber IOL | Carl Zeiss | CT LUCIA 221P TIP2.0 DPT 01.5 | CT LUCIA 221P TIP2.0 DPT 01.5 | Standalone | DE0506025 | As per HSA registration, except multi-piece monofocal posterior chamber intraocular lenses which may be subsidised for patients who: 1. Have high or very high myopia where single-piece foldable IOLs are not appropriate; or 2. Have inadequate capsular or zonular support such as posterior capsular or zonular defects
Ophthalmic | Intraocular lens replacement | Intraocular lens (IOL) | Monofocal posterior chamber IOL | Carl Zeiss | CT LUCIA 221P TIP2.0 DPT 02.0 | CT LUCIA 221P TIP2.0 DPT 02.0 | Standalone | DE0506025 | As per HSA registration, except multi-piece monofocal posterior chamber intraocular lenses which may be subsidised for patients who: 1. Have high or very high myopia where single-piece foldable IOLs are not appropriate; or 2. Have inadequate capsular or zonular support such as posterior capsular or zonular defects
Ophthalmic | Intraocular lens replacement | Intraocular lens (IOL) | Monofocal posterior chamber IOL | Carl Zeiss | CT LUCIA 221P TIP2.0 DPT 02.5 | CT LUCIA 221P TIP2.0 DPT 02.5 | Standalone | DE0506025 | As per HSA registration, except multi-piece monofocal posterior chamber intraocular lenses which may be subsidised for patients who: 1. Have high or very high myopia where single-piece foldable IOLs are not appropriate; or 2. Have inadequate capsular or zonular support such as posterior capsular or zonular defects
Ophthalmic | Intraocular lens replacement | Intraocular lens (IOL) | Monofocal posterior chamber IOL | Carl Zeiss | CT LUCIA 221P TIP2.0 DPT 03.0 | CT LUCIA 221P TIP2.0 DPT 03.0 | Standalone | DE0506025 | As per HSA registration, except multi-piece monofocal posterior chamber intraocular lenses which may be subsidised for patients who: 1. Have high or very high myopia where single-piece foldable IOLs are not appropriate; or 2. Have inadequate capsular or zonular support such as posterior capsular or zonular defects
Ophthalmic | Intraocular lens replacement | Intraocular lens (IOL) | Monofocal posterior chamber IOL | Carl Zeiss | CT LUCIA 221P TIP2.0 DPT 03.5 | CT LUCIA 221P TIP2.0 DPT 03.5 | Standalone | DE0506025 | As per HSA registration, except multi-piece monofocal posterior chamber intraocular lenses which may be subsidised for patients who: 1. Have high or very high myopia where single-piece foldable IOLs are not appropriate; or 2. Have inadequate capsular or zonular support such as posterior capsular or zonular defects
Ophthalmic | Intraocular lens replacement | Intraocular lens (IOL) | Monofocal posterior chamber IOL | Carl Zeiss | CT LUCIA 221P TIP2.0 DPT 04.0 | CT LUCIA 221P TIP2.0 DPT 04.0 | Standalone | DE0506025 | As per HSA registration, except multi-piece monofocal posterior chamber intraocular lenses which may be subsidised for patients who: 1. Have high or very high myopia where single-piece foldable IOLs are not appropriate; or 2. Have inadequate capsular or zonular support such as posterior capsular or zonular defects
Ophthalmic | Intraocular lens replacement | Intraocular lens (IOL) | Monofocal posterior chamber IOL | Carl Zeiss | CT LUCIA 221P TIP2.0 DPT 04.5 | CT LUCIA 221P TIP2.0 DPT 04.5 | Standalone | DE0506025 | As per HSA registration, except multi-piece monofocal posterior chamber intraocular lenses which may be subsidised for patients who: 1. Have high or very high myopia where single-piece foldable IOLs are not appropriate; or 2. Have inadequate capsular or zonular support such as posterior capsular or zonular defects
Ophthalmic | Intraocular lens replacement | Intraocular lens (IOL) | Monofocal posterior chamber IOL | Carl Zeiss | CT LUCIA 221P TIP2.0 DPT 05.0 | CT LUCIA 221P TIP2.0 DPT 05.0 | Standalone | DE0506025 | As per HSA registration, except multi-piece monofocal posterior chamber intraocular lenses which may be subsidised for patients who: 1. Have high or very high myopia where single-piece foldable IOLs are not appropriate; or 2. Have inadequate capsular or zonular support such as posterior capsular or zonular defects
Ophthalmic | Intraocular lens replacement | Intraocular lens (IOL) | Monofocal posterior chamber IOL | Carl Zeiss | CT LUCIA 221P TIP2.0 DPT 05.5 | CT LUCIA 221P TIP2.0 DPT 05.5 | Standalone | DE0506025 | As per HSA registration, except multi-piece monofocal posterior chamber intraocular lenses which may be subsidised for patients who: 1. Have high or very high myopia where single-piece foldable IOLs are not appropriate; or 2. Have inadequate capsular or zonular support such as posterior capsular or zonular defects
Ophthalmic | Intraocular lens replacement | Intraocular lens (IOL) | Monofocal posterior chamber IOL | Carl Zeiss | CT LUCIA 221P TIP2.0 DPT 06.0 | CT LUCIA 221P TIP2.0 DPT 06.0 | Standalone | DE0506025 | As per HSA registration, except multi-piece monofocal posterior chamber intraocular lenses which may be subsidised for patients who: 1. Have high or very high myopia where single-piece foldable IOLs are not appropriate; or 2. Have inadequate capsular or zonular support such as posterior capsular or zonular defects
Ophthalmic | Intraocular lens replacement | Intraocular lens (IOL) | Monofocal posterior chamber IOL | Carl Zeiss | CT LUCIA 221P TIP2.0 DPT 06.5 | CT LUCIA 221P TIP2.0 DPT 06.5 | Standalone | DE0506025 | As per HSA registration, except multi-piece monofocal posterior chamber intraocular lenses which may be subsidised for patients who: 1. Have high or very high myopia where single-piece foldable IOLs are not appropriate; or 2. Have inadequate capsular or zonular support such as posterior capsular or zonular defects
Ophthalmic | Intraocular lens replacement | Intraocular lens (IOL) | Monofocal posterior chamber IOL | Carl Zeiss | CT LUCIA 221P TIP2.0 DPT 07.0 | CT LUCIA 221P TIP2.0 DPT 07.0 | Standalone | DE0506025 | As per HSA registration, except multi-piece monofocal posterior chamber intraocular lenses which may be subsidised for patients who: 1. Have high or very high myopia where single-piece foldable IOLs are not appropriate; or 2. Have inadequate capsular or zonular support such as posterior capsular or zonular defects
Ophthalmic | Intraocular lens replacement | Intraocular lens (IOL) | Monofocal posterior chamber IOL | Carl Zeiss | CT LUCIA 221P TIP2.0 DPT 07.5 | CT LUCIA 221P TIP2.0 DPT 07.5 | Standalone | DE0506025 | As per HSA registration, except multi-piece monofocal posterior chamber intraocular lenses which may be subsidised for patients who: 1. Have high or very high myopia where single-piece foldable IOLs are not appropriate; or 2. Have inadequate capsular or zonular support such as posterior capsular or zonular defects
Ophthalmic | Intraocular lens replacement | Intraocular lens (IOL) | Monofocal posterior chamber IOL | Carl Zeiss | CT LUCIA 221P TIP2.0 DPT 08.0 | CT LUCIA 221P TIP2.0 DPT 08.0 | Standalone | DE0506025 | As per HSA registration, except multi-piece monofocal posterior chamber intraocular lenses which may be subsidised for patients who: 1. Have high or very high myopia where single-piece foldable IOLs are not appropriate; or 2. Have inadequate capsular or zonular support such as posterior capsular or zonular defects
Ophthalmic | Intraocular lens replacement | Intraocular lens (IOL) | Monofocal posterior chamber IOL | Carl Zeiss | CT LUCIA 221P TIP2.0 DPT 08.5 | CT LUCIA 221P TIP2.0 DPT 08.5 | Standalone | DE0506025 | As per HSA registration, except multi-piece monofocal posterior chamber intraocular lenses which may be subsidised for patients who: 1. Have high or very high myopia where single-piece foldable IOLs are not appropriate; or 2. Have inadequate capsular or zonular support such as posterior capsular or zonular defects
Ophthalmic | Intraocular lens replacement | Intraocular lens (IOL) | Monofocal posterior chamber IOL | Carl Zeiss | CT LUCIA 221P TIP2.0 DPT 09.0 | CT LUCIA 221P TIP2.0 DPT 09.0 | Standalone | DE0506025 | As per HSA registration, except multi-piece monofocal posterior chamber intraocular lenses which may be subsidised for patients who: 1. Have high or very high myopia where single-piece foldable IOLs are not appropriate; or 2. Have inadequate capsular or zonular support such as posterior capsular or zonular defects
Ophthalmic | Intraocular lens replacement | Intraocular lens (IOL) | Monofocal posterior chamber IOL | Carl Zeiss | CT LUCIA 221P TIP2.0 DPT 09.5 | CT LUCIA 221P TIP2.0 DPT 09.5 | Standalone | DE0506025 | As per HSA registration, except multi-piece monofocal posterior chamber intraocular lenses which may be subsidised for patients who: 1. Have high or very high myopia where single-piece foldable IOLs are not appropriate; or 2. Have inadequate capsular or zonular support such as posterior capsular or zonular defects
Ophthalmic | Intraocular lens replacement | Intraocular lens (IOL) | Monofocal posterior chamber IOL | Carl Zeiss | CT LUCIA 221P TIP2.0 DPT 10.0 | CT LUCIA 221P TIP2.0 DPT 10.0 | Standalone | DE0506025 | As per HSA registration, except multi-piece monofocal posterior chamber intraocular lenses which may be subsidised for patients who: 1. Have high or very high myopia where single-piece foldable IOLs are not appropriate; or 2. Have inadequate capsular or zonular support such as posterior capsular or zonular defects
Ophthalmic | Intraocular lens replacement | Intraocular lens (IOL) | Monofocal posterior chamber IOL | Carl Zeiss | CT LUCIA 221P TIP2.0 DPT 10.5 | CT LUCIA 221P TIP2.0 DPT 10.5 | Standalone | DE0506025 | As per HSA registration, except multi-piece monofocal posterior chamber intraocular lenses which may be subsidised for patients who: 1. Have high or very high myopia where single-piece foldable IOLs are not appropriate; or 2. Have inadequate capsular or zonular support such as posterior capsular or zonular defects
Ophthalmic | Intraocular lens replacement | Intraocular lens (IOL) | Monofocal posterior chamber IOL | Carl Zeiss | CT LUCIA 221P TIP2.0 DPT 11.0 | CT LUCIA 221P TIP2.0 DPT 11.0 | Standalone | DE0506025 | As per HSA registration, except multi-piece monofocal posterior chamber intraocular lenses which may be subsidised for patients who: 1. Have high or very high myopia where single-piece foldable IOLs are not appropriate; or 2. Have inadequate capsular or zonular support such as posterior capsular or zonular defects
Ophthalmic | Intraocular lens replacement | Intraocular lens (IOL) | Monofocal posterior chamber IOL | Carl Zeiss | CT LUCIA 221P TIP2.0 DPT 11.5 | CT LUCIA 221P TIP2.0 DPT 11.5 | Standalone | DE0506025 | As per HSA registration, except multi-piece monofocal posterior chamber intraocular lenses which may be subsidised for patients who: 1. Have high or very high myopia where single-piece foldable IOLs are not appropriate; or 2. Have inadequate capsular or zonular support such as posterior capsular or zonular defects
Ophthalmic | Intraocular lens replacement | Intraocular lens (IOL) | Monofocal posterior chamber IOL | Carl Zeiss | CT LUCIA 221P TIP2.0 DPT 12.0 | CT LUCIA 221P TIP2.0 DPT 12.0 | Standalone | DE0506025 | As per HSA registration, except multi-piece monofocal posterior chamber intraocular lenses which may be subsidised for patients who: 1. Have high or very high myopia where single-piece foldable IOLs are not appropriate; or 2. Have inadequate capsular or zonular support such as posterior capsular or zonular defects
Ophthalmic | Intraocular lens replacement | Intraocular lens (IOL) | Monofocal posterior chamber IOL | Carl Zeiss | CT LUCIA 221P TIP2.0 DPT 12.5 | CT LUCIA 221P TIP2.0 DPT 12.5 | Standalone | DE0506025 | As per HSA registration, except multi-piece monofocal posterior chamber intraocular lenses which may be subsidised for patients who: 1. Have high or very high myopia where single-piece foldable IOLs are not appropriate; or 2. Have inadequate capsular or zonular support such as posterior capsular or zonular defects
Ophthalmic | Intraocular lens replacement | Intraocular lens (IOL) | Monofocal posterior chamber IOL | Carl Zeiss | CT LUCIA 221P TIP2.0 DPT 13.0 | CT LUCIA 221P TIP2.0 DPT 13.0 | Standalone | DE0506025 | As per HSA registration, except multi-piece monofocal posterior chamber intraocular lenses which may be subsidised for patients who: 1. Have high or very high myopia where single-piece foldable IOLs are not appropriate; or 2. Have inadequate capsular or zonular support such as posterior capsular or zonular defects
Ophthalmic | Intraocular lens replacement | Intraocular lens (IOL) | Monofocal posterior chamber IOL | Carl Zeiss | CT LUCIA 221P TIP2.0 DPT 13.5 | CT LUCIA 221P TIP2.0 DPT 13.5 | Standalone | DE0506025 | As per HSA registration, except multi-piece monofocal posterior chamber intraocular lenses which may be subsidised for patients who: 1. Have high or very high myopia where single-piece foldable IOLs are not appropriate; or 2. Have inadequate capsular or zonular support such as posterior capsular or zonular defects
Ophthalmic | Intraocular lens replacement | Intraocular lens (IOL) | Monofocal posterior chamber IOL | Carl Zeiss | CT LUCIA 221P TIP2.0 DPT 14.0 | CT LUCIA 221P TIP2.0 DPT 14.0 | Standalone | DE0506025 | As per HSA registration, except multi-piece monofocal posterior chamber intraocular lenses which may be subsidised for patients who: 1. Have high or very high myopia where single-piece foldable IOLs are not appropriate; or 2. Have inadequate capsular or zonular support such as posterior capsular or zonular defects
Ophthalmic | Intraocular lens replacement | Intraocular lens (IOL) | Monofocal posterior chamber IOL | Carl Zeiss | CT LUCIA 221P TIP2.0 DPT 14.5 | CT LUCIA 221P TIP2.0 DPT 14.5 | Standalone | DE0506025 | As per HSA registration, except multi-piece monofocal posterior chamber intraocular lenses which may be subsidised for patients who: 1. Have high or very high myopia where single-piece foldable IOLs are not appropriate; or 2. Have inadequate capsular or zonular support such as posterior capsular or zonular defects
Ophthalmic | Intraocular lens replacement | Intraocular lens (IOL) | Monofocal posterior chamber IOL | Carl Zeiss | CT LUCIA 221P TIP2.0 DPT 15.0 | CT LUCIA 221P TIP2.0 DPT 15.0 | Standalone | DE0506025 | As per HSA registration, except multi-piece monofocal posterior chamber intraocular lenses which may be subsidised for patients who: 1. Have high or very high myopia where single-piece foldable IOLs are not appropriate; or 2. Have inadequate capsular or zonular support such as posterior capsular or zonular defects
Ophthalmic | Intraocular lens replacement | Intraocular lens (IOL) | Monofocal posterior chamber IOL | Carl Zeiss | CT LUCIA 221P TIP2.0 DPT 15.5 | CT LUCIA 221P TIP2.0 DPT 15.5 | Standalone | DE0506025 | As per HSA registration, except multi-piece monofocal posterior chamber intraocular lenses which may be subsidised for patients who: 1. Have high or very high myopia where single-piece foldable IOLs are not appropriate; or 2. Have inadequate capsular or zonular support such as posterior capsular or zonular defects
Ophthalmic | Intraocular lens replacement | Intraocular lens (IOL) | Monofocal posterior chamber IOL | Carl Zeiss | CT LUCIA 221P TIP2.0 DPT 16.0 | CT LUCIA 221P TIP2.0 DPT 16.0 | Standalone | DE0506025 | As per HSA registration, except multi-piece monofocal posterior chamber intraocular lenses which may be subsidised for patients who: 1. Have high or very high myopia where single-piece foldable IOLs are not appropriate; or 2. Have inadequate capsular or zonular support such as posterior capsular or zonular defects
Ophthalmic | Intraocular lens replacement | Intraocular lens (IOL) | Monofocal posterior chamber IOL | Carl Zeiss | CT LUCIA 221P TIP2.0 DPT 16.5 | CT LUCIA 221P TIP2.0 DPT 16.5 | Standalone | DE0506025 | As per HSA registration, except multi-piece monofocal posterior chamber intraocular lenses which may be subsidised for patients who: 1. Have high or very high myopia where single-piece foldable IOLs are not appropriate; or 2. Have inadequate capsular or zonular support such as posterior capsular or zonular defects
Ophthalmic | Intraocular lens replacement | Intraocular lens (IOL) | Monofocal posterior chamber IOL | Carl Zeiss | CT LUCIA 221P TIP2.0 DPT 17.0 | CT LUCIA 221P TIP2.0 DPT 17.0 | Standalone | DE0506025 | As per HSA registration, except multi-piece monofocal posterior chamber intraocular lenses which may be subsidised for patients who: 1. Have high or very high myopia where single-piece foldable IOLs are not appropriate; or 2. Have inadequate capsular or zonular support such as posterior capsular or zonular defects
Ophthalmic | Intraocular lens replacement | Intraocular lens (IOL) | Monofocal posterior chamber IOL | Carl Zeiss | CT LUCIA 221P TIP2.0 DPT 17.5 | CT LUCIA 221P TIP2.0 DPT 17.5 | Standalone | DE0506025 | As per HSA registration, except multi-piece monofocal posterior chamber intraocular lenses which may be subsidised for patients who: 1. Have high or very high myopia where single-piece foldable IOLs are not appropriate; or 2. Have inadequate capsular or zonular support such as posterior capsular or zonular defects
Ophthalmic | Intraocular lens replacement | Intraocular lens (IOL) | Monofocal posterior chamber IOL | Carl Zeiss | CT LUCIA 221P TIP2.0 DPT 18.0 | CT LUCIA 221P TIP2.0 DPT 18.0 | Standalone | DE0506025 | As per HSA registration, except multi-piece monofocal posterior chamber intraocular lenses which may be subsidised for patients who: 1. Have high or very high myopia where single-piece foldable IOLs are not appropriate; or 2. Have inadequate capsular or zonular support such as posterior capsular or zonular defects
Ophthalmic | Intraocular lens replacement | Intraocular lens (IOL) | Monofocal posterior chamber IOL | Carl Zeiss | CT LUCIA 221P TIP2.0 DPT 18.5 | CT LUCIA 221P TIP2.0 DPT 18.5 | Standalone | DE0506025 | As per HSA registration, except multi-piece monofocal posterior chamber intraocular lenses which may be subsidised for patients who: 1. Have high or very high myopia where single-piece foldable IOLs are not appropriate; or 2. Have inadequate capsular or zonular support such as posterior capsular or zonular defects
Ophthalmic | Intraocular lens replacement | Intraocular lens (IOL) | Monofocal posterior chamber IOL | Carl Zeiss | CT LUCIA 221P TIP2.0 DPT 19.0 | CT LUCIA 221P TIP2.0 DPT 19.0 | Standalone | DE0506025 | As per HSA registration, except multi-piece monofocal posterior chamber intraocular lenses which may be subsidised for patients who: 1. Have high or very high myopia where single-piece foldable IOLs are not appropriate; or 2. Have inadequate capsular or zonular support such as posterior capsular or zonular defects
Ophthalmic | Intraocular lens replacement | Intraocular lens (IOL) | Monofocal posterior chamber IOL | Carl Zeiss | CT LUCIA 221P TIP2.0 DPT 19.5 | CT LUCIA 221P TIP2.0 DPT 19.5 | Standalone | DE0506025 | As per HSA registration, except multi-piece monofocal posterior chamber intraocular lenses which may be subsidised for patients who: 1. Have high or very high myopia where single-piece foldable IOLs are not appropriate; or 2. Have inadequate capsular or zonular support such as posterior capsular or zonular defects
Ophthalmic | Intraocular lens replacement | Intraocular lens (IOL) | Monofocal posterior chamber IOL | Carl Zeiss | CT LUCIA 221P TIP2.0 DPT 20.0 | CT LUCIA 221P TIP2.0 DPT 20.0 | Standalone | DE0506025 | As per HSA registration, except multi-piece monofocal posterior chamber intraocular lenses which may be subsidised for patients who: 1. Have high or very high myopia where single-piece foldable IOLs are not appropriate; or 2. Have inadequate capsular or zonular support such as posterior capsular or zonular defects
Ophthalmic | Intraocular lens replacement | Intraocular lens (IOL) | Monofocal posterior chamber IOL | Carl Zeiss | CT LUCIA 221P TIP2.0 DPT 20.5 | CT LUCIA 221P TIP2.0 DPT 20.5 | Standalone | DE0506025 | As per HSA registration, except multi-piece monofocal posterior chamber intraocular lenses which may be subsidised for patients who: 1. Have high or very high myopia where single-piece foldable IOLs are not appropriate; or 2. Have inadequate capsular or zonular support such as posterior capsular or zonular defects
Ophthalmic | Intraocular lens replacement | Intraocular lens (IOL) | Monofocal posterior chamber IOL | Carl Zeiss | CT LUCIA 221P TIP2.0 DPT 21.0 | CT LUCIA 221P TIP2.0 DPT 21.0 | Standalone | DE0506025 | As per HSA registration, except multi-piece monofocal posterior chamber intraocular lenses which may be subsidised for patients who: 1. Have high or very high myopia where single-piece foldable IOLs are not appropriate; or 2. Have inadequate capsular or zonular support such as posterior capsular or zonular defects
Ophthalmic | Intraocular lens replacement | Intraocular lens (IOL) | Monofocal posterior chamber IOL | Carl Zeiss | CT LUCIA 221P TIP2.0 DPT 21.5 | CT LUCIA 221P TIP2.0 DPT 21.5 | Standalone | DE0506025 | As per HSA registration, except multi-piece monofocal posterior chamber intraocular lenses which may be subsidised for patients who: 1. Have high or very high myopia where single-piece foldable IOLs are not appropriate; or 2. Have inadequate capsular or zonular support such as posterior capsular or zonular defects
Ophthalmic | Intraocular lens replacement | Intraocular lens (IOL) | Monofocal posterior chamber IOL | Carl Zeiss | CT LUCIA 221P TIP2.0 DPT 22.0 | CT LUCIA 221P TIP2.0 DPT 22.0 | Standalone | DE0506025 | As per HSA registration, except multi-piece monofocal posterior chamber intraocular lenses which may be subsidised for patients who: 1. Have high or very high myopia where single-piece foldable IOLs are not appropriate; or 2. Have inadequate capsular or zonular support such as posterior capsular or zonular defects
Ophthalmic | Intraocular lens replacement | Intraocular lens (IOL) | Monofocal posterior chamber IOL | Carl Zeiss | CT LUCIA 221P TIP2.0 DPT 22.5 | CT LUCIA 221P TIP2.0 DPT 22.5 | Standalone | DE0506025 | As per HSA registration, except multi-piece monofocal posterior chamber intraocular lenses which may be subsidised for patients who: 1. Have high or very high myopia where single-piece foldable IOLs are not appropriate; or 2. Have inadequate capsular or zonular support such as posterior capsular or zonular defects
Ophthalmic | Intraocular lens replacement | Intraocular lens (IOL) | Monofocal posterior chamber IOL | Carl Zeiss | CT LUCIA 221P TIP2.0 DPT 23.0 | CT LUCIA 221P TIP2.0 DPT 23.0 | Standalone | DE0506025 | As per HSA registration, except multi-piece monofocal posterior chamber intraocular lenses which may be subsidised for patients who: 1. Have high or very high myopia where single-piece foldable IOLs are not appropriate; or 2. Have inadequate capsular or zonular support such as posterior capsular or zonular defects
Ophthalmic | Intraocular lens replacement | Intraocular lens (IOL) | Monofocal posterior chamber IOL | Carl Zeiss | CT LUCIA 221P TIP2.0 DPT 23.5 | CT LUCIA 221P TIP2.0 DPT 23.5 | Standalone | DE0506025 | As per HSA registration, except multi-piece monofocal posterior chamber intraocular lenses which may be subsidised for patients who: 1. Have high or very high myopia where single-piece foldable IOLs are not appropriate; or 2. Have inadequate capsular or zonular support such as posterior capsular or zonular defects
Ophthalmic | Intraocular lens replacement | Intraocular lens (IOL) | Monofocal posterior chamber IOL | Carl Zeiss | CT LUCIA 221P TIP2.0 DPT 24.0 | CT LUCIA 221P TIP2.0 DPT 24.0 | Standalone | DE0506025 | As per HSA registration, except multi-piece monofocal posterior chamber intraocular lenses which may be subsidised for patients who: 1. Have high or very high myopia where single-piece foldable IOLs are not appropriate; or 2. Have inadequate capsular or zonular support such as posterior capsular or zonular defects
Ophthalmic | Intraocular lens replacement | Intraocular lens (IOL) | Monofocal posterior chamber IOL | Carl Zeiss | CT LUCIA 221P TIP2.2 DPT 24.5 | CT LUCIA 221P TIP2.2 DPT 24.5 | Standalone | DE0506025 | As per HSA registration, except multi-piece monofocal posterior chamber intraocular lenses which may be subsidised for patients who: 1. Have high or very high myopia where single-piece foldable IOLs are not appropriate; or 2. Have inadequate capsular or zonular support such as posterior capsular or zonular defects
Ophthalmic | Intraocular lens replacement | Intraocular lens (IOL) | Monofocal posterior chamber IOL | Carl Zeiss | CT LUCIA 221P TIP2.2 DPT 25.0 | CT LUCIA 221P TIP2.2 DPT 25.0 | Standalone | DE0506025 | As per HSA registration, except multi-piece monofocal posterior chamber intraocular lenses which may be subsidised for patients who: 1. Have high or very high myopia where single-piece foldable IOLs are not appropriate; or 2. Have inadequate capsular or zonular support such as posterior capsular or zonular defects
Ophthalmic | Intraocular lens replacement | Intraocular lens (IOL) | Monofocal posterior chamber IOL | Carl Zeiss | CT LUCIA 221P TIP2.2 DPT 25.5 | CT LUCIA 221P TIP2.2 DPT 25.5 | Standalone | DE0506025 | As per HSA registration, except multi-piece monofocal posterior chamber intraocular lenses which may be subsidised for patients who: 1. Have high or very high myopia where single-piece foldable IOLs are not appropriate; or 2. Have inadequate capsular or zonular support such as posterior capsular or zonular defects
Ophthalmic | Intraocular lens replacement | Intraocular lens (IOL) | Monofocal posterior chamber IOL | Carl Zeiss | CT LUCIA 221P TIP2.2 DPT 26.0 | CT LUCIA 221P TIP2.2 DPT 26.0 | Standalone | DE0506025 | As per HSA registration, except multi-piece monofocal posterior chamber intraocular lenses which may be subsidised for patients who: 1. Have high or very high myopia where single-piece foldable IOLs are not appropriate; or 2. Have inadequate capsular or zonular support such as posterior capsular or zonular defects
Ophthalmic | Intraocular lens replacement | Intraocular lens (IOL) | Monofocal posterior chamber IOL | Carl Zeiss | CT LUCIA 221P TIP2.2 DPT 26.5 | CT LUCIA 221P TIP2.2 DPT 26.5 | Standalone | DE0506025 | As per HSA registration, except multi-piece monofocal posterior chamber intraocular lenses which may be subsidised for patients who: 1. Have high or very high myopia where single-piece foldable IOLs are not appropriate; or 2. Have inadequate capsular or zonular support such as posterior capsular or zonular defects
Ophthalmic | Intraocular lens replacement | Intraocular lens (IOL) | Monofocal posterior chamber IOL | Carl Zeiss | CT LUCIA 221P TIP2.2 DPT 27.0 | CT LUCIA 221P TIP2.2 DPT 27.0 | Standalone | DE0506025 | As per HSA registration, except multi-piece monofocal posterior chamber intraocular lenses which may be subsidised for patients who: 1. Have high or very high myopia where single-piece foldable IOLs are not appropriate; or 2. Have inadequate capsular or zonular support such as posterior capsular or zonular defects
Ophthalmic | Intraocular lens replacement | Intraocular lens (IOL) | Monofocal posterior chamber IOL | Carl Zeiss | CT LUCIA 221P TIP2.2 DPT 27.5 | CT LUCIA 221P TIP2.2 DPT 27.5 | Standalone | DE0506025 | As per HSA registration, except multi-piece monofocal posterior chamber intraocular lenses which may be subsidised for patients who: 1. Have high or very high myopia where single-piece foldable IOLs are not appropriate; or 2. Have inadequate capsular or zonular support such as posterior capsular or zonular defects
Ophthalmic | Intraocular lens replacement | Intraocular lens (IOL) | Monofocal posterior chamber IOL | Carl Zeiss | CT LUCIA 221P TIP2.2 DPT 28.0 | CT LUCIA 221P TIP2.2 DPT 28.0 | Standalone | DE0506025 | As per HSA registration, except multi-piece monofocal posterior chamber intraocular lenses which may be subsidised for patients who: 1. Have high or very high myopia where single-piece foldable IOLs are not appropriate; or 2. Have inadequate capsular or zonular support such as posterior capsular or zonular defects
Ophthalmic | Intraocular lens replacement | Intraocular lens (IOL) | Monofocal posterior chamber IOL | Carl Zeiss | CT LUCIA 221P TIP2.2 DPT 28.5 | CT LUCIA 221P TIP2.2 DPT 28.5 | Standalone | DE0506025 | As per HSA registration, except multi-piece monofocal posterior chamber intraocular lenses which may be subsidised for patients who: 1. Have high or very high myopia where single-piece foldable IOLs are not appropriate; or 2. Have inadequate capsular or zonular support such as posterior capsular or zonular defects
Ophthalmic | Intraocular lens replacement | Intraocular lens (IOL) | Monofocal posterior chamber IOL | Carl Zeiss | CT LUCIA 221P TIP2.2 DPT 29.0 | CT LUCIA 221P TIP2.2 DPT 29.0 | Standalone | DE0506025 | As per HSA registration, except multi-piece monofocal posterior chamber intraocular lenses which may be subsidised for patients who: 1. Have high or very high myopia where single-piece foldable IOLs are not appropriate; or 2. Have inadequate capsular or zonular support such as posterior capsular or zonular defects
Ophthalmic | Intraocular lens replacement | Intraocular lens (IOL) | Monofocal posterior chamber IOL | Carl Zeiss | CT LUCIA 221P TIP2.2 DPT 29.5 | CT LUCIA 221P TIP2.2 DPT 29.5 | Standalone | DE0506025 | As per HSA registration, except multi-piece monofocal posterior chamber intraocular lenses which may be subsidised for patients who: 1. Have high or very high myopia where single-piece foldable IOLs are not appropriate; or 2. Have inadequate capsular or zonular support such as posterior capsular or zonular defects
Ophthalmic | Intraocular lens replacement | Intraocular lens (IOL) | Monofocal posterior chamber IOL | Carl Zeiss | CT LUCIA 221P TIP2.2 DPT 30.0 | CT LUCIA 221P TIP2.2 DPT 30.0 | Standalone | DE0506025 | As per HSA registration, except multi-piece monofocal posterior chamber intraocular lenses which may be subsidised for patients who: 1. Have high or very high myopia where single-piece foldable IOLs are not appropriate; or 2. Have inadequate capsular or zonular support such as posterior capsular or zonular defects
Ophthalmic | Intraocular lens replacement | Intraocular lens (IOL) | Monofocal posterior chamber IOL | Carl Zeiss | CT LUCIA 221P TIP2.4 DPT 30.5 | CT LUCIA 221P TIP2.4 DPT 30.5 | Standalone | DE0506025 | As per HSA registration, except multi-piece monofocal posterior chamber intraocular lenses which may be subsidised for patients who: 1. Have high or very high myopia where single-piece foldable IOLs are not appropriate; or 2. Have inadequate capsular or zonular support such as posterior capsular or zonular defects
Ophthalmic | Intraocular lens replacement | Intraocular lens (IOL) | Monofocal posterior chamber IOL | Carl Zeiss | CT LUCIA 221P TIP2.4 DPT 31.0 | CT LUCIA 221P TIP2.4 DPT 31.0 | Standalone | DE0506025 | As per HSA registration, except multi-piece monofocal posterior chamber intraocular lenses which may be subsidised for patients who: 1. Have high or very high myopia where single-piece foldable IOLs are not appropriate; or 2. Have inadequate capsular or zonular support such as posterior capsular or zonular defects
Ophthalmic | Intraocular lens replacement | Intraocular lens (IOL) | Monofocal posterior chamber IOL | Carl Zeiss | CT LUCIA 221P TIP2.4 DPT 31.5 | CT LUCIA 221P TIP2.4 DPT 31.5 | Standalone | DE0506025 | As per HSA registration, except multi-piece monofocal posterior chamber intraocular lenses which may be subsidised for patients who: 1. Have high or very high myopia where single-piece foldable IOLs are not appropriate; or 2. Have inadequate capsular or zonular support such as posterior capsular or zonular defects
Ophthalmic | Intraocular lens replacement | Intraocular lens (IOL) | Monofocal posterior chamber IOL | Carl Zeiss | CT LUCIA 221P TIP2.4 DPT 32.0 | CT LUCIA 221P TIP2.4 DPT 32.0 | Standalone | DE0506025 | As per HSA registration, except multi-piece monofocal posterior chamber intraocular lenses which may be subsidised for patients who: 1. Have high or very high myopia where single-piece foldable IOLs are not appropriate; or 2. Have inadequate capsular or zonular support such as posterior capsular or zonular defects
Ophthalmic | Intraocular lens replacement | Intraocular lens (IOL) | Monofocal posterior chamber IOL | Carl Zeiss | CT LUCIA 221P TIP2.4 DPT 32.5 | CT LUCIA 221P TIP2.4 DPT 32.5 | Standalone | DE0506025 | As per HSA registration, except multi-piece monofocal posterior chamber intraocular lenses which may be subsidised for patients who: 1. Have high or very high myopia where single-piece foldable IOLs are not appropriate; or 2. Have inadequate capsular or zonular support such as posterior capsular or zonular defects
Ophthalmic | Intraocular lens replacement | Intraocular lens (IOL) | Monofocal posterior chamber IOL | Carl Zeiss | CT LUCIA 221P TIP2.4 DPT 33.0 | CT LUCIA 221P TIP2.4 DPT 33.0 | Standalone | DE0506025 | As per HSA registration, except multi-piece monofocal posterior chamber intraocular lenses which may be subsidised for patients who: 1. Have high or very high myopia where single-piece foldable IOLs are not appropriate; or 2. Have inadequate capsular or zonular support such as posterior capsular or zonular defects
Ophthalmic | Intraocular lens replacement | Intraocular lens (IOL) | Monofocal posterior chamber IOL | Carl Zeiss | CT LUCIA 221P TIP2.4 DPT 33.5 | CT LUCIA 221P TIP2.4 DPT 33.5 | Standalone | DE0506025 | As per HSA registration, except multi-piece monofocal posterior chamber intraocular lenses which may be subsidised for patients who: 1. Have high or very high myopia where single-piece foldable IOLs are not appropriate; or 2. Have inadequate capsular or zonular support such as posterior capsular or zonular defects
Ophthalmic | Intraocular lens replacement | Intraocular lens (IOL) | Monofocal posterior chamber IOL | Carl Zeiss | CT LUCIA 221P TIP2.4 DPT 34.0 | CT LUCIA 221P TIP2.4 DPT 34.0 | Standalone | DE0506025 | As per HSA registration, except multi-piece monofocal posterior chamber intraocular lenses which may be subsidised for patients who: 1. Have high or very high myopia where single-piece foldable IOLs are not appropriate; or 2. Have inadequate capsular or zonular support such as posterior capsular or zonular defects
Ophthalmic | Intraocular lens replacement | Intraocular lens (IOL) | Monofocal posterior chamber IOL | Carl Zeiss | CT LUCIA 202 DPT 04.0 | CT LUCIA 202 DPT 04.0 | Standalone | DE0502289 | As per HSA registration, except multi-piece monofocal posterior chamber intraocular lenses which may be subsidised for patients who: 1. Have high or very high myopia where single-piece foldable IOLs are not appropriate; or 2. Have inadequate capsular or zonular support such as posterior capsular or zonular defects
Ophthalmic | Intraocular lens replacement | Intraocular lens (IOL) | Monofocal posterior chamber IOL | Carl Zeiss | CT LUCIA 202 DPT 04.5 | CT LUCIA 202 DPT 04.5 | Standalone | DE0502289 | As per HSA registration, except multi-piece monofocal posterior chamber intraocular lenses which may be subsidised for patients who: 1. Have high or very high myopia where single-piece foldable IOLs are not appropriate; or 2. Have inadequate capsular or zonular support such as posterior capsular or zonular defects
Ophthalmic | Intraocular lens replacement | Intraocular lens (IOL) | Monofocal posterior chamber IOL | Carl Zeiss | CT LUCIA 202 DPT 05.0 | CT LUCIA 202 DPT 05.0 | Standalone | DE0502289 | As per HSA registration, except multi-piece monofocal posterior chamber intraocular lenses which may be subsidised for patients who: 1. Have high or very high myopia where single-piece foldable IOLs are not appropriate; or 2. Have inadequate capsular or zonular support such as posterior capsular or zonular defects
Ophthalmic | Intraocular lens replacement | Intraocular lens (IOL) | Monofocal posterior chamber IOL | Carl Zeiss | CT LUCIA 202 DPT 05.5 | CT LUCIA 202 DPT 05.5 | Standalone | DE0502289 | As per HSA registration, except multi-piece monofocal posterior chamber intraocular lenses which may be subsidised for patients who: 1. Have high or very high myopia where single-piece foldable IOLs are not appropriate; or 2. Have inadequate capsular or zonular support such as posterior capsular or zonular defects
Ophthalmic | Intraocular lens replacement | Intraocular lens (IOL) | Monofocal posterior chamber IOL | Carl Zeiss | CT LUCIA 202 DPT 06.0 | CT LUCIA 202 DPT 06.0 | Standalone | DE0502289 | As per HSA registration, except multi-piece monofocal posterior chamber intraocular lenses which may be subsidised for patients who: 1. Have high or very high myopia where single-piece foldable IOLs are not appropriate; or 2. Have inadequate capsular or zonular support such as posterior capsular or zonular defects
Ophthalmic | Intraocular lens replacement | Intraocular lens (IOL) | Monofocal posterior chamber IOL | Carl Zeiss | CT LUCIA 202 DPT 06.5 | CT LUCIA 202 DPT 06.5 | Standalone | DE0502289 | As per HSA registration, except multi-piece monofocal posterior chamber intraocular lenses which may be subsidised for patients who: 1. Have high or very high myopia where single-piece foldable IOLs are not appropriate; or 2. Have inadequate capsular or zonular support such as posterior capsular or zonular defects
Ophthalmic | Intraocular lens replacement | Intraocular lens (IOL) | Monofocal posterior chamber IOL | Carl Zeiss | CT LUCIA 202 DPT 07.0 | CT LUCIA 202 DPT 07.0 | Standalone | DE0502289 | As per HSA registration, except multi-piece monofocal posterior chamber intraocular lenses which may be subsidised for patients who: 1. Have high or very high myopia where single-piece foldable IOLs are not appropriate; or 2. Have inadequate capsular or zonular support such as posterior capsular or zonular defects
Ophthalmic | Intraocular lens replacement | Intraocular lens (IOL) | Monofocal posterior chamber IOL | Carl Zeiss | CT LUCIA 202 DPT 07.5 | CT LUCIA 202 DPT 07.5 | Standalone | DE0502289 | As per HSA registration, except multi-piece monofocal posterior chamber intraocular lenses which may be subsidised for patients who: 1. Have high or very high myopia where single-piece foldable IOLs are not appropriate; or 2. Have inadequate capsular or zonular support such as posterior capsular or zonular defects
Ophthalmic | Intraocular lens replacement | Intraocular lens (IOL) | Monofocal posterior chamber IOL | Carl Zeiss | CT LUCIA 202 DPT 08.0 | CT LUCIA 202 DPT 08.0 | Standalone | DE0502289 | As per HSA registration, except multi-piece monofocal posterior chamber intraocular lenses which may be subsidised for patients who: 1. Have high or very high myopia where single-piece foldable IOLs are not appropriate; or 2. Have inadequate capsular or zonular support such as posterior capsular or zonular defects
Ophthalmic | Intraocular lens replacement | Intraocular lens (IOL) | Monofocal posterior chamber IOL | Carl Zeiss | CT LUCIA 202 DPT 08.5 | CT LUCIA 202 DPT 08.5 | Standalone | DE0502289 | As per HSA registration, except multi-piece monofocal posterior chamber intraocular lenses which may be subsidised for patients who: 1. Have high or very high myopia where single-piece foldable IOLs are not appropriate; or 2. Have inadequate capsular or zonular support such as posterior capsular or zonular defects
Ophthalmic | Intraocular lens replacement | Intraocular lens (IOL) | Monofocal posterior chamber IOL | Carl Zeiss | CT LUCIA 202 DPT 09.0 | CT LUCIA 202 DPT 09.0 | Standalone | DE0502289 | As per HSA registration, except multi-piece monofocal posterior chamber intraocular lenses which may be subsidised for patients who: 1. Have high or very high myopia where single-piece foldable IOLs are not appropriate; or 2. Have inadequate capsular or zonular support such as posterior capsular or zonular defects
Ophthalmic | Intraocular lens replacement | Intraocular lens (IOL) | Monofocal posterior chamber IOL | Carl Zeiss | CT LUCIA 202 DPT 09.5 | CT LUCIA 202 DPT 09.5 | Standalone | DE0502289 | As per HSA registration, except multi-piece monofocal posterior chamber intraocular lenses which may be subsidised for patients who: 1. Have high or very high myopia where single-piece foldable IOLs are not appropriate; or 2. Have inadequate capsular or zonular support such as posterior capsular or zonular defects
Ophthalmic | Intraocular lens replacement | Intraocular lens (IOL) | Monofocal posterior chamber IOL | Carl Zeiss | CT LUCIA 202 DPT 10.0 | CT LUCIA 202 DPT 10.0 | Standalone | DE0502289 | As per HSA registration, except multi-piece monofocal posterior chamber intraocular lenses which may be subsidised for patients who: 1. Have high or very high myopia where single-piece foldable IOLs are not appropriate; or 2. Have inadequate capsular or zonular support such as posterior capsular or zonular defects
Ophthalmic | Intraocular lens replacement | Intraocular lens (IOL) | Monofocal posterior chamber IOL | Carl Zeiss | CT LUCIA 202 DPT 10.5 | CT LUCIA 202 DPT 10.5 | Standalone | DE0502289 | As per HSA registration, except multi-piece monofocal posterior chamber intraocular lenses which may be subsidised for patients who: 1. Have high or very high myopia where single-piece foldable IOLs are not appropriate; or 2. Have inadequate capsular or zonular support such as posterior capsular or zonular defects
Ophthalmic | Intraocular lens replacement | Intraocular lens (IOL) | Monofocal posterior chamber IOL | Carl Zeiss | CT LUCIA 202 DPT 11.0 | CT LUCIA 202 DPT 11.0 | Standalone | DE0502289 | As per HSA registration, except multi-piece monofocal posterior chamber intraocular lenses which may be subsidised for patients who: 1. Have high or very high myopia where single-piece foldable IOLs are not appropriate; or 2. Have inadequate capsular or zonular support such as posterior capsular or zonular defects
Ophthalmic | Intraocular lens replacement | Intraocular lens (IOL) | Monofocal posterior chamber IOL | Carl Zeiss | CT LUCIA 202 DPT 11.5 | CT LUCIA 202 DPT 11.5 | Standalone | DE0502289 | As per HSA registration, except multi-piece monofocal posterior chamber intraocular lenses which may be subsidised for patients who: 1. Have high or very high myopia where single-piece foldable IOLs are not appropriate; or 2. Have inadequate capsular or zonular support such as posterior capsular or zonular defects
Ophthalmic | Intraocular lens replacement | Intraocular lens (IOL) | Monofocal posterior chamber IOL | Carl Zeiss | CT LUCIA 202 DPT 12.0 | CT LUCIA 202 DPT 12.0 | Standalone | DE0502289 | As per HSA registration, except multi-piece monofocal posterior chamber intraocular lenses which may be subsidised for patients who: 1. Have high or very high myopia where single-piece foldable IOLs are not appropriate; or 2. Have inadequate capsular or zonular support such as posterior capsular or zonular defects
Ophthalmic | Intraocular lens replacement | Intraocular lens (IOL) | Monofocal posterior chamber IOL | Carl Zeiss | CT LUCIA 202 DPT 12.5 | CT LUCIA 202 DPT 12.5 | Standalone | DE0502289 | As per HSA registration, except multi-piece monofocal posterior chamber intraocular lenses which may be subsidised for patients who: 1. Have high or very high myopia where single-piece foldable IOLs are not appropriate; or 2. Have inadequate capsular or zonular support such as posterior capsular or zonular defects
Ophthalmic | Intraocular lens replacement | Intraocular lens (IOL) | Monofocal posterior chamber IOL | Carl Zeiss | CT LUCIA 202 DPT 13.0 | CT LUCIA 202 DPT 13.0 | Standalone | DE0502289 | As per HSA registration, except multi-piece monofocal posterior chamber intraocular lenses which may be subsidised for patients who: 1. Have high or very high myopia where single-piece foldable IOLs are not appropriate; or 2. Have inadequate capsular or zonular support such as posterior capsular or zonular defects
Ophthalmic | Intraocular lens replacement | Intraocular lens (IOL) | Monofocal posterior chamber IOL | Carl Zeiss | CT LUCIA 202 DPT 13.5 | CT LUCIA 202 DPT 13.5 | Standalone | DE0502289 | As per HSA registration, except multi-piece monofocal posterior chamber intraocular lenses which may be subsidised for patients who: 1. Have high or very high myopia where single-piece foldable IOLs are not appropriate; or 2. Have inadequate capsular or zonular support such as posterior capsular or zonular defects
Ophthalmic | Intraocular lens replacement | Intraocular lens (IOL) | Monofocal posterior chamber IOL | Carl Zeiss | CT LUCIA 202 DPT 14.0 | CT LUCIA 202 DPT 14.0 | Standalone | DE0502289 | As per HSA registration, except multi-piece monofocal posterior chamber intraocular lenses which may be subsidised for patients who: 1. Have high or very high myopia where single-piece foldable IOLs are not appropriate; or 2. Have inadequate capsular or zonular support such as posterior capsular or zonular defects
Ophthalmic | Intraocular lens replacement | Intraocular lens (IOL) | Monofocal posterior chamber IOL | Carl Zeiss | CT LUCIA 202 DPT 14.5 | CT LUCIA 202 DPT 14.5 | Standalone | DE0502289 | As per HSA registration, except multi-piece monofocal posterior chamber intraocular lenses which may be subsidised for patients who: 1. Have high or very high myopia where single-piece foldable IOLs are not appropriate; or 2. Have inadequate capsular or zonular support such as posterior capsular or zonular defects
Ophthalmic | Intraocular lens replacement | Intraocular lens (IOL) | Monofocal posterior chamber IOL | Carl Zeiss | CT LUCIA 202 DPT 15.0 | CT LUCIA 202 DPT 15.0 | Standalone | DE0502289 | As per HSA registration, except multi-piece monofocal posterior chamber intraocular lenses which may be subsidised for patients who: 1. Have high or very high myopia where single-piece foldable IOLs are not appropriate; or 2. Have inadequate capsular or zonular support such as posterior capsular or zonular defects
Ophthalmic | Intraocular lens replacement | Intraocular lens (IOL) | Monofocal posterior chamber IOL | Carl Zeiss | CT LUCIA 202 DPT 15.5 | CT LUCIA 202 DPT 15.5 | Standalone | DE0502289 | As per HSA registration, except multi-piece monofocal posterior chamber intraocular lenses which may be subsidised for patients who: 1. Have high or very high myopia where single-piece foldable IOLs are not appropriate; or 2. Have inadequate capsular or zonular support such as posterior capsular or zonular defects
Ophthalmic | Intraocular lens replacement | Intraocular lens (IOL) | Monofocal posterior chamber IOL | Carl Zeiss | CT LUCIA 202 DPT 16.0 | CT LUCIA 202 DPT 16.0 | Standalone | DE0502289 | As per HSA registration, except multi-piece monofocal posterior chamber intraocular lenses which may be subsidised for patients who: 1. Have high or very high myopia where single-piece foldable IOLs are not appropriate; or 2. Have inadequate capsular or zonular support such as posterior capsular or zonular defects
Ophthalmic | Intraocular lens replacement | Intraocular lens (IOL) | Monofocal posterior chamber IOL | Carl Zeiss | CT LUCIA 202 DPT 16.5 | CT LUCIA 202 DPT 16.5 | Standalone | DE0502289 | As per HSA registration, except multi-piece monofocal posterior chamber intraocular lenses which may be subsidised for patients who: 1. Have high or very high myopia where single-piece foldable IOLs are not appropriate; or 2. Have inadequate capsular or zonular support such as posterior capsular or zonular defects
Ophthalmic | Intraocular lens replacement | Intraocular lens (IOL) | Monofocal posterior chamber IOL | Carl Zeiss | CT LUCIA 202 DPT 17.0 | CT LUCIA 202 DPT 17.0 | Standalone | DE0502289 | As per HSA registration, except multi-piece monofocal posterior chamber intraocular lenses which may be subsidised for patients who: 1. Have high or very high myopia where single-piece foldable IOLs are not appropriate; or 2. Have inadequate capsular or zonular support such as posterior capsular or zonular defects
Ophthalmic | Intraocular lens replacement | Intraocular lens (IOL) | Monofocal posterior chamber IOL | Carl Zeiss | CT LUCIA 202 DPT 17.5 | CT LUCIA 202 DPT 17.5 | Standalone | DE0502289 | As per HSA registration, except multi-piece monofocal posterior chamber intraocular lenses which may be subsidised for patients who: 1. Have high or very high myopia where single-piece foldable IOLs are not appropriate; or 2. Have inadequate capsular or zonular support such as posterior capsular or zonular defects
Ophthalmic | Intraocular lens replacement | Intraocular lens (IOL) | Monofocal posterior chamber IOL | Carl Zeiss | CT LUCIA 202 DPT 18.0 | CT LUCIA 202 DPT 18.0 | Standalone | DE0502289 | As per HSA registration, except multi-piece monofocal posterior chamber intraocular lenses which may be subsidised for patients who: 1. Have high or very high myopia where single-piece foldable IOLs are not appropriate; or 2. Have inadequate capsular or zonular support such as posterior capsular or zonular defects
Ophthalmic | Intraocular lens replacement | Intraocular lens (IOL) | Monofocal posterior chamber IOL | Carl Zeiss | CT LUCIA 202 DPT 18.5 | CT LUCIA 202 DPT 18.5 | Standalone | DE0502289 | As per HSA registration, except multi-piece monofocal posterior chamber intraocular lenses which may be subsidised for patients who: 1. Have high or very high myopia where single-piece foldable IOLs are not appropriate; or 2. Have inadequate capsular or zonular support such as posterior capsular or zonular defects
Ophthalmic | Intraocular lens replacement | Intraocular lens (IOL) | Monofocal posterior chamber IOL | Carl Zeiss | CT LUCIA 202 DPT 19.0 | CT LUCIA 202 DPT 19.0 | Standalone | DE0502289 | As per HSA registration, except multi-piece monofocal posterior chamber intraocular lenses which may be subsidised for patients who: 1. Have high or very high myopia where single-piece foldable IOLs are not appropriate; or 2. Have inadequate capsular or zonular support such as posterior capsular or zonular defects
Ophthalmic | Intraocular lens replacement | Intraocular lens (IOL) | Monofocal posterior chamber IOL | Carl Zeiss | CT LUCIA 202 DPT 19.5 | CT LUCIA 202 DPT 19.5 | Standalone | DE0502289 | As per HSA registration, except multi-piece monofocal posterior chamber intraocular lenses which may be subsidised for patients who: 1. Have high or very high myopia where single-piece foldable IOLs are not appropriate; or 2. Have inadequate capsular or zonular support such as posterior capsular or zonular defects
Ophthalmic | Intraocular lens replacement | Intraocular lens (IOL) | Monofocal posterior chamber IOL | Carl Zeiss | CT LUCIA 202 DPT 20.0 | CT LUCIA 202 DPT 20.0 | Standalone | DE0502289 | As per HSA registration, except multi-piece monofocal posterior chamber intraocular lenses which may be subsidised for patients who: 1. Have high or very high myopia where single-piece foldable IOLs are not appropriate; or 2. Have inadequate capsular or zonular support such as posterior capsular or zonular defects
Ophthalmic | Intraocular lens replacement | Intraocular lens (IOL) | Monofocal posterior chamber IOL | Carl Zeiss | CT LUCIA 202 DPT 20.5 | CT LUCIA 202 DPT 20.5 | Standalone | DE0502289 | As per HSA registration, except multi-piece monofocal posterior chamber intraocular lenses which may be subsidised for patients who: 1. Have high or very high myopia where single-piece foldable IOLs are not appropriate; or 2. Have inadequate capsular or zonular support such as posterior capsular or zonular defects
Ophthalmic | Intraocular lens replacement | Intraocular lens (IOL) | Monofocal posterior chamber IOL | Carl Zeiss | CT LUCIA 202 DPT 21.0 | CT LUCIA 202 DPT 21.0 | Standalone | DE0502289 | As per HSA registration, except multi-piece monofocal posterior chamber intraocular lenses which may be subsidised for patients who: 1. Have high or very high myopia where single-piece foldable IOLs are not appropriate; or 2. Have inadequate capsular or zonular support such as posterior capsular or zonular defects
Ophthalmic | Intraocular lens replacement | Intraocular lens (IOL) | Monofocal posterior chamber IOL | Carl Zeiss | CT LUCIA 202 DPT 21.5 | CT LUCIA 202 DPT 21.5 | Standalone | DE0502289 | As per HSA registration, except multi-piece monofocal posterior chamber intraocular lenses which may be subsidised for patients who: 1. Have high or very high myopia where single-piece foldable IOLs are not appropriate; or 2. Have inadequate capsular or zonular support such as posterior capsular or zonular defects
Ophthalmic | Intraocular lens replacement | Intraocular lens (IOL) | Monofocal posterior chamber IOL | Carl Zeiss | CT LUCIA 202 DPT 22.0 | CT LUCIA 202 DPT 22.0 | Standalone | DE0502289 | As per HSA registration, except multi-piece monofocal posterior chamber intraocular lenses which may be subsidised for patients who: 1. Have high or very high myopia where single-piece foldable IOLs are not appropriate; or 2. Have inadequate capsular or zonular support such as posterior capsular or zonular defects
Ophthalmic | Intraocular lens replacement | Intraocular lens (IOL) | Monofocal posterior chamber IOL | Carl Zeiss | CT LUCIA 202 DPT 22.5 | CT LUCIA 202 DPT 22.5 | Standalone | DE0502289 | As per HSA registration, except multi-piece monofocal posterior chamber intraocular lenses which may be subsidised for patients who: 1. Have high or very high myopia where single-piece foldable IOLs are not appropriate; or 2. Have inadequate capsular or zonular support such as posterior capsular or zonular defects
Ophthalmic | Intraocular lens replacement | Intraocular lens (IOL) | Monofocal posterior chamber IOL | Carl Zeiss | CT LUCIA 202 DPT 23.0 | CT LUCIA 202 DPT 23.0 | Standalone | DE0502289 | As per HSA registration, except multi-piece monofocal posterior chamber intraocular lenses which may be subsidised for patients who: 1. Have high or very high myopia where single-piece foldable IOLs are not appropriate; or 2. Have inadequate capsular or zonular support such as posterior capsular or zonular defects
Ophthalmic | Intraocular lens replacement | Intraocular lens (IOL) | Monofocal posterior chamber IOL | Carl Zeiss | CT LUCIA 202 DPT 23.5 | CT LUCIA 202 DPT 23.5 | Standalone | DE0502289 | As per HSA registration, except multi-piece monofocal posterior chamber intraocular lenses which may be subsidised for patients who: 1. Have high or very high myopia where single-piece foldable IOLs are not appropriate; or 2. Have inadequate capsular or zonular support such as posterior capsular or zonular defects
Ophthalmic | Intraocular lens replacement | Intraocular lens (IOL) | Monofocal posterior chamber IOL | Carl Zeiss | CT LUCIA 202 DPT 24.0 | CT LUCIA 202 DPT 24.0 | Standalone | DE0502289 | As per HSA registration, except multi-piece monofocal posterior chamber intraocular lenses which may be subsidised for patients who: 1. Have high or very high myopia where single-piece foldable IOLs are not appropriate; or 2. Have inadequate capsular or zonular support such as posterior capsular or zonular defects
Ophthalmic | Intraocular lens replacement | Intraocular lens (IOL) | Monofocal posterior chamber IOL | Carl Zeiss | CT LUCIA 202 DPT 24.5 | CT LUCIA 202 DPT 24.5 | Standalone | DE0502289 | As per HSA registration, except multi-piece monofocal posterior chamber intraocular lenses which may be subsidised for patients who: 1. Have high or very high myopia where single-piece foldable IOLs are not appropriate; or 2. Have inadequate capsular or zonular support such as posterior capsular or zonular defects
Ophthalmic | Intraocular lens replacement | Intraocular lens (IOL) | Monofocal posterior chamber IOL | Carl Zeiss | CT LUCIA 202 DPT 25.0 | CT LUCIA 202 DPT 25.0 | Standalone | DE0502289 | As per HSA registration, except multi-piece monofocal posterior chamber intraocular lenses which may be subsidised for patients who: 1. Have high or very high myopia where single-piece foldable IOLs are not appropriate; or 2. Have inadequate capsular or zonular support such as posterior capsular or zonular defects
Ophthalmic | Intraocular lens replacement | Intraocular lens (IOL) | Monofocal posterior chamber IOL | Carl Zeiss | CT LUCIA 202 DPT 25.5 | CT LUCIA 202 DPT 25.5 | Standalone | DE0502289 | As per HSA registration, except multi-piece monofocal posterior chamber intraocular lenses which may be subsidised for patients who: 1. Have high or very high myopia where single-piece foldable IOLs are not appropriate; or 2. Have inadequate capsular or zonular support such as posterior capsular or zonular defects
Ophthalmic | Intraocular lens replacement | Intraocular lens (IOL) | Monofocal posterior chamber IOL | Carl Zeiss | CT LUCIA 202 DPT 26.0 | CT LUCIA 202 DPT 26.0 | Standalone | DE0502289 | As per HSA registration, except multi-piece monofocal posterior chamber intraocular lenses which may be subsidised for patients who: 1. Have high or very high myopia where single-piece foldable IOLs are not appropriate; or 2. Have inadequate capsular or zonular support such as posterior capsular or zonular defects
Ophthalmic | Intraocular lens replacement | Intraocular lens (IOL) | Monofocal posterior chamber IOL | Carl Zeiss | CT LUCIA 202 DPT 26.5 | CT LUCIA 202 DPT 26.5 | Standalone | DE0502289 | As per HSA registration, except multi-piece monofocal posterior chamber intraocular lenses which may be subsidised for patients who: 1. Have high or very high myopia where single-piece foldable IOLs are not appropriate; or 2. Have inadequate capsular or zonular support such as posterior capsular or zonular defects
Ophthalmic | Intraocular lens replacement | Intraocular lens (IOL) | Monofocal posterior chamber IOL | Carl Zeiss | CT LUCIA 202 DPT 27.0 | CT LUCIA 202 DPT 27.0 | Standalone | DE0502289 | As per HSA registration, except multi-piece monofocal posterior chamber intraocular lenses which may be subsidised for patients who: 1. Have high or very high myopia where single-piece foldable IOLs are not appropriate; or 2. Have inadequate capsular or zonular support such as posterior capsular or zonular defects
Ophthalmic | Intraocular lens replacement | Intraocular lens (IOL) | Monofocal posterior chamber IOL | Carl Zeiss | CT LUCIA 202 DPT 27.5 | CT LUCIA 202 DPT 27.5 | Standalone | DE0502289 | As per HSA registration, except multi-piece monofocal posterior chamber intraocular lenses which may be subsidised for patients who: 1. Have high or very high myopia where single-piece foldable IOLs are not appropriate; or 2. Have inadequate capsular or zonular support such as posterior capsular or zonular defects
Ophthalmic | Intraocular lens replacement | Intraocular lens (IOL) | Monofocal posterior chamber IOL | Carl Zeiss | CT LUCIA 202 DPT 28.0 | CT LUCIA 202 DPT 28.0 | Standalone | DE0502289 | As per HSA registration, except multi-piece monofocal posterior chamber intraocular lenses which may be subsidised for patients who: 1. Have high or very high myopia where single-piece foldable IOLs are not appropriate; or 2. Have inadequate capsular or zonular support such as posterior capsular or zonular defects
Ophthalmic | Intraocular lens replacement | Intraocular lens (IOL) | Monofocal posterior chamber IOL | Carl Zeiss | CT LUCIA 202 DPT 28.5 | CT LUCIA 202 DPT 28.5 | Standalone | DE0502289 | As per HSA registration, except multi-piece monofocal posterior chamber intraocular lenses which may be subsidised for patients who: 1. Have high or very high myopia where single-piece foldable IOLs are not appropriate; or 2. Have inadequate capsular or zonular support such as posterior capsular or zonular defects
Ophthalmic | Intraocular lens replacement | Intraocular lens (IOL) | Monofocal posterior chamber IOL | Carl Zeiss | CT LUCIA 202 DPT 29.0 | CT LUCIA 202 DPT 29.0 | Standalone | DE0502289 | As per HSA registration, except multi-piece monofocal posterior chamber intraocular lenses which may be subsidised for patients who: 1. Have high or very high myopia where single-piece foldable IOLs are not appropriate; or 2. Have inadequate capsular or zonular support such as posterior capsular or zonular defects
Ophthalmic | Intraocular lens replacement | Intraocular lens (IOL) | Monofocal posterior chamber IOL | Carl Zeiss | CT LUCIA 202 DPT 29.5 | CT LUCIA 202 DPT 29.5 | Standalone | DE0502289 | As per HSA registration, except multi-piece monofocal posterior chamber intraocular lenses which may be subsidised for patients who: 1. Have high or very high myopia where single-piece foldable IOLs are not appropriate; or 2. Have inadequate capsular or zonular support such as posterior capsular or zonular defects
Ophthalmic | Intraocular lens replacement | Intraocular lens (IOL) | Monofocal posterior chamber IOL | Carl Zeiss | CT LUCIA 202 DPT 30.0 | CT LUCIA 202 DPT 30.0 | Standalone | DE0502289 | As per HSA registration, except multi-piece monofocal posterior chamber intraocular lenses which may be subsidised for patients who: 1. Have high or very high myopia where single-piece foldable IOLs are not appropriate; or 2. Have inadequate capsular or zonular support such as posterior capsular or zonular defects
Ophthalmic | Intraocular lens replacement | Intraocular lens (IOL) | Monofocal posterior chamber IOL | Carl Zeiss | CT LUCIA 202 DPT 30.5 | CT LUCIA 202 DPT 30.5 | Standalone | DE0502289 | As per HSA registration, except multi-piece monofocal posterior chamber intraocular lenses which may be subsidised for patients who: 1. Have high or very high myopia where single-piece foldable IOLs are not appropriate; or 2. Have inadequate capsular or zonular support such as posterior capsular or zonular defects
Ophthalmic | Intraocular lens replacement | Intraocular lens (IOL) | Monofocal posterior chamber IOL | Carl Zeiss | CT LUCIA 202 DPT 31.0 | CT LUCIA 202 DPT 31.0 | Standalone | DE0502289 | As per HSA registration, except multi-piece monofocal posterior chamber intraocular lenses which may be subsidised for patients who: 1. Have high or very high myopia where single-piece foldable IOLs are not appropriate; or 2. Have inadequate capsular or zonular support such as posterior capsular or zonular defects
Ophthalmic | Intraocular lens replacement | Intraocular lens (IOL) | Monofocal posterior chamber IOL | Carl Zeiss | CT LUCIA 202 DPT 31.5 | CT LUCIA 202 DPT 31.5 | Standalone | DE0502289 | As per HSA registration, except multi-piece monofocal posterior chamber intraocular lenses which may be subsidised for patients who: 1. Have high or very high myopia where single-piece foldable IOLs are not appropriate; or 2. Have inadequate capsular or zonular support such as posterior capsular or zonular defects
Ophthalmic | Intraocular lens replacement | Intraocular lens (IOL) | Monofocal posterior chamber IOL | Carl Zeiss | CT LUCIA 202 DPT 32.0 | CT LUCIA 202 DPT 32.0 | Standalone | DE0502289 | As per HSA registration, except multi-piece monofocal posterior chamber intraocular lenses which may be subsidised for patients who: 1. Have high or very high myopia where single-piece foldable IOLs are not appropriate; or 2. Have inadequate capsular or zonular support such as posterior capsular or zonular defects
Ophthalmic | Intraocular lens replacement | Intraocular lens (IOL) | Monofocal posterior chamber IOL | Carl Zeiss | CT LUCIA 202 DPT 32.5 | CT LUCIA 202 DPT 32.5 | Standalone | DE0502289 | As per HSA registration, except multi-piece monofocal posterior chamber intraocular lenses which may be subsidised for patients who: 1. Have high or very high myopia where single-piece foldable IOLs are not appropriate; or 2. Have inadequate capsular or zonular support such as posterior capsular or zonular defects
Ophthalmic | Intraocular lens replacement | Intraocular lens (IOL) | Monofocal posterior chamber IOL | Carl Zeiss | CT LUCIA 202 DPT 33.0 | CT LUCIA 202 DPT 33.0 | Standalone | DE0502289 | As per HSA registration, except multi-piece monofocal posterior chamber intraocular lenses which may be subsidised for patients who: 1. Have high or very high myopia where single-piece foldable IOLs are not appropriate; or 2. Have inadequate capsular or zonular support such as posterior capsular or zonular defects
Ophthalmic | Intraocular lens replacement | Intraocular lens (IOL) | Monofocal posterior chamber IOL | Carl Zeiss | CT LUCIA 202 DPT 33.5 | CT LUCIA 202 DPT 33.5 | Standalone | DE0502289 | As per HSA registration, except multi-piece monofocal posterior chamber intraocular lenses which may be subsidised for patients who: 1. Have high or very high myopia where single-piece foldable IOLs are not appropriate; or 2. Have inadequate capsular or zonular support such as posterior capsular or zonular defects
Ophthalmic | Intraocular lens replacement | Intraocular lens (IOL) | Monofocal posterior chamber IOL | Carl Zeiss | CT LUCIA 202 DPT 34.0 | CT LUCIA 202 DPT 34.0 | Standalone | DE0502289 | As per HSA registration, except multi-piece monofocal posterior chamber intraocular lenses which may be subsidised for patients who: 1. Have high or very high myopia where single-piece foldable IOLs are not appropriate; or 2. Have inadequate capsular or zonular support such as posterior capsular or zonular defects
Ophthalmic | Intraocular lens replacement | Intraocular lens (IOL) | Monofocal posterior chamber IOL | Kowa Company Ltd | AvanseePreset UV | PU6AS (+6.0D) | Standalone | DE0505379 | As per HSA registration, except multi-piece monofocal posterior chamber intraocular lenses which may be subsidised for patients who: 1. Have high or very high myopia where single-piece foldable IOLs are not appropriate; or 2. Have inadequate capsular or zonular support such as posterior capsular or zonular defects
Ophthalmic | Intraocular lens replacement | Intraocular lens (IOL) | Monofocal posterior chamber IOL | Kowa Company Ltd | AvanseePreset UV | PU6AS (+7.0D) | Standalone | DE0505379 | As per HSA registration, except multi-piece monofocal posterior chamber intraocular lenses which may be subsidised for patients who: 1. Have high or very high myopia where single-piece foldable IOLs are not appropriate; or 2. Have inadequate capsular or zonular support such as posterior capsular or zonular defects
Ophthalmic | Intraocular lens replacement | Intraocular lens (IOL) | Monofocal posterior chamber IOL | Kowa Company Ltd | AvanseePreset UV | PU6AS (+8.0D) | Standalone | DE0505379 | As per HSA registration, except multi-piece monofocal posterior chamber intraocular lenses which may be subsidised for patients who: 1. Have high or very high myopia where single-piece foldable IOLs are not appropriate; or 2. Have inadequate capsular or zonular support such as posterior capsular or zonular defects
Ophthalmic | Intraocular lens replacement | Intraocular lens (IOL) | Monofocal posterior chamber IOL | Kowa Company Ltd | AvanseePreset UV | PU6AS (+9.0D) | Standalone | DE0505379 | As per HSA registration, except multi-piece monofocal posterior chamber intraocular lenses which may be subsidised for patients who: 1. Have high or very high myopia where single-piece foldable IOLs are not appropriate; or 2. Have inadequate capsular or zonular support such as posterior capsular or zonular defects
Ophthalmic | Intraocular lens replacement | Intraocular lens (IOL) | Monofocal posterior chamber IOL | Kowa Company Ltd | AvanseePreset UV | PU6AS (+10.0D) | Standalone | DE0505379 | As per HSA registration, except multi-piece monofocal posterior chamber intraocular lenses which may be subsidised for patients who: 1. Have high or very high myopia where single-piece foldable IOLs are not appropriate; or 2. Have inadequate capsular or zonular support such as posterior capsular or zonular defects
Ophthalmic | Intraocular lens replacement | Intraocular lens (IOL) | Monofocal posterior chamber IOL | Kowa Company Ltd | AvanseePreset UV | PU6AS (+10.5D) | Standalone | DE0505379 | As per HSA registration, except multi-piece monofocal posterior chamber intraocular lenses which may be subsidised for patients who: 1. Have high or very high myopia where single-piece foldable IOLs are not appropriate; or 2. Have inadequate capsular or zonular support such as posterior capsular or zonular defects
Ophthalmic | Intraocular lens replacement | Intraocular lens (IOL) | Monofocal posterior chamber IOL | Kowa Company Ltd | AvanseePreset UV | PU6AS (+11.0D) | Standalone | DE0505379 | As per HSA registration, except multi-piece monofocal posterior chamber intraocular lenses which may be subsidised for patients who: 1. Have high or very high myopia where single-piece foldable IOLs are not appropriate; or 2. Have inadequate capsular or zonular support such as posterior capsular or zonular defects
Ophthalmic | Intraocular lens replacement | Intraocular lens (IOL) | Monofocal posterior chamber IOL | Kowa Company Ltd | AvanseePreset UV | PU6AS (+11.5D) | Standalone | DE0505379 | As per HSA registration, except multi-piece monofocal posterior chamber intraocular lenses which may be subsidised for patients who: 1. Have high or very high myopia where single-piece foldable IOLs are not appropriate; or 2. Have inadequate capsular or zonular support such as posterior capsular or zonular defects
Ophthalmic | Intraocular lens replacement | Intraocular lens (IOL) | Monofocal posterior chamber IOL | Kowa Company Ltd | AvanseePreset UV | PU6AS (+12.0D) | Standalone | DE0505379 | As per HSA registration, except multi-piece monofocal posterior chamber intraocular lenses which may be subsidised for patients who: 1. Have high or very high myopia where single-piece foldable IOLs are not appropriate; or 2. Have inadequate capsular or zonular support such as posterior capsular or zonular defects
Ophthalmic | Intraocular lens replacement | Intraocular lens (IOL) | Monofocal posterior chamber IOL | Kowa Company Ltd | AvanseePreset UV | PU6AS (+12.5D) | Standalone | DE0505379 | As per HSA registration, except multi-piece monofocal posterior chamber intraocular lenses which may be subsidised for patients who: 1. Have high or very high myopia where single-piece foldable IOLs are not appropriate; or 2. Have inadequate capsular or zonular support such as posterior capsular or zonular defects
Ophthalmic | Intraocular lens replacement | Intraocular lens (IOL) | Monofocal posterior chamber IOL | Kowa Company Ltd | AvanseePreset UV | PU6AS (+13.0D) | Standalone | DE0505379 | As per HSA registration, except multi-piece monofocal posterior chamber intraocular lenses which may be subsidised for patients who: 1. Have high or very high myopia where single-piece foldable IOLs are not appropriate; or 2. Have inadequate capsular or zonular support such as posterior capsular or zonular defects
Ophthalmic | Intraocular lens replacement | Intraocular lens (IOL) | Monofocal posterior chamber IOL | Kowa Company Ltd | AvanseePreset UV | PU6AS (+13.5D) | Standalone | DE0505379 | As per HSA registration, except multi-piece monofocal posterior chamber intraocular lenses which may be subsidised for patients who: 1. Have high or very high myopia where single-piece foldable IOLs are not appropriate; or 2. Have inadequate capsular or zonular support such as posterior capsular or zonular defects
Ophthalmic | Intraocular lens replacement | Intraocular lens (IOL) | Monofocal posterior chamber IOL | Kowa Company Ltd | AvanseePreset UV | PU6AS (+14.0D) | Standalone | DE0505379 | As per HSA registration, except multi-piece monofocal posterior chamber intraocular lenses which may be subsidised for patients who: 1. Have high or very high myopia where single-piece foldable IOLs are not appropriate; or 2. Have inadequate capsular or zonular support such as posterior capsular or zonular defects
Ophthalmic | Intraocular lens replacement | Intraocular lens (IOL) | Monofocal posterior chamber IOL | Kowa Company Ltd | AvanseePreset UV | PU6AS (+14.5D) | Standalone | DE0505379 | As per HSA registration, except multi-piece monofocal posterior chamber intraocular lenses which may be subsidised for patients who: 1. Have high or very high myopia where single-piece foldable IOLs are not appropriate; or 2. Have inadequate capsular or zonular support such as posterior capsular or zonular defects
Ophthalmic | Intraocular lens replacement | Intraocular lens (IOL) | Monofocal posterior chamber IOL | Kowa Company Ltd | AvanseePreset UV | PU6AS (+15.0D) | Standalone | DE0505379 | As per HSA registration, except multi-piece monofocal posterior chamber intraocular lenses which may be subsidised for patients who: 1. Have high or very high myopia where single-piece foldable IOLs are not appropriate; or 2. Have inadequate capsular or zonular support such as posterior capsular or zonular defects
Ophthalmic | Intraocular lens replacement | Intraocular lens (IOL) | Monofocal posterior chamber IOL | Kowa Company Ltd | AvanseePreset UV | PU6AS (+15.5D) | Standalone | DE0505379 | As per HSA registration, except multi-piece monofocal posterior chamber intraocular lenses which may be subsidised for patients who: 1. Have high or very high myopia where single-piece foldable IOLs are not appropriate; or 2. Have inadequate capsular or zonular support such as posterior capsular or zonular defects
Ophthalmic | Intraocular lens replacement | Intraocular lens (IOL) | Monofocal posterior chamber IOL | Kowa Company Ltd | AvanseePreset UV | PU6AS (+16.0D) | Standalone | DE0505379 | As per HSA registration, except multi-piece monofocal posterior chamber intraocular lenses which may be subsidised for patients who: 1. Have high or very high myopia where single-piece foldable IOLs are not appropriate; or 2. Have inadequate capsular or zonular support such as posterior capsular or zonular defects
Ophthalmic | Intraocular lens replacement | Intraocular lens (IOL) | Monofocal posterior chamber IOL | Kowa Company Ltd | AvanseePreset UV | PU6AS (+16.5D) | Standalone | DE0505379 | As per HSA registration, except multi-piece monofocal posterior chamber intraocular lenses which may be subsidised for patients who: 1. Have high or very high myopia where single-piece foldable IOLs are not appropriate; or 2. Have inadequate capsular or zonular support such as posterior capsular or zonular defects
Ophthalmic | Intraocular lens replacement | Intraocular lens (IOL) | Monofocal posterior chamber IOL | Kowa Company Ltd | AvanseePreset UV | PU6AS (+17.0D) | Standalone | DE0505379 | As per HSA registration, except multi-piece monofocal posterior chamber intraocular lenses which may be subsidised for patients who: 1. Have high or very high myopia where single-piece foldable IOLs are not appropriate; or 2. Have inadequate capsular or zonular support such as posterior capsular or zonular defects
Ophthalmic | Intraocular lens replacement | Intraocular lens (IOL) | Monofocal posterior chamber IOL | Kowa Company Ltd | AvanseePreset UV | PU6AS (+17.5D) | Standalone | DE0505379 | As per HSA registration, except multi-piece monofocal posterior chamber intraocular lenses which may be subsidised for patients who: 1. Have high or very high myopia where single-piece foldable IOLs are not appropriate; or 2. Have inadequate capsular or zonular support such as posterior capsular or zonular defects
Ophthalmic | Intraocular lens replacement | Intraocular lens (IOL) | Monofocal posterior chamber IOL | Kowa Company Ltd | AvanseePreset UV | PU6AS (+18.0D) | Standalone | DE0505379 | As per HSA registration, except multi-piece monofocal posterior chamber intraocular lenses which may be subsidised for patients who: 1. Have high or very high myopia where single-piece foldable IOLs are not appropriate; or 2. Have inadequate capsular or zonular support such as posterior capsular or zonular defects
Ophthalmic | Intraocular lens replacement | Intraocular lens (IOL) | Monofocal posterior chamber IOL | Kowa Company Ltd | AvanseePreset UV | PU6AS (+18.5D) | Standalone | DE0505379 | As per HSA registration, except multi-piece monofocal posterior chamber intraocular lenses which may be subsidised for patients who: 1. Have high or very high myopia where single-piece foldable IOLs are not appropriate; or 2. Have inadequate capsular or zonular support such as posterior capsular or zonular defects
Ophthalmic | Intraocular lens replacement | Intraocular lens (IOL) | Monofocal posterior chamber IOL | Kowa Company Ltd | AvanseePreset UV | PU6AS (+19.0D) | Standalone | DE0505379 | As per HSA registration, except multi-piece monofocal posterior chamber intraocular lenses which may be subsidised for patients who: 1. Have high or very high myopia where single-piece foldable IOLs are not appropriate; or 2. Have inadequate capsular or zonular support such as posterior capsular or zonular defects
Ophthalmic | Intraocular lens replacement | Intraocular lens (IOL) | Monofocal posterior chamber IOL | Kowa Company Ltd | AvanseePreset UV | PU6AS (+19.5D) | Standalone | DE0505379 | As per HSA registration, except multi-piece monofocal posterior chamber intraocular lenses which may be subsidised for patients who: 1. Have high or very high myopia where single-piece foldable IOLs are not appropriate; or 2. Have inadequate capsular or zonular support such as posterior capsular or zonular defects
Ophthalmic | Intraocular lens replacement | Intraocular lens (IOL) | Monofocal posterior chamber IOL | Kowa Company Ltd | AvanseePreset UV | PU6AS (+20.0D) | Standalone | DE0505379 | As per HSA registration, except multi-piece monofocal posterior chamber intraocular lenses which may be subsidised for patients who: 1. Have high or very high myopia where single-piece foldable IOLs are not appropriate; or 2. Have inadequate capsular or zonular support such as posterior capsular or zonular defects
Ophthalmic | Intraocular lens replacement | Intraocular lens (IOL) | Monofocal posterior chamber IOL | Kowa Company Ltd | AvanseePreset UV | PU6AS (+20.5D) | Standalone | DE0505379 | As per HSA registration, except multi-piece monofocal posterior chamber intraocular lenses which may be subsidised for patients who: 1. Have high or very high myopia where single-piece foldable IOLs are not appropriate; or 2. Have inadequate capsular or zonular support such as posterior capsular or zonular defects
Ophthalmic | Intraocular lens replacement | Intraocular lens (IOL) | Monofocal posterior chamber IOL | Kowa Company Ltd | AvanseePreset UV | PU6AS (+21.0D) | Standalone | DE0505379 | As per HSA registration, except multi-piece monofocal posterior chamber intraocular lenses which may be subsidised for patients who: 1. Have high or very high myopia where single-piece foldable IOLs are not appropriate; or 2. Have inadequate capsular or zonular support such as posterior capsular or zonular defects
Ophthalmic | Intraocular lens replacement | Intraocular lens (IOL) | Monofocal posterior chamber IOL | Kowa Company Ltd | AvanseePreset UV | PU6AS (+21.5D) | Standalone | DE0505379 | As per HSA registration, except multi-piece monofocal posterior chamber intraocular lenses which may be subsidised for patients who: 1. Have high or very high myopia where single-piece foldable IOLs are not appropriate; or 2. Have inadequate capsular or zonular support such as posterior capsular or zonular defects
Ophthalmic | Intraocular lens replacement | Intraocular lens (IOL) | Monofocal posterior chamber IOL | Kowa Company Ltd | AvanseePreset UV | PU6AS (+22.0D) | Standalone | DE0505379 | As per HSA registration, except multi-piece monofocal posterior chamber intraocular lenses which may be subsidised for patients who: 1. Have high or very high myopia where single-piece foldable IOLs are not appropriate; or 2. Have inadequate capsular or zonular support such as posterior capsular or zonular defects
Ophthalmic | Intraocular lens replacement | Intraocular lens (IOL) | Monofocal posterior chamber IOL | Kowa Company Ltd | AvanseePreset UV | PU6AS (+22.5D) | Standalone | DE0505379 | As per HSA registration, except multi-piece monofocal posterior chamber intraocular lenses which may be subsidised for patients who: 1. Have high or very high myopia where single-piece foldable IOLs are not appropriate; or 2. Have inadequate capsular or zonular support such as posterior capsular or zonular defects
Ophthalmic | Intraocular lens replacement | Intraocular lens (IOL) | Monofocal posterior chamber IOL | Kowa Company Ltd | AvanseePreset UV | PU6AS (+23.0D) | Standalone | DE0505379 | As per HSA registration, except multi-piece monofocal posterior chamber intraocular lenses which may be subsidised for patients who: 1. Have high or very high myopia where single-piece foldable IOLs are not appropriate; or 2. Have inadequate capsular or zonular support such as posterior capsular or zonular defects
Ophthalmic | Intraocular lens replacement | Intraocular lens (IOL) | Monofocal posterior chamber IOL | Kowa Company Ltd | AvanseePreset UV | PU6AS (+23.5D) | Standalone | DE0505379 | As per HSA registration, except multi-piece monofocal posterior chamber intraocular lenses which may be subsidised for patients who: 1. Have high or very high myopia where single-piece foldable IOLs are not appropriate; or 2. Have inadequate capsular or zonular support such as posterior capsular or zonular defects
Ophthalmic | Intraocular lens replacement | Intraocular lens (IOL) | Monofocal posterior chamber IOL | Kowa Company Ltd | AvanseePreset UV | PU6AS (+24.0D) | Standalone | DE0505379 | As per HSA registration, except multi-piece monofocal posterior chamber intraocular lenses which may be subsidised for patients who: 1. Have high or very high myopia where single-piece foldable IOLs are not appropriate; or 2. Have inadequate capsular or zonular support such as posterior capsular or zonular defects
Ophthalmic | Intraocular lens replacement | Intraocular lens (IOL) | Monofocal posterior chamber IOL | Kowa Company Ltd | AvanseePreset UV | PU6AS (+24.5D) | Standalone | DE0505379 | As per HSA registration, except multi-piece monofocal posterior chamber intraocular lenses which may be subsidised for patients who: 1. Have high or very high myopia where single-piece foldable IOLs are not appropriate; or 2. Have inadequate capsular or zonular support such as posterior capsular or zonular defects
Ophthalmic | Intraocular lens replacement | Intraocular lens (IOL) | Monofocal posterior chamber IOL | Kowa Company Ltd | AvanseePreset UV | PU6AS (+25.0D) | Standalone | DE0505379 | As per HSA registration, except multi-piece monofocal posterior chamber intraocular lenses which may be subsidised for patients who: 1. Have high or very high myopia where single-piece foldable IOLs are not appropriate; or 2. Have inadequate capsular or zonular support such as posterior capsular or zonular defects
Ophthalmic | Intraocular lens replacement | Intraocular lens (IOL) | Monofocal posterior chamber IOL | Kowa Company Ltd | AvanseePreset UV | PU6AS (+25.5D) | Standalone | DE0505379 | As per HSA registration, except multi-piece monofocal posterior chamber intraocular lenses which may be subsidised for patients who: 1. Have high or very high myopia where single-piece foldable IOLs are not appropriate; or 2. Have inadequate capsular or zonular support such as posterior capsular or zonular defects
Ophthalmic | Intraocular lens replacement | Intraocular lens (IOL) | Monofocal posterior chamber IOL | Kowa Company Ltd | AvanseePreset UV | PU6AS (+26.0D) | Standalone | DE0505379 | As per HSA registration, except multi-piece monofocal posterior chamber intraocular lenses which may be subsidised for patients who: 1. Have high or very high myopia where single-piece foldable IOLs are not appropriate; or 2. Have inadequate capsular or zonular support such as posterior capsular or zonular defects
Ophthalmic | Intraocular lens replacement | Intraocular lens (IOL) | Monofocal posterior chamber IOL | Rayner | Rayner RayOne Hydrophobic Aspheric | RAO800C (-10.0D) | Standalone | DE0502355 | As per HSA registration, except multi-piece monofocal posterior chamber intraocular lenses which may be subsidised for patients who: 1. Have high or very high myopia where single-piece foldable IOLs are not appropriate; or 2. Have inadequate capsular or zonular support such as posterior capsular or zonular defects
Ophthalmic | Intraocular lens replacement | Intraocular lens (IOL) | Monofocal posterior chamber IOL | Rayner | Rayner RayOne Hydrophobic Aspheric | RAO800C (-9.0D) | Standalone | DE0502355 | As per HSA registration, except multi-piece monofocal posterior chamber intraocular lenses which may be subsidised for patients who: 1. Have high or very high myopia where single-piece foldable IOLs are not appropriate; or 2. Have inadequate capsular or zonular support such as posterior capsular or zonular defects
Ophthalmic | Intraocular lens replacement | Intraocular lens (IOL) | Monofocal posterior chamber IOL | Rayner | Rayner RayOne Hydrophobic Aspheric | RAO800C (-8.0D) | Standalone | DE0502355 | As per HSA registration, except multi-piece monofocal posterior chamber intraocular lenses which may be subsidised for patients who: 1. Have high or very high myopia where single-piece foldable IOLs are not appropriate; or 2. Have inadequate capsular or zonular support such as posterior capsular or zonular defects
Ophthalmic | Intraocular lens replacement | Intraocular lens (IOL) | Monofocal posterior chamber IOL | Rayner | Rayner RayOne Hydrophobic Aspheric | RAO800C (-7.0D) | Standalone | DE0502355 | As per HSA registration, except multi-piece monofocal posterior chamber intraocular lenses which may be subsidised for patients who: 1. Have high or very high myopia where single-piece foldable IOLs are not appropriate; or 2. Have inadequate capsular or zonular support such as posterior capsular or zonular defects
Ophthalmic | Intraocular lens replacement | Intraocular lens (IOL) | Monofocal posterior chamber IOL | Rayner | Rayner RayOne Hydrophobic Aspheric | RAO800C (-6.0D) | Standalone | DE0502355 | As per HSA registration, except multi-piece monofocal posterior chamber intraocular lenses which may be subsidised for patients who: 1. Have high or very high myopia where single-piece foldable IOLs are not appropriate; or 2. Have inadequate capsular or zonular support such as posterior capsular or zonular defects
Ophthalmic | Intraocular lens replacement | Intraocular lens (IOL) | Monofocal posterior chamber IOL | Rayner | Rayner RayOne Hydrophobic Aspheric | RAO800C (-5.0D) | Standalone | DE0502355 | As per HSA registration, except multi-piece monofocal posterior chamber intraocular lenses which may be subsidised for patients who: 1. Have high or very high myopia where single-piece foldable IOLs are not appropriate; or 2. Have inadequate capsular or zonular support such as posterior capsular or zonular defects
Ophthalmic | Intraocular lens replacement | Intraocular lens (IOL) | Monofocal posterior chamber IOL | Rayner | Rayner RayOne Hydrophobic Aspheric | RAO800C (-4.0D) | Standalone | DE0502355 | As per HSA registration, except multi-piece monofocal posterior chamber intraocular lenses which may be subsidised for patients who: 1. Have high or very high myopia where single-piece foldable IOLs are not appropriate; or 2. Have inadequate capsular or zonular support such as posterior capsular or zonular defects
Ophthalmic | Intraocular lens replacement | Intraocular lens (IOL) | Monofocal posterior chamber IOL | Rayner | Rayner RayOne Hydrophobic Aspheric | RAO800C (-3.0D) | Standalone | DE0502355 | As per HSA registration, except multi-piece monofocal posterior chamber intraocular lenses which may be subsidised for patients who: 1. Have high or very high myopia where single-piece foldable IOLs are not appropriate; or 2. Have inadequate capsular or zonular support such as posterior capsular or zonular defects
Ophthalmic | Intraocular lens replacement | Intraocular lens (IOL) | Monofocal posterior chamber IOL | Rayner | Rayner RayOne Hydrophobic Aspheric | RAO800C (-2.0D) | Standalone | DE0502355 | As per HSA registration, except multi-piece monofocal posterior chamber intraocular lenses which may be subsidised for patients who: 1. Have high or very high myopia where single-piece foldable IOLs are not appropriate; or 2. Have inadequate capsular or zonular support such as posterior capsular or zonular defects
Ophthalmic | Intraocular lens replacement | Intraocular lens (IOL) | Monofocal posterior chamber IOL | Rayner | Rayner RayOne Hydrophobic Aspheric | RAO800C (-1.0D) | Standalone | DE0502355 | As per HSA registration, except multi-piece monofocal posterior chamber intraocular lenses which may be subsidised for patients who: 1. Have high or very high myopia where single-piece foldable IOLs are not appropriate; or 2. Have inadequate capsular or zonular support such as posterior capsular or zonular defects
Ophthalmic | Intraocular lens replacement | Intraocular lens (IOL) | Monofocal posterior chamber IOL | Rayner | Rayner RayOne Hydrophobic Aspheric | RAO800C (0.0D) | Standalone | DE0502355 | As per HSA registration, except multi-piece monofocal posterior chamber intraocular lenses which may be subsidised for patients who: 1. Have high or very high myopia where single-piece foldable IOLs are not appropriate; or 2. Have inadequate capsular or zonular support such as posterior capsular or zonular defects
Ophthalmic | Intraocular lens replacement | Intraocular lens (IOL) | Monofocal posterior chamber IOL | Rayner | Rayner RayOne Hydrophobic Aspheric | RAO800C (+1.0D) | Standalone | DE0502355 | As per HSA registration, except multi-piece monofocal posterior chamber intraocular lenses which may be subsidised for patients who: 1. Have high or very high myopia where single-piece foldable IOLs are not appropriate; or 2. Have inadequate capsular or zonular support such as posterior capsular or zonular defects
Ophthalmic | Intraocular lens replacement | Intraocular lens (IOL) | Monofocal posterior chamber IOL | Rayner | Rayner RayOne Hydrophobic Aspheric | RAO800C (+2.0D) | Standalone | DE0502355 | As per HSA registration, except multi-piece monofocal posterior chamber intraocular lenses which may be subsidised for patients who: 1. Have high or very high myopia where single-piece foldable IOLs are not appropriate; or 2. Have inadequate capsular or zonular support such as posterior capsular or zonular defects
Ophthalmic | Intraocular lens replacement | Intraocular lens (IOL) | Monofocal posterior chamber IOL | Rayner | Rayner RayOne Hydrophobic Aspheric | RAO800C (+3.0D) | Standalone | DE0502355 | As per HSA registration, except multi-piece monofocal posterior chamber intraocular lenses which may be subsidised for patients who: 1. Have high or very high myopia where single-piece foldable IOLs are not appropriate; or 2. Have inadequate capsular or zonular support such as posterior capsular or zonular defects
Ophthalmic | Intraocular lens replacement | Intraocular lens (IOL) | Monofocal posterior chamber IOL | Rayner | Rayner RayOne Hydrophobic Aspheric | RAO800C (+4.0D) | Standalone | DE0502355 | As per HSA registration, except multi-piece monofocal posterior chamber intraocular lenses which may be subsidised for patients who: 1. Have high or very high myopia where single-piece foldable IOLs are not appropriate; or 2. Have inadequate capsular or zonular support such as posterior capsular or zonular defects
Ophthalmic | Intraocular lens replacement | Intraocular lens (IOL) | Monofocal posterior chamber IOL | Rayner | Rayner RayOne Hydrophobic Aspheric | RAO800C (+5.0D) | Standalone | DE0502355 | As per HSA registration, except multi-piece monofocal posterior chamber intraocular lenses which may be subsidised for patients who: 1. Have high or very high myopia where single-piece foldable IOLs are not appropriate; or 2. Have inadequate capsular or zonular support such as posterior capsular or zonular defects
Ophthalmic | Intraocular lens replacement | Intraocular lens (IOL) | Monofocal posterior chamber IOL | Rayner | Rayner RayOne Hydrophobic Aspheric | RAO800C (+6.0D) | Standalone | DE0502355 | As per HSA registration, except multi-piece monofocal posterior chamber intraocular lenses which may be subsidised for patients who: 1. Have high or very high myopia where single-piece foldable IOLs are not appropriate; or 2. Have inadequate capsular or zonular support such as posterior capsular or zonular defects
Ophthalmic | Intraocular lens replacement | Intraocular lens (IOL) | Monofocal posterior chamber IOL | Rayner | Rayner RayOne Hydrophobic Aspheric | RAO800C (+7.0D) | Standalone | DE0502355 | As per HSA registration, except multi-piece monofocal posterior chamber intraocular lenses which may be subsidised for patients who: 1. Have high or very high myopia where single-piece foldable IOLs are not appropriate; or 2. Have inadequate capsular or zonular support such as posterior capsular or zonular defects
Ophthalmic | Intraocular lens replacement | Intraocular lens (IOL) | Monofocal posterior chamber IOL | Rayner | Rayner RayOne Hydrophobic Aspheric | RAO800C (+8.0D) | Standalone | DE0502355 | As per HSA registration, except multi-piece monofocal posterior chamber intraocular lenses which may be subsidised for patients who: 1. Have high or very high myopia where single-piece foldable IOLs are not appropriate; or 2. Have inadequate capsular or zonular support such as posterior capsular or zonular defects
Ophthalmic | Intraocular lens replacement | Intraocular lens (IOL) | Monofocal posterior chamber IOL | Rayner | Rayner RayOne Hydrophobic Aspheric | RAO800C (+8.5D) | Standalone | DE0502355 | As per HSA registration, except multi-piece monofocal posterior chamber intraocular lenses which may be subsidised for patients who: 1. Have high or very high myopia where single-piece foldable IOLs are not appropriate; or 2. Have inadequate capsular or zonular support such as posterior capsular or zonular defects
Ophthalmic | Intraocular lens replacement | Intraocular lens (IOL) | Monofocal posterior chamber IOL | Rayner | Rayner RayOne Hydrophobic Aspheric | RAO800C (+9.0D) | Standalone | DE0502355 | As per HSA registration, except multi-piece monofocal posterior chamber intraocular lenses which may be subsidised for patients who: 1. Have high or very high myopia where single-piece foldable IOLs are not appropriate; or 2. Have inadequate capsular or zonular support such as posterior capsular or zonular defects
Ophthalmic | Intraocular lens replacement | Intraocular lens (IOL) | Monofocal posterior chamber IOL | Rayner | Rayner RayOne Hydrophobic Aspheric | RAO800C (+9.5D) | Standalone | DE0502355 | As per HSA registration, except multi-piece monofocal posterior chamber intraocular lenses which may be subsidised for patients who: 1. Have high or very high myopia where single-piece foldable IOLs are not appropriate; or 2. Have inadequate capsular or zonular support such as posterior capsular or zonular defects
Ophthalmic | Intraocular lens replacement | Intraocular lens (IOL) | Monofocal posterior chamber IOL | Rayner | Rayner RayOne Hydrophobic Aspheric | RAO800C (+10.0D) | Standalone | DE0502355 | As per HSA registration, except multi-piece monofocal posterior chamber intraocular lenses which may be subsidised for patients who: 1. Have high or very high myopia where single-piece foldable IOLs are not appropriate; or 2. Have inadequate capsular or zonular support such as posterior capsular or zonular defects
Ophthalmic | Intraocular lens replacement | Intraocular lens (IOL) | Monofocal posterior chamber IOL | Rayner | Rayner RayOne Hydrophobic Aspheric | RAO800C (+10.5D) | Standalone | DE0502355 | As per HSA registration, except multi-piece monofocal posterior chamber intraocular lenses which may be subsidised for patients who: 1. Have high or very high myopia where single-piece foldable IOLs are not appropriate; or 2. Have inadequate capsular or zonular support such as posterior capsular or zonular defects
Ophthalmic | Intraocular lens replacement | Intraocular lens (IOL) | Monofocal posterior chamber IOL | Rayner | Rayner RayOne Hydrophobic Aspheric | RAO800C (+11.0D) | Standalone | DE0502355 | As per HSA registration, except multi-piece monofocal posterior chamber intraocular lenses which may be subsidised for patients who: 1. Have high or very high myopia where single-piece foldable IOLs are not appropriate; or 2. Have inadequate capsular or zonular support such as posterior capsular or zonular defects
Ophthalmic | Intraocular lens replacement | Intraocular lens (IOL) | Monofocal posterior chamber IOL | Rayner | Rayner RayOne Hydrophobic Aspheric | RAO800C (+11.5D) | Standalone | DE0502355 | As per HSA registration, except multi-piece monofocal posterior chamber intraocular lenses which may be subsidised for patients who: 1. Have high or very high myopia where single-piece foldable IOLs are not appropriate; or 2. Have inadequate capsular or zonular support such as posterior capsular or zonular defects
Ophthalmic | Intraocular lens replacement | Intraocular lens (IOL) | Monofocal posterior chamber IOL | Rayner | Rayner RayOne Hydrophobic Aspheric | RAO800C (+12.0D) | Standalone | DE0502355 | As per HSA registration, except multi-piece monofocal posterior chamber intraocular lenses which may be subsidised for patients who: 1. Have high or very high myopia where single-piece foldable IOLs are not appropriate; or 2. Have inadequate capsular or zonular support such as posterior capsular or zonular defects
Ophthalmic | Intraocular lens replacement | Intraocular lens (IOL) | Monofocal posterior chamber IOL | Rayner | Rayner RayOne Hydrophobic Aspheric | RAO800C (+12.5D) | Standalone | DE0502355 | As per HSA registration, except multi-piece monofocal posterior chamber intraocular lenses which may be subsidised for patients who: 1. Have high or very high myopia where single-piece foldable IOLs are not appropriate; or 2. Have inadequate capsular or zonular support such as posterior capsular or zonular defects
Ophthalmic | Intraocular lens replacement | Intraocular lens (IOL) | Monofocal posterior chamber IOL | Rayner | Rayner RayOne Hydrophobic Aspheric | RAO800C (+13.0D) | Standalone | DE0502355 | As per HSA registration, except multi-piece monofocal posterior chamber intraocular lenses which may be subsidised for patients who: 1. Have high or very high myopia where single-piece foldable IOLs are not appropriate; or 2. Have inadequate capsular or zonular support such as posterior capsular or zonular defects
Ophthalmic | Intraocular lens replacement | Intraocular lens (IOL) | Monofocal posterior chamber IOL | Rayner | Rayner RayOne Hydrophobic Aspheric | RAO800C (+13.5D) | Standalone | DE0502355 | As per HSA registration, except multi-piece monofocal posterior chamber intraocular lenses which may be subsidised for patients who: 1. Have high or very high myopia where single-piece foldable IOLs are not appropriate; or 2. Have inadequate capsular or zonular support such as posterior capsular or zonular defects
Ophthalmic | Intraocular lens replacement | Intraocular lens (IOL) | Monofocal posterior chamber IOL | Rayner | Rayner RayOne Hydrophobic Aspheric | RAO800C (+14.0D) | Standalone | DE0502355 | As per HSA registration, except multi-piece monofocal posterior chamber intraocular lenses which may be subsidised for patients who: 1. Have high or very high myopia where single-piece foldable IOLs are not appropriate; or 2. Have inadequate capsular or zonular support such as posterior capsular or zonular defects
Ophthalmic | Intraocular lens replacement | Intraocular lens (IOL) | Monofocal posterior chamber IOL | Rayner | Rayner RayOne Hydrophobic Aspheric | RAO800C (+14.5D) | Standalone | DE0502355 | As per HSA registration, except multi-piece monofocal posterior chamber intraocular lenses which may be subsidised for patients who: 1. Have high or very high myopia where single-piece foldable IOLs are not appropriate; or 2. Have inadequate capsular or zonular support such as posterior capsular or zonular defects
Ophthalmic | Intraocular lens replacement | Intraocular lens (IOL) | Monofocal posterior chamber IOL | Rayner | Rayner RayOne Hydrophobic Aspheric | RAO800C (+15.0D) | Standalone | DE0502355 | As per HSA registration, except multi-piece monofocal posterior chamber intraocular lenses which may be subsidised for patients who: 1. Have high or very high myopia where single-piece foldable IOLs are not appropriate; or 2. Have inadequate capsular or zonular support such as posterior capsular or zonular defects
Ophthalmic | Intraocular lens replacement | Intraocular lens (IOL) | Monofocal posterior chamber IOL | Rayner | Rayner RayOne Hydrophobic Aspheric | RAO800C (+15.5D) | Standalone | DE0502355 | As per HSA registration, except multi-piece monofocal posterior chamber intraocular lenses which may be subsidised for patients who: 1. Have high or very high myopia where single-piece foldable IOLs are not appropriate; or 2. Have inadequate capsular or zonular support such as posterior capsular or zonular defects
Ophthalmic | Intraocular lens replacement | Intraocular lens (IOL) | Monofocal posterior chamber IOL | Rayner | Rayner RayOne Hydrophobic Aspheric | RAO800C (+16.0D) | Standalone | DE0502355 | As per HSA registration, except multi-piece monofocal posterior chamber intraocular lenses which may be subsidised for patients who: 1. Have high or very high myopia where single-piece foldable IOLs are not appropriate; or 2. Have inadequate capsular or zonular support such as posterior capsular or zonular defects
Ophthalmic | Intraocular lens replacement | Intraocular lens (IOL) | Monofocal posterior chamber IOL | Rayner | Rayner RayOne Hydrophobic Aspheric | RAO800C (+16.5D) | Standalone | DE0502355 | As per HSA registration, except multi-piece monofocal posterior chamber intraocular lenses which may be subsidised for patients who: 1. Have high or very high myopia where single-piece foldable IOLs are not appropriate; or 2. Have inadequate capsular or zonular support such as posterior capsular or zonular defects
Ophthalmic | Intraocular lens replacement | Intraocular lens (IOL) | Monofocal posterior chamber IOL | Rayner | Rayner RayOne Hydrophobic Aspheric | RAO800C (+17.0D) | Standalone | DE0502355 | As per HSA registration, except multi-piece monofocal posterior chamber intraocular lenses which may be subsidised for patients who: 1. Have high or very high myopia where single-piece foldable IOLs are not appropriate; or 2. Have inadequate capsular or zonular support such as posterior capsular or zonular defects
Ophthalmic | Intraocular lens replacement | Intraocular lens (IOL) | Monofocal posterior chamber IOL | Rayner | Rayner RayOne Hydrophobic Aspheric | RAO800C (+17.5D) | Standalone | DE0502355 | As per HSA registration, except multi-piece monofocal posterior chamber intraocular lenses which may be subsidised for patients who: 1. Have high or very high myopia where single-piece foldable IOLs are not appropriate; or 2. Have inadequate capsular or zonular support such as posterior capsular or zonular defects
Ophthalmic | Intraocular lens replacement | Intraocular lens (IOL) | Monofocal posterior chamber IOL | Rayner | Rayner RayOne Hydrophobic Aspheric | RAO800C (+18.0D) | Standalone | DE0502355 | As per HSA registration, except multi-piece monofocal posterior chamber intraocular lenses which may be subsidised for patients who: 1. Have high or very high myopia where single-piece foldable IOLs are not appropriate; or 2. Have inadequate capsular or zonular support such as posterior capsular or zonular defects
Ophthalmic | Intraocular lens replacement | Intraocular lens (IOL) | Monofocal posterior chamber IOL | Rayner | Rayner RayOne Hydrophobic Aspheric | RAO800C (+18.5D) | Standalone | DE0502355 | As per HSA registration, except multi-piece monofocal posterior chamber intraocular lenses which may be subsidised for patients who: 1. Have high or very high myopia where single-piece foldable IOLs are not appropriate; or 2. Have inadequate capsular or zonular support such as posterior capsular or zonular defects
Ophthalmic | Intraocular lens replacement | Intraocular lens (IOL) | Monofocal posterior chamber IOL | Rayner | Rayner RayOne Hydrophobic Aspheric | RAO800C (+19.0D) | Standalone | DE0502355 | As per HSA registration, except multi-piece monofocal posterior chamber intraocular lenses which may be subsidised for patients who: 1. Have high or very high myopia where single-piece foldable IOLs are not appropriate; or 2. Have inadequate capsular or zonular support such as posterior capsular or zonular defects
Ophthalmic | Intraocular lens replacement | Intraocular lens (IOL) | Monofocal posterior chamber IOL | Rayner | Rayner RayOne Hydrophobic Aspheric | RAO800C (+19.5D) | Standalone | DE0502355 | As per HSA registration, except multi-piece monofocal posterior chamber intraocular lenses which may be subsidised for patients who: 1. Have high or very high myopia where single-piece foldable IOLs are not appropriate; or 2. Have inadequate capsular or zonular support such as posterior capsular or zonular defects
Ophthalmic | Intraocular lens replacement | Intraocular lens (IOL) | Monofocal posterior chamber IOL | Rayner | Rayner RayOne Hydrophobic Aspheric | RAO800C (+20.0D) | Standalone | DE0502355 | As per HSA registration, except multi-piece monofocal posterior chamber intraocular lenses which may be subsidised for patients who: 1. Have high or very high myopia where single-piece foldable IOLs are not appropriate; or 2. Have inadequate capsular or zonular support such as posterior capsular or zonular defects
Ophthalmic | Intraocular lens replacement | Intraocular lens (IOL) | Monofocal posterior chamber IOL | Rayner | Rayner RayOne Hydrophobic Aspheric | RAO800C (+20.5D) | Standalone | DE0502355 | As per HSA registration, except multi-piece monofocal posterior chamber intraocular lenses which may be subsidised for patients who: 1. Have high or very high myopia where single-piece foldable IOLs are not appropriate; or 2. Have inadequate capsular or zonular support such as posterior capsular or zonular defects
Ophthalmic | Intraocular lens replacement | Intraocular lens (IOL) | Monofocal posterior chamber IOL | Rayner | Rayner RayOne Hydrophobic Aspheric | RAO800C (+21.0D) | Standalone | DE0502355 | As per HSA registration, except multi-piece monofocal posterior chamber intraocular lenses which may be subsidised for patients who: 1. Have high or very high myopia where single-piece foldable IOLs are not appropriate; or 2. Have inadequate capsular or zonular support such as posterior capsular or zonular defects
Ophthalmic | Intraocular lens replacement | Intraocular lens (IOL) | Monofocal posterior chamber IOL | Rayner | Rayner RayOne Hydrophobic Aspheric | RAO800C (+21.5D) | Standalone | DE0502355 | As per HSA registration, except multi-piece monofocal posterior chamber intraocular lenses which may be subsidised for patients who: 1. Have high or very high myopia where single-piece foldable IOLs are not appropriate; or 2. Have inadequate capsular or zonular support such as posterior capsular or zonular defects
Ophthalmic | Intraocular lens replacement | Intraocular lens (IOL) | Monofocal posterior chamber IOL | Rayner | Rayner RayOne Hydrophobic Aspheric | RAO800C (+22.0D) | Standalone | DE0502355 | As per HSA registration, except multi-piece monofocal posterior chamber intraocular lenses which may be subsidised for patients who: 1. Have high or very high myopia where single-piece foldable IOLs are not appropriate; or 2. Have inadequate capsular or zonular support such as posterior capsular or zonular defects
Ophthalmic | Intraocular lens replacement | Intraocular lens (IOL) | Monofocal posterior chamber IOL | Rayner | Rayner RayOne Hydrophobic Aspheric | RAO800C (+22.5D) | Standalone | DE0502355 | As per HSA registration, except multi-piece monofocal posterior chamber intraocular lenses which may be subsidised for patients who: 1. Have high or very high myopia where single-piece foldable IOLs are not appropriate; or 2. Have inadequate capsular or zonular support such as posterior capsular or zonular defects
Ophthalmic | Intraocular lens replacement | Intraocular lens (IOL) | Monofocal posterior chamber IOL | Rayner | Rayner RayOne Hydrophobic Aspheric | RAO800C (+23.0D) | Standalone | DE0502355 | As per HSA registration, except multi-piece monofocal posterior chamber intraocular lenses which may be subsidised for patients who: 1. Have high or very high myopia where single-piece foldable IOLs are not appropriate; or 2. Have inadequate capsular or zonular support such as posterior capsular or zonular defects
Ophthalmic | Intraocular lens replacement | Intraocular lens (IOL) | Monofocal posterior chamber IOL | Rayner | Rayner RayOne Hydrophobic Aspheric | RAO800C (+23.5D) | Standalone | DE0502355 | As per HSA registration, except multi-piece monofocal posterior chamber intraocular lenses which may be subsidised for patients who: 1. Have high or very high myopia where single-piece foldable IOLs are not appropriate; or 2. Have inadequate capsular or zonular support such as posterior capsular or zonular defects
Ophthalmic | Intraocular lens replacement | Intraocular lens (IOL) | Monofocal posterior chamber IOL | Rayner | Rayner RayOne Hydrophobic Aspheric | RAO800C (+24.0D) | Standalone | DE0502355 | As per HSA registration, except multi-piece monofocal posterior chamber intraocular lenses which may be subsidised for patients who: 1. Have high or very high myopia where single-piece foldable IOLs are not appropriate; or 2. Have inadequate capsular or zonular support such as posterior capsular or zonular defects
Ophthalmic | Intraocular lens replacement | Intraocular lens (IOL) | Monofocal posterior chamber IOL | Rayner | Rayner RayOne Hydrophobic Aspheric | RAO800C (+24.5D) | Standalone | DE0502355 | As per HSA registration, except multi-piece monofocal posterior chamber intraocular lenses which may be subsidised for patients who: 1. Have high or very high myopia where single-piece foldable IOLs are not appropriate; or 2. Have inadequate capsular or zonular support such as posterior capsular or zonular defects
Ophthalmic | Intraocular lens replacement | Intraocular lens (IOL) | Monofocal posterior chamber IOL | Rayner | Rayner RayOne Hydrophobic Aspheric | RAO800C (+25.0D) | Standalone | DE0502355 | As per HSA registration, except multi-piece monofocal posterior chamber intraocular lenses which may be subsidised for patients who: 1. Have high or very high myopia where single-piece foldable IOLs are not appropriate; or 2. Have inadequate capsular or zonular support such as posterior capsular or zonular defects
Ophthalmic | Intraocular lens replacement | Intraocular lens (IOL) | Monofocal posterior chamber IOL | Rayner | Rayner RayOne Hydrophobic Aspheric | RAO800C (+25.5D) | Standalone | DE0502355 | As per HSA registration, except multi-piece monofocal posterior chamber intraocular lenses which may be subsidised for patients who: 1. Have high or very high myopia where single-piece foldable IOLs are not appropriate; or 2. Have inadequate capsular or zonular support such as posterior capsular or zonular defects
Ophthalmic | Intraocular lens replacement | Intraocular lens (IOL) | Monofocal posterior chamber IOL | Rayner | Rayner RayOne Hydrophobic Aspheric | RAO800C (+26.0D) | Standalone | DE0502355 | As per HSA registration, except multi-piece monofocal posterior chamber intraocular lenses which may be subsidised for patients who: 1. Have high or very high myopia where single-piece foldable IOLs are not appropriate; or 2. Have inadequate capsular or zonular support such as posterior capsular or zonular defects
Ophthalmic | Intraocular lens replacement | Intraocular lens (IOL) | Monofocal posterior chamber IOL | Rayner | Rayner RayOne Hydrophobic Aspheric | RAO800C (+26.5D) | Standalone | DE0502355 | As per HSA registration, except multi-piece monofocal posterior chamber intraocular lenses which may be subsidised for patients who: 1. Have high or very high myopia where single-piece foldable IOLs are not appropriate; or 2. Have inadequate capsular or zonular support such as posterior capsular or zonular defects
Ophthalmic | Intraocular lens replacement | Intraocular lens (IOL) | Monofocal posterior chamber IOL | Rayner | Rayner RayOne Hydrophobic Aspheric | RAO800C (+27.0D) | Standalone | DE0502355 | As per HSA registration, except multi-piece monofocal posterior chamber intraocular lenses which may be subsidised for patients who: 1. Have high or very high myopia where single-piece foldable IOLs are not appropriate; or 2. Have inadequate capsular or zonular support such as posterior capsular or zonular defects
Ophthalmic | Intraocular lens replacement | Intraocular lens (IOL) | Monofocal posterior chamber IOL | Rayner | Rayner RayOne Hydrophobic Aspheric | RAO800C (+27.5D) | Standalone | DE0502355 | As per HSA registration, except multi-piece monofocal posterior chamber intraocular lenses which may be subsidised for patients who: 1. Have high or very high myopia where single-piece foldable IOLs are not appropriate; or 2. Have inadequate capsular or zonular support such as posterior capsular or zonular defects
Ophthalmic | Intraocular lens replacement | Intraocular lens (IOL) | Monofocal posterior chamber IOL | Rayner | Rayner RayOne Hydrophobic Aspheric | RAO800C (+28.0D) | Standalone | DE0502355 | As per HSA registration, except multi-piece monofocal posterior chamber intraocular lenses which may be subsidised for patients who: 1. Have high or very high myopia where single-piece foldable IOLs are not appropriate; or 2. Have inadequate capsular or zonular support such as posterior capsular or zonular defects
Ophthalmic | Intraocular lens replacement | Intraocular lens (IOL) | Monofocal posterior chamber IOL | Rayner | Rayner RayOne Hydrophobic Aspheric | RAO800C (+28.5D) | Standalone | DE0502355 | As per HSA registration, except multi-piece monofocal posterior chamber intraocular lenses which may be subsidised for patients who: 1. Have high or very high myopia where single-piece foldable IOLs are not appropriate; or 2. Have inadequate capsular or zonular support such as posterior capsular or zonular defects
Ophthalmic | Intraocular lens replacement | Intraocular lens (IOL) | Monofocal posterior chamber IOL | Rayner | Rayner RayOne Hydrophobic Aspheric | RAO800C (+29.0D) | Standalone | DE0502355 | As per HSA registration, except multi-piece monofocal posterior chamber intraocular lenses which may be subsidised for patients who: 1. Have high or very high myopia where single-piece foldable IOLs are not appropriate; or 2. Have inadequate capsular or zonular support such as posterior capsular or zonular defects
Ophthalmic | Intraocular lens replacement | Intraocular lens (IOL) | Monofocal posterior chamber IOL | Rayner | Rayner RayOne Hydrophobic Aspheric | RAO800C (+29.5D) | Standalone | DE0502355 | As per HSA registration, except multi-piece monofocal posterior chamber intraocular lenses which may be subsidised for patients who: 1. Have high or very high myopia where single-piece foldable IOLs are not appropriate; or 2. Have inadequate capsular or zonular support such as posterior capsular or zonular defects
Ophthalmic | Intraocular lens replacement | Intraocular lens (IOL) | Monofocal posterior chamber IOL | Rayner | Rayner RayOne Hydrophobic Aspheric | RAO800C (+30.0D) | Standalone | DE0502355 | As per HSA registration, except multi-piece monofocal posterior chamber intraocular lenses which may be subsidised for patients who: 1. Have high or very high myopia where single-piece foldable IOLs are not appropriate; or 2. Have inadequate capsular or zonular support such as posterior capsular or zonular defects
Ophthalmic | Intraocular lens replacement | Intraocular lens (IOL) | Monofocal posterior chamber IOL | Rayner | Rayner RayOne Hydrophobic Aspheric | RAO800C (+31.0D) | Standalone | DE0502355 | As per HSA registration, except multi-piece monofocal posterior chamber intraocular lenses which may be subsidised for patients who: 1. Have high or very high myopia where single-piece foldable IOLs are not appropriate; or 2. Have inadequate capsular or zonular support such as posterior capsular or zonular defects
Ophthalmic | Intraocular lens replacement | Intraocular lens (IOL) | Monofocal posterior chamber IOL | Rayner | Rayner RayOne Hydrophobic Aspheric | RAO800C (+32.0D) | Standalone | DE0502355 | As per HSA registration, except multi-piece monofocal posterior chamber intraocular lenses which may be subsidised for patients who: 1. Have high or very high myopia where single-piece foldable IOLs are not appropriate; or 2. Have inadequate capsular or zonular support such as posterior capsular or zonular defects
Ophthalmic | Intraocular lens replacement | Intraocular lens (IOL) | Monofocal posterior chamber IOL | Rayner | Rayner RayOne Spheric | RAO100C ( -10.0 D) | Standalone | DE0500896 | As per HSA registration, except multi-piece monofocal posterior chamber intraocular lenses which may be subsidised for patients who: 1. Have high or very high myopia where single-piece foldable IOLs are not appropriate; or 2. Have inadequate capsular or zonular support such as posterior capsular or zonular defects
Ophthalmic | Intraocular lens replacement | Intraocular lens (IOL) | Monofocal posterior chamber IOL | Rayner | Rayner RayOne Spheric | RAO100C ( -9.0 D) | Standalone | DE0500896 | As per HSA registration, except multi-piece monofocal posterior chamber intraocular lenses which may be subsidised for patients who: 1. Have high or very high myopia where single-piece foldable IOLs are not appropriate; or 2. Have inadequate capsular or zonular support such as posterior capsular or zonular defects
Ophthalmic | Intraocular lens replacement | Intraocular lens (IOL) | Monofocal posterior chamber IOL | Rayner | Rayner RayOne Spheric | RAO100C ( -8.0 D) | Standalone | DE0500896 | As per HSA registration, except multi-piece monofocal posterior chamber intraocular lenses which may be subsidised for patients who: 1. Have high or very high myopia where single-piece foldable IOLs are not appropriate; or 2. Have inadequate capsular or zonular support such as posterior capsular or zonular defects
Ophthalmic | Intraocular lens replacement | Intraocular lens (IOL) | Monofocal posterior chamber IOL | Rayner | Rayner RayOne Spheric | RAO100C ( -7.0 D) | Standalone | DE0500896 | As per HSA registration, except multi-piece monofocal posterior chamber intraocular lenses which may be subsidised for patients who: 1. Have high or very high myopia where single-piece foldable IOLs are not appropriate; or 2. Have inadequate capsular or zonular support such as posterior capsular or zonular defects
Ophthalmic | Intraocular lens replacement | Intraocular lens (IOL) | Monofocal posterior chamber IOL | Rayner | Rayner RayOne Spheric | RAO100C ( -6.0 D) | Standalone | DE0500896 | As per HSA registration, except multi-piece monofocal posterior chamber intraocular lenses which may be subsidised for patients who: 1. Have high or very high myopia where single-piece foldable IOLs are not appropriate; or 2. Have inadequate capsular or zonular support such as posterior capsular or zonular defects
Ophthalmic | Intraocular lens replacement | Intraocular lens (IOL) | Monofocal posterior chamber IOL | Rayner | Rayner RayOne Spheric | RAO100C ( -5.0 D) | Standalone | DE0500896 | As per HSA registration, except multi-piece monofocal posterior chamber intraocular lenses which may be subsidised for patients who: 1. Have high or very high myopia where single-piece foldable IOLs are not appropriate; or 2. Have inadequate capsular or zonular support such as posterior capsular or zonular defects
Ophthalmic | Intraocular lens replacement | Intraocular lens (IOL) | Monofocal posterior chamber IOL | Rayner | Rayner RayOne Spheric | RAO100C ( -4.0 D) | Standalone | DE0500896 | As per HSA registration, except multi-piece monofocal posterior chamber intraocular lenses which may be subsidised for patients who: 1. Have high or very high myopia where single-piece foldable IOLs are not appropriate; or 2. Have inadequate capsular or zonular support such as posterior capsular or zonular defects
Ophthalmic | Intraocular lens replacement | Intraocular lens (IOL) | Monofocal posterior chamber IOL | Rayner | Rayner RayOne Spheric | RAO100C ( -3.0 D) | Standalone | DE0500896 | As per HSA registration, except multi-piece monofocal posterior chamber intraocular lenses which may be subsidised for patients who: 1. Have high or very high myopia where single-piece foldable IOLs are not appropriate; or 2. Have inadequate capsular or zonular support such as posterior capsular or zonular defects
Ophthalmic | Intraocular lens replacement | Intraocular lens (IOL) | Monofocal posterior chamber IOL | Rayner | Rayner RayOne Spheric | RAO100C ( -2.0 D) | Standalone | DE0500896 | As per HSA registration, except multi-piece monofocal posterior chamber intraocular lenses which may be subsidised for patients who: 1. Have high or very high myopia where single-piece foldable IOLs are not appropriate; or 2. Have inadequate capsular or zonular support such as posterior capsular or zonular defects
Ophthalmic | Intraocular lens replacement | Intraocular lens (IOL) | Monofocal posterior chamber IOL | Rayner | Rayner RayOne Spheric | RAO100C ( -1.0 D) | Standalone | DE0500896 | As per HSA registration, except multi-piece monofocal posterior chamber intraocular lenses which may be subsidised for patients who: 1. Have high or very high myopia where single-piece foldable IOLs are not appropriate; or 2. Have inadequate capsular or zonular support such as posterior capsular or zonular defects
Ophthalmic | Intraocular lens replacement | Intraocular lens (IOL) | Monofocal posterior chamber IOL | Rayner | Rayner RayOne Spheric | RAO100C ( +0.0 D) | Standalone | DE0500896 | As per HSA registration, except multi-piece monofocal posterior chamber intraocular lenses which may be subsidised for patients who: 1. Have high or very high myopia where single-piece foldable IOLs are not appropriate; or 2. Have inadequate capsular or zonular support such as posterior capsular or zonular defects
Ophthalmic | Intraocular lens replacement | Intraocular lens (IOL) | Monofocal posterior chamber IOL | Rayner | Rayner RayOne Spheric | RAO100C ( +1.0 D) | Standalone | DE0500896 | As per HSA registration, except multi-piece monofocal posterior chamber intraocular lenses which may be subsidised for patients who: 1. Have high or very high myopia where single-piece foldable IOLs are not appropriate; or 2. Have inadequate capsular or zonular support such as posterior capsular or zonular defects
Ophthalmic | Intraocular lens replacement | Intraocular lens (IOL) | Monofocal posterior chamber IOL | Rayner | Rayner RayOne Spheric | RAO100C ( +2.0 D) | Standalone | DE0500896 | As per HSA registration, except multi-piece monofocal posterior chamber intraocular lenses which may be subsidised for patients who: 1. Have high or very high myopia where single-piece foldable IOLs are not appropriate; or 2. Have inadequate capsular or zonular support such as posterior capsular or zonular defects
Ophthalmic | Intraocular lens replacement | Intraocular lens (IOL) | Monofocal posterior chamber IOL | Rayner | Rayner RayOne Spheric | RAO100C ( +3.0 D) | Standalone | DE0500896 | As per HSA registration, except multi-piece monofocal posterior chamber intraocular lenses which may be subsidised for patients who: 1. Have high or very high myopia where single-piece foldable IOLs are not appropriate; or 2. Have inadequate capsular or zonular support such as posterior capsular or zonular defects
Ophthalmic | Intraocular lens replacement | Intraocular lens (IOL) | Monofocal posterior chamber IOL | Rayner | Rayner RayOne Spheric | RAO100C ( +4.0 D) | Standalone | DE0500896 | As per HSA registration, except multi-piece monofocal posterior chamber intraocular lenses which may be subsidised for patients who: 1. Have high or very high myopia where single-piece foldable IOLs are not appropriate; or 2. Have inadequate capsular or zonular support such as posterior capsular or zonular defects
Ophthalmic | Intraocular lens replacement | Intraocular lens (IOL) | Monofocal posterior chamber IOL | Rayner | Rayner RayOne Spheric | RAO100C ( +5.0 D) | Standalone | DE0500896 | As per HSA registration, except multi-piece monofocal posterior chamber intraocular lenses which may be subsidised for patients who: 1. Have high or very high myopia where single-piece foldable IOLs are not appropriate; or 2. Have inadequate capsular or zonular support such as posterior capsular or zonular defects
Ophthalmic | Intraocular lens replacement | Intraocular lens (IOL) | Monofocal posterior chamber IOL | Rayner | Rayner RayOne Spheric | RAO100C ( +6.0 D) | Standalone | DE0500896 | As per HSA registration, except multi-piece monofocal posterior chamber intraocular lenses which may be subsidised for patients who: 1. Have high or very high myopia where single-piece foldable IOLs are not appropriate; or 2. Have inadequate capsular or zonular support such as posterior capsular or zonular defects
Ophthalmic | Intraocular lens replacement | Intraocular lens (IOL) | Monofocal posterior chamber IOL | Rayner | Rayner RayOne Spheric | RAO100C ( +7.0 D) | Standalone | DE0500896 | As per HSA registration, except multi-piece monofocal posterior chamber intraocular lenses which may be subsidised for patients who: 1. Have high or very high myopia where single-piece foldable IOLs are not appropriate; or 2. Have inadequate capsular or zonular support such as posterior capsular or zonular defects
Ophthalmic | Intraocular lens replacement | Intraocular lens (IOL) | Monofocal posterior chamber IOL | Rayner | Rayner RayOne Spheric | RAO100C ( +8.0 D) | Standalone | DE0500896 | As per HSA registration, except multi-piece monofocal posterior chamber intraocular lenses which may be subsidised for patients who: 1. Have high or very high myopia where single-piece foldable IOLs are not appropriate; or 2. Have inadequate capsular or zonular support such as posterior capsular or zonular defects
Ophthalmic | Intraocular lens replacement | Intraocular lens (IOL) | Monofocal posterior chamber IOL | Rayner | Rayner RayOne Spheric | RAO100C ( +8.5 D) | Standalone | DE0500896 | As per HSA registration, except multi-piece monofocal posterior chamber intraocular lenses which may be subsidised for patients who: 1. Have high or very high myopia where single-piece foldable IOLs are not appropriate; or 2. Have inadequate capsular or zonular support such as posterior capsular or zonular defects
Ophthalmic | Intraocular lens replacement | Intraocular lens (IOL) | Monofocal posterior chamber IOL | Rayner | Rayner RayOne Spheric | RAO100C ( +9.0 D) | Standalone | DE0500896 | As per HSA registration, except multi-piece monofocal posterior chamber intraocular lenses which may be subsidised for patients who: 1. Have high or very high myopia where single-piece foldable IOLs are not appropriate; or 2. Have inadequate capsular or zonular support such as posterior capsular or zonular defects
Ophthalmic | Intraocular lens replacement | Intraocular lens (IOL) | Monofocal posterior chamber IOL | Rayner | Rayner RayOne Spheric | RAO100C ( +9.5 D) | Standalone | DE0500896 | As per HSA registration, except multi-piece monofocal posterior chamber intraocular lenses which may be subsidised for patients who: 1. Have high or very high myopia where single-piece foldable IOLs are not appropriate; or 2. Have inadequate capsular or zonular support such as posterior capsular or zonular defects
Ophthalmic | Intraocular lens replacement | Intraocular lens (IOL) | Monofocal posterior chamber IOL | Rayner | Rayner RayOne Spheric | RAO100C ( +10.0 D) | Standalone | DE0500896 | As per HSA registration, except multi-piece monofocal posterior chamber intraocular lenses which may be subsidised for patients who: 1. Have high or very high myopia where single-piece foldable IOLs are not appropriate; or 2. Have inadequate capsular or zonular support such as posterior capsular or zonular defects
Ophthalmic | Intraocular lens replacement | Intraocular lens (IOL) | Monofocal posterior chamber IOL | Rayner | Rayner RayOne Spheric | RAO100C ( +10.5 D) | Standalone | DE0500896 | As per HSA registration, except multi-piece monofocal posterior chamber intraocular lenses which may be subsidised for patients who: 1. Have high or very high myopia where single-piece foldable IOLs are not appropriate; or 2. Have inadequate capsular or zonular support such as posterior capsular or zonular defects
Ophthalmic | Intraocular lens replacement | Intraocular lens (IOL) | Monofocal posterior chamber IOL | Rayner | Rayner RayOne Spheric | RAO100C ( +11.0 D) | Standalone | DE0500896 | As per HSA registration, except multi-piece monofocal posterior chamber intraocular lenses which may be subsidised for patients who: 1. Have high or very high myopia where single-piece foldable IOLs are not appropriate; or 2. Have inadequate capsular or zonular support such as posterior capsular or zonular defects
Ophthalmic | Intraocular lens replacement | Intraocular lens (IOL) | Monofocal posterior chamber IOL | Rayner | Rayner RayOne Spheric | RAO100C ( +11.5 D) | Standalone | DE0500896 | As per HSA registration, except multi-piece monofocal posterior chamber intraocular lenses which may be subsidised for patients who: 1. Have high or very high myopia where single-piece foldable IOLs are not appropriate; or 2. Have inadequate capsular or zonular support such as posterior capsular or zonular defects
Ophthalmic | Intraocular lens replacement | Intraocular lens (IOL) | Monofocal posterior chamber IOL | Rayner | Rayner RayOne Spheric | RAO100C ( +12.0 D) | Standalone | DE0500896 | As per HSA registration, except multi-piece monofocal posterior chamber intraocular lenses which may be subsidised for patients who: 1. Have high or very high myopia where single-piece foldable IOLs are not appropriate; or 2. Have inadequate capsular or zonular support such as posterior capsular or zonular defects
Ophthalmic | Intraocular lens replacement | Intraocular lens (IOL) | Monofocal posterior chamber IOL | Rayner | Rayner RayOne Spheric | RAO100C ( +12.5 D) | Standalone | DE0500896 | As per HSA registration, except multi-piece monofocal posterior chamber intraocular lenses which may be subsidised for patients who: 1. Have high or very high myopia where single-piece foldable IOLs are not appropriate; or 2. Have inadequate capsular or zonular support such as posterior capsular or zonular defects
Ophthalmic | Intraocular lens replacement | Intraocular lens (IOL) | Monofocal posterior chamber IOL | Rayner | Rayner RayOne Spheric | RAO100C ( +13.0 D) | Standalone | DE0500896 | As per HSA registration, except multi-piece monofocal posterior chamber intraocular lenses which may be subsidised for patients who: 1. Have high or very high myopia where single-piece foldable IOLs are not appropriate; or 2. Have inadequate capsular or zonular support such as posterior capsular or zonular defects
Ophthalmic | Intraocular lens replacement | Intraocular lens (IOL) | Monofocal posterior chamber IOL | Rayner | Rayner RayOne Spheric | RAO100C ( +13.5 D) | Standalone | DE0500896 | As per HSA registration, except multi-piece monofocal posterior chamber intraocular lenses which may be subsidised for patients who: 1. Have high or very high myopia where single-piece foldable IOLs are not appropriate; or 2. Have inadequate capsular or zonular support such as posterior capsular or zonular defects
Ophthalmic | Intraocular lens replacement | Intraocular lens (IOL) | Monofocal posterior chamber IOL | Rayner | Rayner RayOne Spheric | RAO100C ( +14.0 D) | Standalone | DE0500896 | As per HSA registration, except multi-piece monofocal posterior chamber intraocular lenses which may be subsidised for patients who: 1. Have high or very high myopia where single-piece foldable IOLs are not appropriate; or 2. Have inadequate capsular or zonular support such as posterior capsular or zonular defects
Ophthalmic | Intraocular lens replacement | Intraocular lens (IOL) | Monofocal posterior chamber IOL | Rayner | Rayner RayOne Spheric | RAO100C ( +14.5 D) | Standalone | DE0500896 | As per HSA registration, except multi-piece monofocal posterior chamber intraocular lenses which may be subsidised for patients who: 1. Have high or very high myopia where single-piece foldable IOLs are not appropriate; or 2. Have inadequate capsular or zonular support such as posterior capsular or zonular defects
Ophthalmic | Intraocular lens replacement | Intraocular lens (IOL) | Monofocal posterior chamber IOL | Rayner | Rayner RayOne Spheric | RAO100C ( +15.0 D) | Standalone | DE0500896 | As per HSA registration, except multi-piece monofocal posterior chamber intraocular lenses which may be subsidised for patients who: 1. Have high or very high myopia where single-piece foldable IOLs are not appropriate; or 2. Have inadequate capsular or zonular support such as posterior capsular or zonular defects
Ophthalmic | Intraocular lens replacement | Intraocular lens (IOL) | Monofocal posterior chamber IOL | Rayner | Rayner RayOne Spheric | RAO100C ( +15.5 D) | Standalone | DE0500896 | As per HSA registration, except multi-piece monofocal posterior chamber intraocular lenses which may be subsidised for patients who: 1. Have high or very high myopia where single-piece foldable IOLs are not appropriate; or 2. Have inadequate capsular or zonular support such as posterior capsular or zonular defects
Ophthalmic | Intraocular lens replacement | Intraocular lens (IOL) | Monofocal posterior chamber IOL | Rayner | Rayner RayOne Spheric | RAO100C ( +16.0 D) | Standalone | DE0500896 | As per HSA registration, except multi-piece monofocal posterior chamber intraocular lenses which may be subsidised for patients who: 1. Have high or very high myopia where single-piece foldable IOLs are not appropriate; or 2. Have inadequate capsular or zonular support such as posterior capsular or zonular defects
Ophthalmic | Intraocular lens replacement | Intraocular lens (IOL) | Monofocal posterior chamber IOL | Rayner | Rayner RayOne Spheric | RAO100C ( +16.5 D) | Standalone | DE0500896 | As per HSA registration, except multi-piece monofocal posterior chamber intraocular lenses which may be subsidised for patients who: 1. Have high or very high myopia where single-piece foldable IOLs are not appropriate; or 2. Have inadequate capsular or zonular support such as posterior capsular or zonular defects
Ophthalmic | Intraocular lens replacement | Intraocular lens (IOL) | Monofocal posterior chamber IOL | Rayner | Rayner RayOne Spheric | RAO100C ( +17.0 D) | Standalone | DE0500896 | As per HSA registration, except multi-piece monofocal posterior chamber intraocular lenses which may be subsidised for patients who: 1. Have high or very high myopia where single-piece foldable IOLs are not appropriate; or 2. Have inadequate capsular or zonular support such as posterior capsular or zonular defects
Ophthalmic | Intraocular lens replacement | Intraocular lens (IOL) | Monofocal posterior chamber IOL | Rayner | Rayner RayOne Spheric | RAO100C ( +17.5 D) | Standalone | DE0500896 | As per HSA registration, except multi-piece monofocal posterior chamber intraocular lenses which may be subsidised for patients who: 1. Have high or very high myopia where single-piece foldable IOLs are not appropriate; or 2. Have inadequate capsular or zonular support such as posterior capsular or zonular defects
Ophthalmic | Intraocular lens replacement | Intraocular lens (IOL) | Monofocal posterior chamber IOL | Rayner | Rayner RayOne Spheric | RAO100C ( +18.0 D) | Standalone | DE0500896 | As per HSA registration, except multi-piece monofocal posterior chamber intraocular lenses which may be subsidised for patients who: 1. Have high or very high myopia where single-piece foldable IOLs are not appropriate; or 2. Have inadequate capsular or zonular support such as posterior capsular or zonular defects
Ophthalmic | Intraocular lens replacement | Intraocular lens (IOL) | Monofocal posterior chamber IOL | Rayner | Rayner RayOne Spheric | RAO100C ( +18.5 D) | Standalone | DE0500896 | As per HSA registration, except multi-piece monofocal posterior chamber intraocular lenses which may be subsidised for patients who: 1. Have high or very high myopia where single-piece foldable IOLs are not appropriate; or 2. Have inadequate capsular or zonular support such as posterior capsular or zonular defects
Ophthalmic | Intraocular lens replacement | Intraocular lens (IOL) | Monofocal posterior chamber IOL | Rayner | Rayner RayOne Spheric | RAO100C ( +19.0 D) | Standalone | DE0500896 | As per HSA registration, except multi-piece monofocal posterior chamber intraocular lenses which may be subsidised for patients who: 1. Have high or very high myopia where single-piece foldable IOLs are not appropriate; or 2. Have inadequate capsular or zonular support such as posterior capsular or zonular defects
Ophthalmic | Intraocular lens replacement | Intraocular lens (IOL) | Monofocal posterior chamber IOL | Rayner | Rayner RayOne Spheric | RAO100C ( +19.5 D) | Standalone | DE0500896 | As per HSA registration, except multi-piece monofocal posterior chamber intraocular lenses which may be subsidised for patients who: 1. Have high or very high myopia where single-piece foldable IOLs are not appropriate; or 2. Have inadequate capsular or zonular support such as posterior capsular or zonular defects
Ophthalmic | Intraocular lens replacement | Intraocular lens (IOL) | Monofocal posterior chamber IOL | Rayner | Rayner RayOne Spheric | RAO100C ( +20.0 D) | Standalone | DE0500896 | As per HSA registration, except multi-piece monofocal posterior chamber intraocular lenses which may be subsidised for patients who: 1. Have high or very high myopia where single-piece foldable IOLs are not appropriate; or 2. Have inadequate capsular or zonular support such as posterior capsular or zonular defects
Ophthalmic | Intraocular lens replacement | Intraocular lens (IOL) | Monofocal posterior chamber IOL | Rayner | Rayner RayOne Spheric | RAO100C ( +20.5 D) | Standalone | DE0500896 | As per HSA registration, except multi-piece monofocal posterior chamber intraocular lenses which may be subsidised for patients who: 1. Have high or very high myopia where single-piece foldable IOLs are not appropriate; or 2. Have inadequate capsular or zonular support such as posterior capsular or zonular defects
Ophthalmic | Intraocular lens replacement | Intraocular lens (IOL) | Monofocal posterior chamber IOL | Rayner | Rayner RayOne Spheric | RAO100C ( +21.0 D) | Standalone | DE0500896 | As per HSA registration, except multi-piece monofocal posterior chamber intraocular lenses which may be subsidised for patients who: 1. Have high or very high myopia where single-piece foldable IOLs are not appropriate; or 2. Have inadequate capsular or zonular support such as posterior capsular or zonular defects
Ophthalmic | Intraocular lens replacement | Intraocular lens (IOL) | Monofocal posterior chamber IOL | Rayner | Rayner RayOne Spheric | RAO100C ( +21.5 D) | Standalone | DE0500896 | As per HSA registration, except multi-piece monofocal posterior chamber intraocular lenses which may be subsidised for patients who: 1. Have high or very high myopia where single-piece foldable IOLs are not appropriate; or 2. Have inadequate capsular or zonular support such as posterior capsular or zonular defects
Ophthalmic | Intraocular lens replacement | Intraocular lens (IOL) | Monofocal posterior chamber IOL | Rayner | Rayner RayOne Spheric | RAO100C ( +22.0 D) | Standalone | DE0500896 | As per HSA registration, except multi-piece monofocal posterior chamber intraocular lenses which may be subsidised for patients who: 1. Have high or very high myopia where single-piece foldable IOLs are not appropriate; or 2. Have inadequate capsular or zonular support such as posterior capsular or zonular defects
Ophthalmic | Intraocular lens replacement | Intraocular lens (IOL) | Monofocal posterior chamber IOL | Rayner | Rayner RayOne Spheric | RAO100C ( +22.5 D) | Standalone | DE0500896 | As per HSA registration, except multi-piece monofocal posterior chamber intraocular lenses which may be subsidised for patients who: 1. Have high or very high myopia where single-piece foldable IOLs are not appropriate; or 2. Have inadequate capsular or zonular support such as posterior capsular or zonular defects
Ophthalmic | Intraocular lens replacement | Intraocular lens (IOL) | Monofocal posterior chamber IOL | Rayner | Rayner RayOne Spheric | RAO100C ( +23.0 D) | Standalone | DE0500896 | As per HSA registration, except multi-piece monofocal posterior chamber intraocular lenses which may be subsidised for patients who: 1. Have high or very high myopia where single-piece foldable IOLs are not appropriate; or 2. Have inadequate capsular or zonular support such as posterior capsular or zonular defects
Ophthalmic | Intraocular lens replacement | Intraocular lens (IOL) | Monofocal posterior chamber IOL | Rayner | Rayner RayOne Spheric | RAO100C ( +23.5 D) | Standalone | DE0500896 | As per HSA registration, except multi-piece monofocal posterior chamber intraocular lenses which may be subsidised for patients who: 1. Have high or very high myopia where single-piece foldable IOLs are not appropriate; or 2. Have inadequate capsular or zonular support such as posterior capsular or zonular defects
Ophthalmic | Intraocular lens replacement | Intraocular lens (IOL) | Monofocal posterior chamber IOL | Rayner | Rayner RayOne Spheric | RAO100C ( +24.0 D) | Standalone | DE0500896 | As per HSA registration, except multi-piece monofocal posterior chamber intraocular lenses which may be subsidised for patients who: 1. Have high or very high myopia where single-piece foldable IOLs are not appropriate; or 2. Have inadequate capsular or zonular support such as posterior capsular or zonular defects
Ophthalmic | Intraocular lens replacement | Intraocular lens (IOL) | Monofocal posterior chamber IOL | Rayner | Rayner RayOne Spheric | RAO100C ( +24.5 D) | Standalone | DE0500896 | As per HSA registration, except multi-piece monofocal posterior chamber intraocular lenses which may be subsidised for patients who: 1. Have high or very high myopia where single-piece foldable IOLs are not appropriate; or 2. Have inadequate capsular or zonular support such as posterior capsular or zonular defects
Ophthalmic | Intraocular lens replacement | Intraocular lens (IOL) | Monofocal posterior chamber IOL | Rayner | Rayner RayOne Spheric | RAO100C ( +25.0 D) | Standalone | DE0500896 | As per HSA registration, except multi-piece monofocal posterior chamber intraocular lenses which may be subsidised for patients who: 1. Have high or very high myopia where single-piece foldable IOLs are not appropriate; or 2. Have inadequate capsular or zonular support such as posterior capsular or zonular defects
Ophthalmic | Intraocular lens replacement | Intraocular lens (IOL) | Monofocal posterior chamber IOL | Rayner | Rayner RayOne Spheric | RAO100C ( +25.5 D) | Standalone | DE0500896 | As per HSA registration, except multi-piece monofocal posterior chamber intraocular lenses which may be subsidised for patients who: 1. Have high or very high myopia where single-piece foldable IOLs are not appropriate; or 2. Have inadequate capsular or zonular support such as posterior capsular or zonular defects
Ophthalmic | Intraocular lens replacement | Intraocular lens (IOL) | Monofocal posterior chamber IOL | Rayner | Rayner RayOne Spheric | RAO100C ( +26.0 D) | Standalone | DE0500896 | As per HSA registration, except multi-piece monofocal posterior chamber intraocular lenses which may be subsidised for patients who: 1. Have high or very high myopia where single-piece foldable IOLs are not appropriate; or 2. Have inadequate capsular or zonular support such as posterior capsular or zonular defects
Ophthalmic | Intraocular lens replacement | Intraocular lens (IOL) | Monofocal posterior chamber IOL | Rayner | Rayner RayOne Spheric | RAO100C ( +26.5 D) | Standalone | DE0500896 | As per HSA registration, except multi-piece monofocal posterior chamber intraocular lenses which may be subsidised for patients who: 1. Have high or very high myopia where single-piece foldable IOLs are not appropriate; or 2. Have inadequate capsular or zonular support such as posterior capsular or zonular defects
Ophthalmic | Intraocular lens replacement | Intraocular lens (IOL) | Monofocal posterior chamber IOL | Rayner | Rayner RayOne Spheric | RAO100C ( +27.0 D) | Standalone | DE0500896 | As per HSA registration, except multi-piece monofocal posterior chamber intraocular lenses which may be subsidised for patients who: 1. Have high or very high myopia where single-piece foldable IOLs are not appropriate; or 2. Have inadequate capsular or zonular support such as posterior capsular or zonular defects
Ophthalmic | Intraocular lens replacement | Intraocular lens (IOL) | Monofocal posterior chamber IOL | Rayner | Rayner RayOne Spheric | RAO100C ( +27.5 D) | Standalone | DE0500896 | As per HSA registration, except multi-piece monofocal posterior chamber intraocular lenses which may be subsidised for patients who: 1. Have high or very high myopia where single-piece foldable IOLs are not appropriate; or 2. Have inadequate capsular or zonular support such as posterior capsular or zonular defects
Ophthalmic | Intraocular lens replacement | Intraocular lens (IOL) | Monofocal posterior chamber IOL | Rayner | Rayner RayOne Spheric | RAO100C ( +28.0 D) | Standalone | DE0500896 | As per HSA registration, except multi-piece monofocal posterior chamber intraocular lenses which may be subsidised for patients who: 1. Have high or very high myopia where single-piece foldable IOLs are not appropriate; or 2. Have inadequate capsular or zonular support such as posterior capsular or zonular defects
Ophthalmic | Intraocular lens replacement | Intraocular lens (IOL) | Monofocal posterior chamber IOL | Rayner | Rayner RayOne Spheric | RAO100C ( +28.5 D) | Standalone | DE0500896 | As per HSA registration, except multi-piece monofocal posterior chamber intraocular lenses which may be subsidised for patients who: 1. Have high or very high myopia where single-piece foldable IOLs are not appropriate; or 2. Have inadequate capsular or zonular support such as posterior capsular or zonular defects
Ophthalmic | Intraocular lens replacement | Intraocular lens (IOL) | Monofocal posterior chamber IOL | Rayner | Rayner RayOne Spheric | RAO100C ( +29.0 D) | Standalone | DE0500896 | As per HSA registration, except multi-piece monofocal posterior chamber intraocular lenses which may be subsidised for patients who: 1. Have high or very high myopia where single-piece foldable IOLs are not appropriate; or 2. Have inadequate capsular or zonular support such as posterior capsular or zonular defects
Ophthalmic | Intraocular lens replacement | Intraocular lens (IOL) | Monofocal posterior chamber IOL | Rayner | Rayner RayOne Spheric | RAO100C ( +29.5 D) | Standalone | DE0500896 | As per HSA registration, except multi-piece monofocal posterior chamber intraocular lenses which may be subsidised for patients who: 1. Have high or very high myopia where single-piece foldable IOLs are not appropriate; or 2. Have inadequate capsular or zonular support such as posterior capsular or zonular defects
Ophthalmic | Intraocular lens replacement | Intraocular lens (IOL) | Monofocal posterior chamber IOL | Rayner | Rayner RayOne Spheric | RAO100C ( +30.0 D) | Standalone | DE0500896 | As per HSA registration, except multi-piece monofocal posterior chamber intraocular lenses which may be subsidised for patients who: 1. Have high or very high myopia where single-piece foldable IOLs are not appropriate; or 2. Have inadequate capsular or zonular support such as posterior capsular or zonular defects
Ophthalmic | Intraocular lens replacement | Intraocular lens (IOL) | Monofocal posterior chamber IOL | Rayner | Rayner RayOne Spheric | RAO100C ( +31.0 D) | Standalone | DE0500896 | As per HSA registration, except multi-piece monofocal posterior chamber intraocular lenses which may be subsidised for patients who: 1. Have high or very high myopia where single-piece foldable IOLs are not appropriate; or 2. Have inadequate capsular or zonular support such as posterior capsular or zonular defects
Ophthalmic | Intraocular lens replacement | Intraocular lens (IOL) | Monofocal posterior chamber IOL | Rayner | Rayner RayOne Spheric | RAO100C ( +32.0 D) | Standalone | DE0500896 | As per HSA registration, except multi-piece monofocal posterior chamber intraocular lenses which may be subsidised for patients who: 1. Have high or very high myopia where single-piece foldable IOLs are not appropriate; or 2. Have inadequate capsular or zonular support such as posterior capsular or zonular defects
Ophthalmic | Intraocular lens replacement | Intraocular lens (IOL) | Monofocal posterior chamber IOL | Rayner | Rayner RayOne Spheric | RAO100C ( +33.0 D) | Standalone | DE0500896 | As per HSA registration, except multi-piece monofocal posterior chamber intraocular lenses which may be subsidised for patients who: 1. Have high or very high myopia where single-piece foldable IOLs are not appropriate; or 2. Have inadequate capsular or zonular support such as posterior capsular or zonular defects
Ophthalmic | Intraocular lens replacement | Intraocular lens (IOL) | Monofocal posterior chamber IOL | Rayner | Rayner RayOne Spheric | RAO100C ( +34.0 D) | Standalone | DE0500896 | As per HSA registration, except multi-piece monofocal posterior chamber intraocular lenses which may be subsidised for patients who: 1. Have high or very high myopia where single-piece foldable IOLs are not appropriate; or 2. Have inadequate capsular or zonular support such as posterior capsular or zonular defects
Ophthalmic | Intraocular lens replacement | Intraocular lens (IOL) | Monofocal posterior chamber IOL | Teleon Surgical | LENTIS -10.0D | L-313 -10.0D | Standalone | DE0013992 | As per HSA registration, except multi-piece monofocal posterior chamber intraocular lenses which may be subsidised for patients who: 1. Have high or very high myopia where single-piece foldable IOLs are not appropriate; or 2. Have inadequate capsular or zonular support such as posterior capsular or zonular defects
Ophthalmic | Intraocular lens replacement | Intraocular lens (IOL) | Monofocal posterior chamber IOL | Teleon Surgical | LENTIS -9.0D | L-313 -9.0D | Standalone | DE0013992 | As per HSA registration, except multi-piece monofocal posterior chamber intraocular lenses which may be subsidised for patients who: 1. Have high or very high myopia where single-piece foldable IOLs are not appropriate; or 2. Have inadequate capsular or zonular support such as posterior capsular or zonular defects
Ophthalmic | Intraocular lens replacement | Intraocular lens (IOL) | Monofocal posterior chamber IOL | Teleon Surgical | LENTIS -8.0D | L-313 -8.0D | Standalone | DE0013992 | As per HSA registration, except multi-piece monofocal posterior chamber intraocular lenses which may be subsidised for patients who: 1. Have high or very high myopia where single-piece foldable IOLs are not appropriate; or 2. Have inadequate capsular or zonular support such as posterior capsular or zonular defects
Ophthalmic | Intraocular lens replacement | Intraocular lens (IOL) | Monofocal posterior chamber IOL | Teleon Surgical | LENTIS -7.0D | L-313 -7.0D | Standalone | DE0013992 | As per HSA registration, except multi-piece monofocal posterior chamber intraocular lenses which may be subsidised for patients who: 1. Have high or very high myopia where single-piece foldable IOLs are not appropriate; or 2. Have inadequate capsular or zonular support such as posterior capsular or zonular defects
Ophthalmic | Intraocular lens replacement | Intraocular lens (IOL) | Monofocal posterior chamber IOL | Teleon Surgical | LENTIS -6.0D | L-313 -6.0D | Standalone | DE0013992 | As per HSA registration, except multi-piece monofocal posterior chamber intraocular lenses which may be subsidised for patients who: 1. Have high or very high myopia where single-piece foldable IOLs are not appropriate; or 2. Have inadequate capsular or zonular support such as posterior capsular or zonular defects
Ophthalmic | Intraocular lens replacement | Intraocular lens (IOL) | Monofocal posterior chamber IOL | Teleon Surgical | LENTIS -5.0D | L-313 -5.0D | Standalone | DE0013992 | As per HSA registration, except multi-piece monofocal posterior chamber intraocular lenses which may be subsidised for patients who: 1. Have high or very high myopia where single-piece foldable IOLs are not appropriate; or 2. Have inadequate capsular or zonular support such as posterior capsular or zonular defects
Ophthalmic | Intraocular lens replacement | Intraocular lens (IOL) | Monofocal posterior chamber IOL | Teleon Surgical | LENTIS -4.0D | L-313 -4.0D | Standalone | DE0013992 | As per HSA registration, except multi-piece monofocal posterior chamber intraocular lenses which may be subsidised for patients who: 1. Have high or very high myopia where single-piece foldable IOLs are not appropriate; or 2. Have inadequate capsular or zonular support such as posterior capsular or zonular defects
Ophthalmic | Intraocular lens replacement | Intraocular lens (IOL) | Monofocal posterior chamber IOL | Teleon Surgical | LENTIS -3.0D | L-313 -3.0D | Standalone | DE0013992 | As per HSA registration, except multi-piece monofocal posterior chamber intraocular lenses which may be subsidised for patients who: 1. Have high or very high myopia where single-piece foldable IOLs are not appropriate; or 2. Have inadequate capsular or zonular support such as posterior capsular or zonular defects
Ophthalmic | Intraocular lens replacement | Intraocular lens (IOL) | Monofocal posterior chamber IOL | Teleon Surgical | LENTIS -2.0D | L-313 -2.0D | Standalone | DE0013992 | As per HSA registration, except multi-piece monofocal posterior chamber intraocular lenses which may be subsidised for patients who: 1. Have high or very high myopia where single-piece foldable IOLs are not appropriate; or 2. Have inadequate capsular or zonular support such as posterior capsular or zonular defects
Ophthalmic | Intraocular lens replacement | Intraocular lens (IOL) | Monofocal posterior chamber IOL | Teleon Surgical | LENTIS -1.0D | L-313 -1.0D | Standalone | DE0013992 | As per HSA registration, except multi-piece monofocal posterior chamber intraocular lenses which may be subsidised for patients who: 1. Have high or very high myopia where single-piece foldable IOLs are not appropriate; or 2. Have inadequate capsular or zonular support such as posterior capsular or zonular defects
Ophthalmic | Intraocular lens replacement | Intraocular lens (IOL) | Monofocal posterior chamber IOL | Teleon Surgical | LENTIS 0.0 D | L-313 0.0 D | Standalone | DE0013992 | As per HSA registration, except multi-piece monofocal posterior chamber intraocular lenses which may be subsidised for patients who: 1. Have high or very high myopia where single-piece foldable IOLs are not appropriate; or 2. Have inadequate capsular or zonular support such as posterior capsular or zonular defects
Ophthalmic | Intraocular lens replacement | Intraocular lens (IOL) | Monofocal posterior chamber IOL | Teleon Surgical | LENTIS +1.0D | L-313 +1.0D | Standalone | DE0013992 | As per HSA registration, except multi-piece monofocal posterior chamber intraocular lenses which may be subsidised for patients who: 1. Have high or very high myopia where single-piece foldable IOLs are not appropriate; or 2. Have inadequate capsular or zonular support such as posterior capsular or zonular defects
Ophthalmic | Intraocular lens replacement | Intraocular lens (IOL) | Monofocal posterior chamber IOL | Teleon Surgical | LENTIS +2.0D | L-313 +2.0D | Standalone | DE0013992 | As per HSA registration, except multi-piece monofocal posterior chamber intraocular lenses which may be subsidised for patients who: 1. Have high or very high myopia where single-piece foldable IOLs are not appropriate; or 2. Have inadequate capsular or zonular support such as posterior capsular or zonular defects
Ophthalmic | Intraocular lens replacement | Intraocular lens (IOL) | Monofocal posterior chamber IOL | Teleon Surgical | LENTIS +3.0D | L-313 +3.0D | Standalone | DE0013992 | As per HSA registration, except multi-piece monofocal posterior chamber intraocular lenses which may be subsidised for patients who: 1. Have high or very high myopia where single-piece foldable IOLs are not appropriate; or 2. Have inadequate capsular or zonular support such as posterior capsular or zonular defects
Ophthalmic | Intraocular lens replacement | Intraocular lens (IOL) | Monofocal posterior chamber IOL | Teleon Surgical | LENTIS +4.0D | L-313 +4.0D | Standalone | DE0013992 | As per HSA registration, except multi-piece monofocal posterior chamber intraocular lenses which may be subsidised for patients who: 1. Have high or very high myopia where single-piece foldable IOLs are not appropriate; or 2. Have inadequate capsular or zonular support such as posterior capsular or zonular defects
Ophthalmic | Intraocular lens replacement | Intraocular lens (IOL) | Monofocal posterior chamber IOL | Teleon Surgical | LENTIS +5.0D | L-313 +5.0D | Standalone | DE0013992 | As per HSA registration, except multi-piece monofocal posterior chamber intraocular lenses which may be subsidised for patients who: 1. Have high or very high myopia where single-piece foldable IOLs are not appropriate; or 2. Have inadequate capsular or zonular support such as posterior capsular or zonular defects
Ophthalmic | Intraocular lens replacement | Intraocular lens (IOL) | Monofocal posterior chamber IOL | Teleon Surgical | LENTIS +6.0D | L-313 +6.0D | Standalone | DE0013992 | As per HSA registration, except multi-piece monofocal posterior chamber intraocular lenses which may be subsidised for patients who: 1. Have high or very high myopia where single-piece foldable IOLs are not appropriate; or 2. Have inadequate capsular or zonular support such as posterior capsular or zonular defects
Ophthalmic | Intraocular lens replacement | Intraocular lens (IOL) | Monofocal posterior chamber IOL | Teleon Surgical | LENTIS +7.0D | L-313 +7.0D | Standalone | DE0013992 | As per HSA registration, except multi-piece monofocal posterior chamber intraocular lenses which may be subsidised for patients who: 1. Have high or very high myopia where single-piece foldable IOLs are not appropriate; or 2. Have inadequate capsular or zonular support such as posterior capsular or zonular defects
Ophthalmic | Intraocular lens replacement | Intraocular lens (IOL) | Monofocal posterior chamber IOL | Teleon Surgical | LENTIS +8.0D | L-313 +8.0D | Standalone | DE0013992 | As per HSA registration, except multi-piece monofocal posterior chamber intraocular lenses which may be subsidised for patients who: 1. Have high or very high myopia where single-piece foldable IOLs are not appropriate; or 2. Have inadequate capsular or zonular support such as posterior capsular or zonular defects
Ophthalmic | Intraocular lens replacement | Intraocular lens (IOL) | Monofocal posterior chamber IOL | Teleon Surgical | LENTIS +9.0D | L-313 +9.0D | Standalone | DE0013992 | As per HSA registration, except multi-piece monofocal posterior chamber intraocular lenses which may be subsidised for patients who: 1. Have high or very high myopia where single-piece foldable IOLs are not appropriate; or 2. Have inadequate capsular or zonular support such as posterior capsular or zonular defects
Ophthalmic | Intraocular lens replacement | Intraocular lens (IOL) | Monofocal posterior chamber IOL | Teleon Surgical | LENTIS +10.0D | L-313 +10.0D | Standalone | DE0013992 | As per HSA registration, except multi-piece monofocal posterior chamber intraocular lenses which may be subsidised for patients who: 1. Have high or very high myopia where single-piece foldable IOLs are not appropriate; or 2. Have inadequate capsular or zonular support such as posterior capsular or zonular defects
Ophthalmic | Intraocular lens replacement | Intraocular lens (IOL) | Monofocal posterior chamber IOL | Teleon Surgical | LENTIS +10.5D | L-313 +10.5D | Standalone | DE0013992 | As per HSA registration, except multi-piece monofocal posterior chamber intraocular lenses which may be subsidised for patients who: 1. Have high or very high myopia where single-piece foldable IOLs are not appropriate; or 2. Have inadequate capsular or zonular support such as posterior capsular or zonular defects
Ophthalmic | Intraocular lens replacement | Intraocular lens (IOL) | Monofocal posterior chamber IOL | Teleon Surgical | LENTIS +11.0D | L-313 +11.0D | Standalone | DE0013992 | As per HSA registration, except multi-piece monofocal posterior chamber intraocular lenses which may be subsidised for patients who: 1. Have high or very high myopia where single-piece foldable IOLs are not appropriate; or 2. Have inadequate capsular or zonular support such as posterior capsular or zonular defects
Ophthalmic | Intraocular lens replacement | Intraocular lens (IOL) | Monofocal posterior chamber IOL | Teleon Surgical | LENTIS +11.5D | L-313 +11.5D | Standalone | DE0013992 | As per HSA registration, except multi-piece monofocal posterior chamber intraocular lenses which may be subsidised for patients who: 1. Have high or very high myopia where single-piece foldable IOLs are not appropriate; or 2. Have inadequate capsular or zonular support such as posterior capsular or zonular defects
Ophthalmic | Intraocular lens replacement | Intraocular lens (IOL) | Monofocal posterior chamber IOL | Teleon Surgical | LENTIS +12.0D | L-313 +12.0D | Standalone | DE0013992 | As per HSA registration, except multi-piece monofocal posterior chamber intraocular lenses which may be subsidised for patients who: 1. Have high or very high myopia where single-piece foldable IOLs are not appropriate; or 2. Have inadequate capsular or zonular support such as posterior capsular or zonular defects
Ophthalmic | Intraocular lens replacement | Intraocular lens (IOL) | Monofocal posterior chamber IOL | Teleon Surgical | LENTIS +12.5D | L-313 +12.5D | Standalone | DE0013992 | As per HSA registration, except multi-piece monofocal posterior chamber intraocular lenses which may be subsidised for patients who: 1. Have high or very high myopia where single-piece foldable IOLs are not appropriate; or 2. Have inadequate capsular or zonular support such as posterior capsular or zonular defects
Ophthalmic | Intraocular lens replacement | Intraocular lens (IOL) | Monofocal posterior chamber IOL | Teleon Surgical | LENTIS +13.0D | L-313 +13.0D | Standalone | DE0013992 | As per HSA registration, except multi-piece monofocal posterior chamber intraocular lenses which may be subsidised for patients who: 1. Have high or very high myopia where single-piece foldable IOLs are not appropriate; or 2. Have inadequate capsular or zonular support such as posterior capsular or zonular defects
Ophthalmic | Intraocular lens replacement | Intraocular lens (IOL) | Monofocal posterior chamber IOL | Teleon Surgical | LENTIS +13.5D | L-313 +13.5D | Standalone | DE0013992 | As per HSA registration, except multi-piece monofocal posterior chamber intraocular lenses which may be subsidised for patients who: 1. Have high or very high myopia where single-piece foldable IOLs are not appropriate; or 2. Have inadequate capsular or zonular support such as posterior capsular or zonular defects
Ophthalmic | Intraocular lens replacement | Intraocular lens (IOL) | Monofocal posterior chamber IOL | Teleon Surgical | LENTIS +14.0D | L-313 +14.0D | Standalone | DE0013992 | As per HSA registration, except multi-piece monofocal posterior chamber intraocular lenses which may be subsidised for patients who: 1. Have high or very high myopia where single-piece foldable IOLs are not appropriate; or 2. Have inadequate capsular or zonular support such as posterior capsular or zonular defects
Ophthalmic | Intraocular lens replacement | Intraocular lens (IOL) | Monofocal posterior chamber IOL | Teleon Surgical | LENTIS +14.5D | L-313 +14.5D | Standalone | DE0013992 | As per HSA registration, except multi-piece monofocal posterior chamber intraocular lenses which may be subsidised for patients who: 1. Have high or very high myopia where single-piece foldable IOLs are not appropriate; or 2. Have inadequate capsular or zonular support such as posterior capsular or zonular defects
Ophthalmic | Intraocular lens replacement | Intraocular lens (IOL) | Monofocal posterior chamber IOL | Teleon Surgical | LENTIS +15.0D | L-313 +15.0D | Standalone | DE0013992 | As per HSA registration, except multi-piece monofocal posterior chamber intraocular lenses which may be subsidised for patients who: 1. Have high or very high myopia where single-piece foldable IOLs are not appropriate; or 2. Have inadequate capsular or zonular support such as posterior capsular or zonular defects
Ophthalmic | Intraocular lens replacement | Intraocular lens (IOL) | Monofocal posterior chamber IOL | Teleon Surgical | LENTIS +15.5D | L-313 +15.5D | Standalone | DE0013992 | As per HSA registration, except multi-piece monofocal posterior chamber intraocular lenses which may be subsidised for patients who: 1. Have high or very high myopia where single-piece foldable IOLs are not appropriate; or 2. Have inadequate capsular or zonular support such as posterior capsular or zonular defects
Ophthalmic | Intraocular lens replacement | Intraocular lens (IOL) | Monofocal posterior chamber IOL | Teleon Surgical | LENTIS +16.0D | L-313 +16.0D | Standalone | DE0013992 | As per HSA registration, except multi-piece monofocal posterior chamber intraocular lenses which may be subsidised for patients who: 1. Have high or very high myopia where single-piece foldable IOLs are not appropriate; or 2. Have inadequate capsular or zonular support such as posterior capsular or zonular defects
Ophthalmic | Intraocular lens replacement | Intraocular lens (IOL) | Monofocal posterior chamber IOL | Teleon Surgical | LENTIS +16.5D | L-313 +16.5D | Standalone | DE0013992 | As per HSA registration, except multi-piece monofocal posterior chamber intraocular lenses which may be subsidised for patients who: 1. Have high or very high myopia where single-piece foldable IOLs are not appropriate; or 2. Have inadequate capsular or zonular support such as posterior capsular or zonular defects
Ophthalmic | Intraocular lens replacement | Intraocular lens (IOL) | Monofocal posterior chamber IOL | Teleon Surgical | LENTIS +17.0D | L-313 +17.0D | Standalone | DE0013992 | As per HSA registration, except multi-piece monofocal posterior chamber intraocular lenses which may be subsidised for patients who: 1. Have high or very high myopia where single-piece foldable IOLs are not appropriate; or 2. Have inadequate capsular or zonular support such as posterior capsular or zonular defects
Ophthalmic | Intraocular lens replacement | Intraocular lens (IOL) | Monofocal posterior chamber IOL | Teleon Surgical | LENTIS +17.5D | L-313 +17.5D | Standalone | DE0013992 | As per HSA registration, except multi-piece monofocal posterior chamber intraocular lenses which may be subsidised for patients who: 1. Have high or very high myopia where single-piece foldable IOLs are not appropriate; or 2. Have inadequate capsular or zonular support such as posterior capsular or zonular defects
Ophthalmic | Intraocular lens replacement | Intraocular lens (IOL) | Monofocal posterior chamber IOL | Teleon Surgical | LENTIS +18.0D | L-313 +18.0D | Standalone | DE0013992 | As per HSA registration, except multi-piece monofocal posterior chamber intraocular lenses which may be subsidised for patients who: 1. Have high or very high myopia where single-piece foldable IOLs are not appropriate; or 2. Have inadequate capsular or zonular support such as posterior capsular or zonular defects
Ophthalmic | Intraocular lens replacement | Intraocular lens (IOL) | Monofocal posterior chamber IOL | Teleon Surgical | LENTIS +18.5D | L-313 +18.5D | Standalone | DE0013992 | As per HSA registration, except multi-piece monofocal posterior chamber intraocular lenses which may be subsidised for patients who: 1. Have high or very high myopia where single-piece foldable IOLs are not appropriate; or 2. Have inadequate capsular or zonular support such as posterior capsular or zonular defects
Ophthalmic | Intraocular lens replacement | Intraocular lens (IOL) | Monofocal posterior chamber IOL | Teleon Surgical | LENTIS +19.0D | L-313 +19.0D | Standalone | DE0013992 | As per HSA registration, except multi-piece monofocal posterior chamber intraocular lenses which may be subsidised for patients who: 1. Have high or very high myopia where single-piece foldable IOLs are not appropriate; or 2. Have inadequate capsular or zonular support such as posterior capsular or zonular defects
Ophthalmic | Intraocular lens replacement | Intraocular lens (IOL) | Monofocal posterior chamber IOL | Teleon Surgical | LENTIS +19.5D | L-313 +19.5D | Standalone | DE0013992 | As per HSA registration, except multi-piece monofocal posterior chamber intraocular lenses which may be subsidised for patients who: 1. Have high or very high myopia where single-piece foldable IOLs are not appropriate; or 2. Have inadequate capsular or zonular support such as posterior capsular or zonular defects
Ophthalmic | Intraocular lens replacement | Intraocular lens (IOL) | Monofocal posterior chamber IOL | Teleon Surgical | LENTIS +20.0D | L-313 +20.0D | Standalone | DE0013992 | As per HSA registration, except multi-piece monofocal posterior chamber intraocular lenses which may be subsidised for patients who: 1. Have high or very high myopia where single-piece foldable IOLs are not appropriate; or 2. Have inadequate capsular or zonular support such as posterior capsular or zonular defects
Ophthalmic | Intraocular lens replacement | Intraocular lens (IOL) | Monofocal posterior chamber IOL | Teleon Surgical | LENTIS +20.5D | L-313 +20.5D | Standalone | DE0013992 | As per HSA registration, except multi-piece monofocal posterior chamber intraocular lenses which may be subsidised for patients who: 1. Have high or very high myopia where single-piece foldable IOLs are not appropriate; or 2. Have inadequate capsular or zonular support such as posterior capsular or zonular defects
Ophthalmic | Intraocular lens replacement | Intraocular lens (IOL) | Monofocal posterior chamber IOL | Teleon Surgical | LENTIS +21.0D | L-313 +21.0D | Standalone | DE0013992 | As per HSA registration, except multi-piece monofocal posterior chamber intraocular lenses which may be subsidised for patients who: 1. Have high or very high myopia where single-piece foldable IOLs are not appropriate; or 2. Have inadequate capsular or zonular support such as posterior capsular or zonular defects
Ophthalmic | Intraocular lens replacement | Intraocular lens (IOL) | Monofocal posterior chamber IOL | Teleon Surgical | LENTIS +21.5D | L-313 +21.5D | Standalone | DE0013992 | As per HSA registration, except multi-piece monofocal posterior chamber intraocular lenses which may be subsidised for patients who: 1. Have high or very high myopia where single-piece foldable IOLs are not appropriate; or 2. Have inadequate capsular or zonular support such as posterior capsular or zonular defects
Ophthalmic | Intraocular lens replacement | Intraocular lens (IOL) | Monofocal posterior chamber IOL | Teleon Surgical | LENTIS +22.0D | L-313 +22.0D | Standalone | DE0013992 | As per HSA registration, except multi-piece monofocal posterior chamber intraocular lenses which may be subsidised for patients who: 1. Have high or very high myopia where single-piece foldable IOLs are not appropriate; or 2. Have inadequate capsular or zonular support such as posterior capsular or zonular defects
Ophthalmic | Intraocular lens replacement | Intraocular lens (IOL) | Monofocal posterior chamber IOL | Teleon Surgical | LENTIS +22.5D | L-313 +22.5D | Standalone | DE0013992 | As per HSA registration, except multi-piece monofocal posterior chamber intraocular lenses which may be subsidised for patients who: 1. Have high or very high myopia where single-piece foldable IOLs are not appropriate; or 2. Have inadequate capsular or zonular support such as posterior capsular or zonular defects
Ophthalmic | Intraocular lens replacement | Intraocular lens (IOL) | Monofocal posterior chamber IOL | Teleon Surgical | LENTIS +23.0D | L-313 +23.0D | Standalone | DE0013992 | As per HSA registration, except multi-piece monofocal posterior chamber intraocular lenses which may be subsidised for patients who: 1. Have high or very high myopia where single-piece foldable IOLs are not appropriate; or 2. Have inadequate capsular or zonular support such as posterior capsular or zonular defects
Ophthalmic | Intraocular lens replacement | Intraocular lens (IOL) | Monofocal posterior chamber IOL | Teleon Surgical | LENTIS +23.5D | L-313 +23.5D | Standalone | DE0013992 | As per HSA registration, except multi-piece monofocal posterior chamber intraocular lenses which may be subsidised for patients who: 1. Have high or very high myopia where single-piece foldable IOLs are not appropriate; or 2. Have inadequate capsular or zonular support such as posterior capsular or zonular defects
Ophthalmic | Intraocular lens replacement | Intraocular lens (IOL) | Monofocal posterior chamber IOL | Teleon Surgical | LENTIS +24.0D | L-313 +24.0D | Standalone | DE0013992 | As per HSA registration, except multi-piece monofocal posterior chamber intraocular lenses which may be subsidised for patients who: 1. Have high or very high myopia where single-piece foldable IOLs are not appropriate; or 2. Have inadequate capsular or zonular support such as posterior capsular or zonular defects
Ophthalmic | Intraocular lens replacement | Intraocular lens (IOL) | Monofocal posterior chamber IOL | Teleon Surgical | LENTIS +24.5D | L-313 +24.5D | Standalone | DE0013992 | As per HSA registration, except multi-piece monofocal posterior chamber intraocular lenses which may be subsidised for patients who: 1. Have high or very high myopia where single-piece foldable IOLs are not appropriate; or 2. Have inadequate capsular or zonular support such as posterior capsular or zonular defects
Ophthalmic | Intraocular lens replacement | Intraocular lens (IOL) | Monofocal posterior chamber IOL | Teleon Surgical | LENTIS +25.0D | L-313 +25.0D | Standalone | DE0013992 | As per HSA registration, except multi-piece monofocal posterior chamber intraocular lenses which may be subsidised for patients who: 1. Have high or very high myopia where single-piece foldable IOLs are not appropriate; or 2. Have inadequate capsular or zonular support such as posterior capsular or zonular defects
Ophthalmic | Intraocular lens replacement | Intraocular lens (IOL) | Monofocal posterior chamber IOL | Teleon Surgical | LENTIS +25.5D | L-313 +25.5D | Standalone | DE0013992 | As per HSA registration, except multi-piece monofocal posterior chamber intraocular lenses which may be subsidised for patients who: 1. Have high or very high myopia where single-piece foldable IOLs are not appropriate; or 2. Have inadequate capsular or zonular support such as posterior capsular or zonular defects
Ophthalmic | Intraocular lens replacement | Intraocular lens (IOL) | Monofocal posterior chamber IOL | Teleon Surgical | LENTIS +26.0D | L-313 +26.0D | Standalone | DE0013992 | As per HSA registration, except multi-piece monofocal posterior chamber intraocular lenses which may be subsidised for patients who: 1. Have high or very high myopia where single-piece foldable IOLs are not appropriate; or 2. Have inadequate capsular or zonular support such as posterior capsular or zonular defects
Ophthalmic | Intraocular lens replacement | Intraocular lens (IOL) | Monofocal posterior chamber IOL | Teleon Surgical | LENTIS +26.5D | L-313 +26.5D | Standalone | DE0013992 | As per HSA registration, except multi-piece monofocal posterior chamber intraocular lenses which may be subsidised for patients who: 1. Have high or very high myopia where single-piece foldable IOLs are not appropriate; or 2. Have inadequate capsular or zonular support such as posterior capsular or zonular defects
Ophthalmic | Intraocular lens replacement | Intraocular lens (IOL) | Monofocal posterior chamber IOL | Teleon Surgical | LENTIS +27.0D | L-313 +27.0D | Standalone | DE0013992 | As per HSA registration, except multi-piece monofocal posterior chamber intraocular lenses which may be subsidised for patients who: 1. Have high or very high myopia where single-piece foldable IOLs are not appropriate; or 2. Have inadequate capsular or zonular support such as posterior capsular or zonular defects
Ophthalmic | Intraocular lens replacement | Intraocular lens (IOL) | Monofocal posterior chamber IOL | Teleon Surgical | LENTIS +27.5D | L-313 +27.5D | Standalone | DE0013992 | As per HSA registration, except multi-piece monofocal posterior chamber intraocular lenses which may be subsidised for patients who: 1. Have high or very high myopia where single-piece foldable IOLs are not appropriate; or 2. Have inadequate capsular or zonular support such as posterior capsular or zonular defects
Ophthalmic | Intraocular lens replacement | Intraocular lens (IOL) | Monofocal posterior chamber IOL | Teleon Surgical | LENTIS +28.0D | L-313 +28.0D | Standalone | DE0013992 | As per HSA registration, except multi-piece monofocal posterior chamber intraocular lenses which may be subsidised for patients who: 1. Have high or very high myopia where single-piece foldable IOLs are not appropriate; or 2. Have inadequate capsular or zonular support such as posterior capsular or zonular defects
Ophthalmic | Intraocular lens replacement | Intraocular lens (IOL) | Monofocal posterior chamber IOL | Teleon Surgical | LENTIS +28.5D | L-313 +28.5D | Standalone | DE0013992 | As per HSA registration, except multi-piece monofocal posterior chamber intraocular lenses which may be subsidised for patients who: 1. Have high or very high myopia where single-piece foldable IOLs are not appropriate; or 2. Have inadequate capsular or zonular support such as posterior capsular or zonular defects
Ophthalmic | Intraocular lens replacement | Intraocular lens (IOL) | Monofocal posterior chamber IOL | Teleon Surgical | LENTIS +29.0D | L-313 +29.0D | Standalone | DE0013992 | As per HSA registration, except multi-piece monofocal posterior chamber intraocular lenses which may be subsidised for patients who: 1. Have high or very high myopia where single-piece foldable IOLs are not appropriate; or 2. Have inadequate capsular or zonular support such as posterior capsular or zonular defects
Ophthalmic | Intraocular lens replacement | Intraocular lens (IOL) | Monofocal posterior chamber IOL | Teleon Surgical | LENTIS +29.5D | L-313 +29.5D | Standalone | DE0013992 | As per HSA registration, except multi-piece monofocal posterior chamber intraocular lenses which may be subsidised for patients who: 1. Have high or very high myopia where single-piece foldable IOLs are not appropriate; or 2. Have inadequate capsular or zonular support such as posterior capsular or zonular defects
Ophthalmic | Intraocular lens replacement | Intraocular lens (IOL) | Monofocal posterior chamber IOL | Teleon Surgical | LENTIS +30.0D | L-313 +30.0D | Standalone | DE0013992 | As per HSA registration, except multi-piece monofocal posterior chamber intraocular lenses which may be subsidised for patients who: 1. Have high or very high myopia where single-piece foldable IOLs are not appropriate; or 2. Have inadequate capsular or zonular support such as posterior capsular or zonular defects
Ophthalmic | Intraocular lens replacement | Intraocular lens (IOL) | Monofocal posterior chamber IOL | Teleon Surgical | LENTIS +31.0D | L-313 +31.0D | Standalone | DE0013992 | As per HSA registration, except multi-piece monofocal posterior chamber intraocular lenses which may be subsidised for patients who: 1. Have high or very high myopia where single-piece foldable IOLs are not appropriate; or 2. Have inadequate capsular or zonular support such as posterior capsular or zonular defects
Ophthalmic | Intraocular lens replacement | Intraocular lens (IOL) | Monofocal posterior chamber IOL | Teleon Surgical | LENTIS +32.0D | L-313 +32.0D | Standalone | DE0013992 | As per HSA registration, except multi-piece monofocal posterior chamber intraocular lenses which may be subsidised for patients who: 1. Have high or very high myopia where single-piece foldable IOLs are not appropriate; or 2. Have inadequate capsular or zonular support such as posterior capsular or zonular defects
Ophthalmic | Intraocular lens replacement | Intraocular lens (IOL) | Monofocal posterior chamber IOL | Teleon Surgical | LENTIS +33.0D | L-313 +33.0D | Standalone | DE0013992 | As per HSA registration, except multi-piece monofocal posterior chamber intraocular lenses which may be subsidised for patients who: 1. Have high or very high myopia where single-piece foldable IOLs are not appropriate; or 2. Have inadequate capsular or zonular support such as posterior capsular or zonular defects
Ophthalmic | Intraocular lens replacement | Intraocular lens (IOL) | Monofocal posterior chamber IOL | Teleon Surgical | LENTIS +34.0D | L-313 +34.0D | Standalone | DE0013992 | As per HSA registration, except multi-piece monofocal posterior chamber intraocular lenses which may be subsidised for patients who: 1. Have high or very high myopia where single-piece foldable IOLs are not appropriate; or 2. Have inadequate capsular or zonular support such as posterior capsular or zonular defects
Ophthalmic | Intraocular lens replacement | Intraocular lens (IOL) | Monofocal posterior chamber IOL | Teleon Surgical | LENTIS +35.0D | L-313 +35.0D | Standalone | DE0013992 | As per HSA registration, except multi-piece monofocal posterior chamber intraocular lenses which may be subsidised for patients who: 1. Have high or very high myopia where single-piece foldable IOLs are not appropriate; or 2. Have inadequate capsular or zonular support such as posterior capsular or zonular defects
Ophthalmic | Intraocular lens replacement | Intraocular lens (IOL) | Monofocal anterior chamber IOL | Alcon | Anterior Chamber Intraocular Lenses Ultraviolet-Absorbing | MTA4U0 (+5.0D) | Standalone | DE0001923 | As per HSA registered indication(s)
Ophthalmic | Intraocular lens replacement | Intraocular lens (IOL) | Monofocal anterior chamber IOL | Alcon | Anterior Chamber Intraocular Lenses Ultraviolet-Absorbing | MTA4U0 (+5.5D) | Standalone | DE0001923 | As per HSA registered indication(s)
Ophthalmic | Intraocular lens replacement | Intraocular lens (IOL) | Monofocal anterior chamber IOL | Alcon | Anterior Chamber Intraocular Lenses Ultraviolet-Absorbing | MTA4U0 (+6.0D) | Standalone | DE0001923 | As per HSA registered indication(s)
Ophthalmic | Intraocular lens replacement | Intraocular lens (IOL) | Monofocal anterior chamber IOL | Alcon | Anterior Chamber Intraocular Lenses Ultraviolet-Absorbing | MTA4U0 (+6.5D) | Standalone | DE0001923 | As per HSA registered indication(s)
Ophthalmic | Intraocular lens replacement | Intraocular lens (IOL) | Monofocal anterior chamber IOL | Alcon | Anterior Chamber Intraocular Lenses Ultraviolet-Absorbing | MTA4U0 (+7.0D) | Standalone | DE0001923 | As per HSA registered indication(s)
Ophthalmic | Intraocular lens replacement | Intraocular lens (IOL) | Monofocal anterior chamber IOL | Alcon | Anterior Chamber Intraocular Lenses Ultraviolet-Absorbing | MTA4U0 (+7.5D) | Standalone | DE0001923 | As per HSA registered indication(s)
Ophthalmic | Intraocular lens replacement | Intraocular lens (IOL) | Monofocal anterior chamber IOL | Alcon | Anterior Chamber Intraocular Lenses Ultraviolet-Absorbing | MTA4U0 (+8.0D) | Standalone | DE0001923 | As per HSA registered indication(s)
Ophthalmic | Intraocular lens replacement | Intraocular lens (IOL) | Monofocal anterior chamber IOL | Alcon | Anterior Chamber Intraocular Lenses Ultraviolet-Absorbing | MTA4U0 (+8.5D) | Standalone | DE0001923 | As per HSA registered indication(s)
Ophthalmic | Intraocular lens replacement | Intraocular lens (IOL) | Monofocal anterior chamber IOL | Alcon | Anterior Chamber Intraocular Lenses Ultraviolet-Absorbing | MTA4U0 (+9.0D) | Standalone | DE0001923 | As per HSA registered indication(s)
Ophthalmic | Intraocular lens replacement | Intraocular lens (IOL) | Monofocal anterior chamber IOL | Alcon | Anterior Chamber Intraocular Lenses Ultraviolet-Absorbing | MTA4U0 (+9.5D) | Standalone | DE0001923 | As per HSA registered indication(s)
Ophthalmic | Intraocular lens replacement | Intraocular lens (IOL) | Monofocal anterior chamber IOL | Alcon | Anterior Chamber Intraocular Lenses Ultraviolet-Absorbing | MTA4U0 (+10.0D) | Standalone | DE0001923 | As per HSA registered indication(s)
Ophthalmic | Intraocular lens replacement | Intraocular lens (IOL) | Monofocal anterior chamber IOL | Alcon | Anterior Chamber Intraocular Lenses Ultraviolet-Absorbing | MTA4U0 (+10.5D) | Standalone | DE0001923 | As per HSA registered indication(s)
Ophthalmic | Intraocular lens replacement | Intraocular lens (IOL) | Monofocal anterior chamber IOL | Alcon | Anterior Chamber Intraocular Lenses Ultraviolet-Absorbing | MTA4U0 (+11.0D) | Standalone | DE0001923 | As per HSA registered indication(s)
Ophthalmic | Intraocular lens replacement | Intraocular lens (IOL) | Monofocal anterior chamber IOL | Alcon | Anterior Chamber Intraocular Lenses Ultraviolet-Absorbing | MTA4U0 (+11.5D) | Standalone | DE0001923 | As per HSA registered indication(s)
Ophthalmic | Intraocular lens replacement | Intraocular lens (IOL) | Monofocal anterior chamber IOL | Alcon | Anterior Chamber Intraocular Lenses Ultraviolet-Absorbing | MTA4U0 (+12.0D) | Standalone | DE0001923 | As per HSA registered indication(s)
Ophthalmic | Intraocular lens replacement | Intraocular lens (IOL) | Monofocal anterior chamber IOL | Alcon | Anterior Chamber Intraocular Lenses Ultraviolet-Absorbing | MTA4U0 (+12.5D) | Standalone | DE0001923 | As per HSA registered indication(s)
Ophthalmic | Intraocular lens replacement | Intraocular lens (IOL) | Monofocal anterior chamber IOL | Alcon | Anterior Chamber Intraocular Lenses Ultraviolet-Absorbing | MTA4U0 (+13.0D) | Standalone | DE0001923 | As per HSA registered indication(s)
Ophthalmic | Intraocular lens replacement | Intraocular lens (IOL) | Monofocal anterior chamber IOL | Alcon | Anterior Chamber Intraocular Lenses Ultraviolet-Absorbing | MTA4U0 (+13.5D) | Standalone | DE0001923 | As per HSA registered indication(s)
Ophthalmic | Intraocular lens replacement | Intraocular lens (IOL) | Monofocal anterior chamber IOL | Alcon | Anterior Chamber Intraocular Lenses Ultraviolet-Absorbing | MTA4U0 (+14.0D) | Standalone | DE0001923 | As per HSA registered indication(s)
Ophthalmic | Intraocular lens replacement | Intraocular lens (IOL) | Monofocal anterior chamber IOL | Alcon | Anterior Chamber Intraocular Lenses Ultraviolet-Absorbing | MTA4U0 (+14.5D) | Standalone | DE0001923 | As per HSA registered indication(s)
Ophthalmic | Intraocular lens replacement | Intraocular lens (IOL) | Monofocal anterior chamber IOL | Alcon | Anterior Chamber Intraocular Lenses Ultraviolet-Absorbing | MTA4U0 (+15.0D) | Standalone | DE0001923 | As per HSA registered indication(s)
Ophthalmic | Intraocular lens replacement | Intraocular lens (IOL) | Monofocal anterior chamber IOL | Alcon | Anterior Chamber Intraocular Lenses Ultraviolet-Absorbing | MTA4U0 (+15.5D) | Standalone | DE0001923 | As per HSA registered indication(s)
Ophthalmic | Intraocular lens replacement | Intraocular lens (IOL) | Monofocal anterior chamber IOL | Alcon | Anterior Chamber Intraocular Lenses Ultraviolet-Absorbing | MTA4U0 (+16.0D) | Standalone | DE0001923 | As per HSA registered indication(s)
Ophthalmic | Intraocular lens replacement | Intraocular lens (IOL) | Monofocal anterior chamber IOL | Alcon | Anterior Chamber Intraocular Lenses Ultraviolet-Absorbing | MTA4U0 (+16.5D) | Standalone | DE0001923 | As per HSA registered indication(s)
Ophthalmic | Intraocular lens replacement | Intraocular lens (IOL) | Monofocal anterior chamber IOL | Alcon | Anterior Chamber Intraocular Lenses Ultraviolet-Absorbing | MTA4U0 (+17.0D) | Standalone | DE0001923 | As per HSA registered indication(s)
Ophthalmic | Intraocular lens replacement | Intraocular lens (IOL) | Monofocal anterior chamber IOL | Alcon | Anterior Chamber Intraocular Lenses Ultraviolet-Absorbing | MTA4U0 (+17.5D) | Standalone | DE0001923 | As per HSA registered indication(s)
Ophthalmic | Intraocular lens replacement | Intraocular lens (IOL) | Monofocal anterior chamber IOL | Alcon | Anterior Chamber Intraocular Lenses Ultraviolet-Absorbing | MTA4U0 (+18.0D) | Standalone | DE0001923 | As per HSA registered indication(s)
Ophthalmic | Intraocular lens replacement | Intraocular lens (IOL) | Monofocal anterior chamber IOL | Alcon | Anterior Chamber Intraocular Lenses Ultraviolet-Absorbing | MTA4U0 (+18.5D) | Standalone | DE0001923 | As per HSA registered indication(s)
Ophthalmic | Intraocular lens replacement | Intraocular lens (IOL) | Monofocal anterior chamber IOL | Alcon | Anterior Chamber Intraocular Lenses Ultraviolet-Absorbing | MTA4U0 (+19.0D) | Standalone | DE0001923 | As per HSA registered indication(s)
Ophthalmic | Intraocular lens replacement | Intraocular lens (IOL) | Monofocal anterior chamber IOL | Alcon | Anterior Chamber Intraocular Lenses Ultraviolet-Absorbing | MTA4U0 (+19.5D) | Standalone | DE0001923 | As per HSA registered indication(s)
Ophthalmic | Intraocular lens replacement | Intraocular lens (IOL) | Monofocal anterior chamber IOL | Alcon | Anterior Chamber Intraocular Lenses Ultraviolet-Absorbing | MTA4U0 (+20.0D) | Standalone | DE0001923 | As per HSA registered indication(s)
Ophthalmic | Intraocular lens replacement | Intraocular lens (IOL) | Monofocal anterior chamber IOL | Alcon | Anterior Chamber Intraocular Lenses Ultraviolet-Absorbing | MTA4U0 (+20.5D) | Standalone | DE0001923 | As per HSA registered indication(s)
Ophthalmic | Intraocular lens replacement | Intraocular lens (IOL) | Monofocal anterior chamber IOL | Alcon | Anterior Chamber Intraocular Lenses Ultraviolet-Absorbing | MTA4U0 (+21.0D) | Standalone | DE0001923 | As per HSA registered indication(s)
Ophthalmic | Intraocular lens replacement | Intraocular lens (IOL) | Monofocal anterior chamber IOL | Alcon | Anterior Chamber Intraocular Lenses Ultraviolet-Absorbing | MTA4U0 (+21.5D) | Standalone | DE0001923 | As per HSA registered indication(s)
Ophthalmic | Intraocular lens replacement | Intraocular lens (IOL) | Monofocal anterior chamber IOL | Alcon | Anterior Chamber Intraocular Lenses Ultraviolet-Absorbing | MTA4U0 (+22.0D) | Standalone | DE0001923 | As per HSA registered indication(s)
Ophthalmic | Intraocular lens replacement | Intraocular lens (IOL) | Monofocal anterior chamber IOL | Alcon | Anterior Chamber Intraocular Lenses Ultraviolet-Absorbing | MTA4U0 (+22.5D) | Standalone | DE0001923 | As per HSA registered indication(s)
Ophthalmic | Intraocular lens replacement | Intraocular lens (IOL) | Monofocal anterior chamber IOL | Alcon | Anterior Chamber Intraocular Lenses Ultraviolet-Absorbing | MTA4U0 (+23.0D) | Standalone | DE0001923 | As per HSA registered indication(s)
Ophthalmic | Intraocular lens replacement | Intraocular lens (IOL) | Monofocal anterior chamber IOL | Alcon | Anterior Chamber Intraocular Lenses Ultraviolet-Absorbing | MTA4U0 (+23.5D) | Standalone | DE0001923 | As per HSA registered indication(s)
Ophthalmic | Intraocular lens replacement | Intraocular lens (IOL) | Monofocal anterior chamber IOL | Alcon | Anterior Chamber Intraocular Lenses Ultraviolet-Absorbing | MTA4U0 (+24.0D) | Standalone | DE0001923 | As per HSA registered indication(s)
Ophthalmic | Intraocular lens replacement | Intraocular lens (IOL) | Monofocal anterior chamber IOL | Alcon | Anterior Chamber Intraocular Lenses Ultraviolet-Absorbing | MTA4U0 (+24.5D) | Standalone | DE0001923 | As per HSA registered indication(s)
Ophthalmic | Intraocular lens replacement | Intraocular lens (IOL) | Monofocal anterior chamber IOL | Alcon | Anterior Chamber Intraocular Lenses Ultraviolet-Absorbing | MTA4U0 (+25.0D) | Standalone | DE0001923 | As per HSA registered indication(s)
Ophthalmic | Intraocular lens replacement | Intraocular lens (IOL) | Monofocal anterior chamber IOL | Alcon | Anterior Chamber Intraocular Lenses Ultraviolet-Absorbing | MTA4U0 (+25.5D) | Standalone | DE0001923 | As per HSA registered indication(s)
Ophthalmic | Intraocular lens replacement | Intraocular lens (IOL) | Monofocal anterior chamber IOL | Alcon | Anterior Chamber Intraocular Lenses Ultraviolet-Absorbing | MTA4U0 (+26.0D) | Standalone | DE0001923 | As per HSA registered indication(s)
Ophthalmic | Intraocular lens replacement | Intraocular lens (IOL) | Monofocal anterior chamber IOL | Alcon | Anterior Chamber Intraocular Lenses Ultraviolet-Absorbing | MTA4U0 (+26.5D) | Standalone | DE0001923 | As per HSA registered indication(s)
Ophthalmic | Intraocular lens replacement | Intraocular lens (IOL) | Monofocal anterior chamber IOL | Alcon | Anterior Chamber Intraocular Lenses Ultraviolet-Absorbing | MTA4U0 (+27.0D) | Standalone | DE0001923 | As per HSA registered indication(s)
Ophthalmic | Intraocular lens replacement | Intraocular lens (IOL) | Monofocal anterior chamber IOL | Alcon | Anterior Chamber Intraocular Lenses Ultraviolet-Absorbing | MTA4U0 (+27.5D) | Standalone | DE0001923 | As per HSA registered indication(s)
Ophthalmic | Intraocular lens replacement | Intraocular lens (IOL) | Monofocal anterior chamber IOL | Alcon | Anterior Chamber Intraocular Lenses Ultraviolet-Absorbing | MTA4U0 (+28.0D) | Standalone | DE0001923 | As per HSA registered indication(s)
Ophthalmic | Intraocular lens replacement | Intraocular lens (IOL) | Monofocal anterior chamber IOL | Alcon | Anterior Chamber Intraocular Lenses Ultraviolet-Absorbing | MTA4U0 (+29.0D) | Standalone | DE0001923 | As per HSA registered indication(s)
Ophthalmic | Intraocular lens replacement | Intraocular lens (IOL) | Monofocal anterior chamber IOL | Alcon | Anterior Chamber Intraocular Lenses Ultraviolet-Absorbing | MTA4U0 (+30.0D) | Standalone | DE0001923 | As per HSA registered indication(s)
Ophthalmic | Intraocular lens replacement | Intraocular lens (IOL) | Monofocal scleral fixated IOL | Alcon | Posterior Chamber Intraocular Lenses | CZ70BD (+10.0D) | Standalone | DE0001956 | As per HSA registered indication(s)
Ophthalmic | Intraocular lens replacement | Intraocular lens (IOL) | Monofocal scleral fixated IOL | Alcon | Posterior Chamber Intraocular Lenses | CZ70BD (+10.5D) | Standalone | DE0001956 | As per HSA registered indication(s)
Ophthalmic | Intraocular lens replacement | Intraocular lens (IOL) | Monofocal scleral fixated IOL | Alcon | Posterior Chamber Intraocular Lenses | CZ70BD (+11.0D) | Standalone | DE0001956 | As per HSA registered indication(s)
Ophthalmic | Intraocular lens replacement | Intraocular lens (IOL) | Monofocal scleral fixated IOL | Alcon | Posterior Chamber Intraocular Lenses | CZ70BD (+11.5D) | Standalone | DE0001956 | As per HSA registered indication(s)
Ophthalmic | Intraocular lens replacement | Intraocular lens (IOL) | Monofocal scleral fixated IOL | Alcon | Posterior Chamber Intraocular Lenses | CZ70BD (+12.0D) | Standalone | DE0001956 | As per HSA registered indication(s)
Ophthalmic | Intraocular lens replacement | Intraocular lens (IOL) | Monofocal scleral fixated IOL | Alcon | Posterior Chamber Intraocular Lenses | CZ70BD (+12.5D) | Standalone | DE0001956 | As per HSA registered indication(s)
Ophthalmic | Intraocular lens replacement | Intraocular lens (IOL) | Monofocal scleral fixated IOL | Alcon | Posterior Chamber Intraocular Lenses | CZ70BD (+13.0D) | Standalone | DE0001956 | As per HSA registered indication(s)
Ophthalmic | Intraocular lens replacement | Intraocular lens (IOL) | Monofocal scleral fixated IOL | Alcon | Posterior Chamber Intraocular Lenses | CZ70BD (+13.5D) | Standalone | DE0001956 | As per HSA registered indication(s)
Ophthalmic | Intraocular lens replacement | Intraocular lens (IOL) | Monofocal scleral fixated IOL | Alcon | Posterior Chamber Intraocular Lenses | CZ70BD (+14.0D) | Standalone | DE0001956 | As per HSA registered indication(s)
Ophthalmic | Intraocular lens replacement | Intraocular lens (IOL) | Monofocal scleral fixated IOL | Alcon | Posterior Chamber Intraocular Lenses | CZ70BD (+14.5D) | Standalone | DE0001956 | As per HSA registered indication(s)
Ophthalmic | Intraocular lens replacement | Intraocular lens (IOL) | Monofocal scleral fixated IOL | Alcon | Posterior Chamber Intraocular Lenses | CZ70BD (+15.0D) | Standalone | DE0001956 | As per HSA registered indication(s)
Ophthalmic | Intraocular lens replacement | Intraocular lens (IOL) | Monofocal scleral fixated IOL | Alcon | Posterior Chamber Intraocular Lenses | CZ70BD (+15.5D) | Standalone | DE0001956 | As per HSA registered indication(s)
Ophthalmic | Intraocular lens replacement | Intraocular lens (IOL) | Monofocal scleral fixated IOL | Alcon | Posterior Chamber Intraocular Lenses | CZ70BD (+16.0D) | Standalone | DE0001956 | As per HSA registered indication(s)
Ophthalmic | Intraocular lens replacement | Intraocular lens (IOL) | Monofocal scleral fixated IOL | Alcon | Posterior Chamber Intraocular Lenses | CZ70BD (+16.5D) | Standalone | DE0001956 | As per HSA registered indication(s)
Ophthalmic | Intraocular lens replacement | Intraocular lens (IOL) | Monofocal scleral fixated IOL | Alcon | Posterior Chamber Intraocular Lenses | CZ70BD (+17.0D) | Standalone | DE0001956 | As per HSA registered indication(s)
Ophthalmic | Intraocular lens replacement | Intraocular lens (IOL) | Monofocal scleral fixated IOL | Alcon | Posterior Chamber Intraocular Lenses | CZ70BD (+17.5D) | Standalone | DE0001956 | As per HSA registered indication(s)
Ophthalmic | Intraocular lens replacement | Intraocular lens (IOL) | Monofocal scleral fixated IOL | Alcon | Posterior Chamber Intraocular Lenses | CZ70BD (+18.0D) | Standalone | DE0001956 | As per HSA registered indication(s)
Ophthalmic | Intraocular lens replacement | Intraocular lens (IOL) | Monofocal scleral fixated IOL | Alcon | Posterior Chamber Intraocular Lenses | CZ70BD (+18.5D) | Standalone | DE0001956 | As per HSA registered indication(s)
Ophthalmic | Intraocular lens replacement | Intraocular lens (IOL) | Monofocal scleral fixated IOL | Alcon | Posterior Chamber Intraocular Lenses | CZ70BD (+19.0D) | Standalone | DE0001956 | As per HSA registered indication(s)
Ophthalmic | Intraocular lens replacement | Intraocular lens (IOL) | Monofocal scleral fixated IOL | Alcon | Posterior Chamber Intraocular Lenses | CZ70BD (+19.5D) | Standalone | DE0001956 | As per HSA registered indication(s)
Ophthalmic | Intraocular lens replacement | Intraocular lens (IOL) | Monofocal scleral fixated IOL | Alcon | Posterior Chamber Intraocular Lenses | CZ70BD (+20.0D) | Standalone | DE0001956 | As per HSA registered indication(s)
Ophthalmic | Intraocular lens replacement | Intraocular lens (IOL) | Monofocal scleral fixated IOL | Alcon | Posterior Chamber Intraocular Lenses | CZ70BD (+20.5D) | Standalone | DE0001956 | As per HSA registered indication(s)
Ophthalmic | Intraocular lens replacement | Intraocular lens (IOL) | Monofocal scleral fixated IOL | Alcon | Posterior Chamber Intraocular Lenses | CZ70BD (+21.0D) | Standalone | DE0001956 | As per HSA registered indication(s)
Ophthalmic | Intraocular lens replacement | Intraocular lens (IOL) | Monofocal scleral fixated IOL | Alcon | Posterior Chamber Intraocular Lenses | CZ70BD (+21.5D) | Standalone | DE0001956 | As per HSA registered indication(s)
Ophthalmic | Intraocular lens replacement | Intraocular lens (IOL) | Monofocal scleral fixated IOL | Alcon | Posterior Chamber Intraocular Lenses | CZ70BD (+22.0D) | Standalone | DE0001956 | As per HSA registered indication(s)
Ophthalmic | Intraocular lens replacement | Intraocular lens (IOL) | Monofocal scleral fixated IOL | Alcon | Posterior Chamber Intraocular Lenses | CZ70BD (+22.5D) | Standalone | DE0001956 | As per HSA registered indication(s)
Ophthalmic | Intraocular lens replacement | Intraocular lens (IOL) | Monofocal scleral fixated IOL | Alcon | Posterior Chamber Intraocular Lenses | CZ70BD (+23.0D) | Standalone | DE0001956 | As per HSA registered indication(s)
Ophthalmic | Intraocular lens replacement | Intraocular lens (IOL) | Monofocal scleral fixated IOL | Alcon | Posterior Chamber Intraocular Lenses | CZ70BD (+23.5D) | Standalone | DE0001956 | As per HSA registered indication(s)
Ophthalmic | Intraocular lens replacement | Intraocular lens (IOL) | Monofocal scleral fixated IOL | Alcon | Posterior Chamber Intraocular Lenses | CZ70BD (+24.0D) | Standalone | DE0001956 | As per HSA registered indication(s)
Ophthalmic | Intraocular lens replacement | Intraocular lens (IOL) | Monofocal scleral fixated IOL | Alcon | Posterior Chamber Intraocular Lenses | CZ70BD (+24.5D) | Standalone | DE0001956 | As per HSA registered indication(s)
Ophthalmic | Intraocular lens replacement | Intraocular lens (IOL) | Monofocal scleral fixated IOL | Alcon | Posterior Chamber Intraocular Lenses | CZ70BD (+25.0D) | Standalone | DE0001956 | As per HSA registered indication(s)
Ophthalmic | Intraocular lens replacement | Intraocular lens (IOL) | Monofocal scleral fixated IOL | Alcon | Posterior Chamber Intraocular Lenses | CZ70BD (+25.5D) | Standalone | DE0001956 | As per HSA registered indication(s)
Ophthalmic | Intraocular lens replacement | Intraocular lens (IOL) | Monofocal scleral fixated IOL | Alcon | Posterior Chamber Intraocular Lenses | CZ70BD (+26.0D) | Standalone | DE0001956 | As per HSA registered indication(s)
Ophthalmic | Intraocular lens replacement | Intraocular lens (IOL) | Monofocal scleral fixated IOL | Alcon | Posterior Chamber Intraocular Lenses | CZ70BD (+26.5D) | Standalone | DE0001956 | As per HSA registered indication(s)
Ophthalmic | Intraocular lens replacement | Intraocular lens (IOL) | Monofocal scleral fixated IOL | Alcon | Posterior Chamber Intraocular Lenses | CZ70BD (+27.0D) | Standalone | DE0001956 | As per HSA registered indication(s)
Ophthalmic | Intraocular lens replacement | Intraocular lens (IOL) | Monofocal scleral fixated IOL | Alcon | Posterior Chamber Intraocular Lenses | CZ70BD (+27.5D) | Standalone | DE0001956 | As per HSA registered indication(s)
Ophthalmic | Intraocular lens replacement | Intraocular lens (IOL) | Monofocal scleral fixated IOL | Alcon | Posterior Chamber Intraocular Lenses | CZ70BD (+28.0D) | Standalone | DE0001956 | As per HSA registered indication(s)
Ophthalmic | Intraocular lens replacement | Intraocular lens (IOL) | Monofocal scleral fixated IOL | Alcon | Posterior Chamber Intraocular Lenses | CZ70BD (+28.5D) | Standalone | DE0001956 | As per HSA registered indication(s)
Ophthalmic | Intraocular lens replacement | Intraocular lens (IOL) | Monofocal scleral fixated IOL | Alcon | Posterior Chamber Intraocular Lenses | CZ70BD (+29.0D) | Standalone | DE0001956 | As per HSA registered indication(s)
Ophthalmic | Intraocular lens replacement | Intraocular lens (IOL) | Monofocal scleral fixated IOL | Alcon | Posterior Chamber Intraocular Lenses | CZ70BD (+29.5D) | Standalone | DE0001956 | As per HSA registered indication(s)
Ophthalmic | Intraocular lens replacement | Intraocular lens (IOL) | Monofocal scleral fixated IOL | Alcon | Posterior Chamber Intraocular Lenses | CZ70BD (+30.0D) | Standalone | DE0001956 | As per HSA registered indication(s)
Ophthalmic | Intraocular lens replacement | Intraocular lens (IOL) | Monofocal, astigmatism correcting IOL | Alcon | Acrysof IQ Toric Astigmatism Intraocular Lens | SN6AT2 (+6.0D) | Standalone | DE0005827 | Indicated for patients with astigmatism of 2.5 dioptre cylinder (DC) and above in at least 1 eye; where correction of astigmatism is considered clinically necessary
Ophthalmic | Intraocular lens replacement | Intraocular lens (IOL) | Monofocal, astigmatism correcting IOL | Alcon | Acrysof IQ Toric Astigmatism Intraocular Lens | SN6AT2 (+6.5D) | Standalone | DE0005827 | Indicated for patients with astigmatism of 2.5 dioptre cylinder (DC) and above in at least 1 eye; where correction of astigmatism is considered clinically necessary
Ophthalmic | Intraocular lens replacement | Intraocular lens (IOL) | Monofocal, astigmatism correcting IOL | Alcon | Acrysof IQ Toric Astigmatism Intraocular Lens | SN6AT2 (+7.0D) | Standalone | DE0005827 | Indicated for patients with astigmatism of 2.5 dioptre cylinder (DC) and above in at least 1 eye; where correction of astigmatism is considered clinically necessary
Ophthalmic | Intraocular lens replacement | Intraocular lens (IOL) | Monofocal, astigmatism correcting IOL | Alcon | Acrysof IQ Toric Astigmatism Intraocular Lens | SN6AT2 (+7.5D) | Standalone | DE0005827 | Indicated for patients with astigmatism of 2.5 dioptre cylinder (DC) and above in at least 1 eye; where correction of astigmatism is considered clinically necessary
Ophthalmic | Intraocular lens replacement | Intraocular lens (IOL) | Monofocal, astigmatism correcting IOL | Alcon | Acrysof IQ Toric Astigmatism Intraocular Lens | SN6AT2 (+8.0D) | Standalone | DE0005827 | Indicated for patients with astigmatism of 2.5 dioptre cylinder (DC) and above in at least 1 eye; where correction of astigmatism is considered clinically necessary
Ophthalmic | Intraocular lens replacement | Intraocular lens (IOL) | Monofocal, astigmatism correcting IOL | Alcon | Acrysof IQ Toric Astigmatism Intraocular Lens | SN6AT2 (+8.5D) | Standalone | DE0005827 | Indicated for patients with astigmatism of 2.5 dioptre cylinder (DC) and above in at least 1 eye; where correction of astigmatism is considered clinically necessary
Ophthalmic | Intraocular lens replacement | Intraocular lens (IOL) | Monofocal, astigmatism correcting IOL | Alcon | Acrysof IQ Toric Astigmatism Intraocular Lens | SN6AT2 (+9.0D) | Standalone | DE0005827 | Indicated for patients with astigmatism of 2.5 dioptre cylinder (DC) and above in at least 1 eye; where correction of astigmatism is considered clinically necessary
Ophthalmic | Intraocular lens replacement | Intraocular lens (IOL) | Monofocal, astigmatism correcting IOL | Alcon | Acrysof IQ Toric Astigmatism Intraocular Lens | SN6AT2 (+9.5D) | Standalone | DE0005827 | Indicated for patients with astigmatism of 2.5 dioptre cylinder (DC) and above in at least 1 eye; where correction of astigmatism is considered clinically necessary
Ophthalmic | Intraocular lens replacement | Intraocular lens (IOL) | Monofocal, astigmatism correcting IOL | Alcon | Acrysof IQ Toric Astigmatism Intraocular Lens | SN6AT2 (+10.0D) | Standalone | DE0005827 | Indicated for patients with astigmatism of 2.5 dioptre cylinder (DC) and above in at least 1 eye; where correction of astigmatism is considered clinically necessary
Ophthalmic | Intraocular lens replacement | Intraocular lens (IOL) | Monofocal, astigmatism correcting IOL | Alcon | Acrysof IQ Toric Astigmatism Intraocular Lens | SN6AT2 (+10.5D) | Standalone | DE0005827 | Indicated for patients with astigmatism of 2.5 dioptre cylinder (DC) and above in at least 1 eye; where correction of astigmatism is considered clinically necessary
Ophthalmic | Intraocular lens replacement | Intraocular lens (IOL) | Monofocal, astigmatism correcting IOL | Alcon | Acrysof IQ Toric Astigmatism Intraocular Lens | SN6AT2 (+11.0D) | Standalone | DE0005827 | Indicated for patients with astigmatism of 2.5 dioptre cylinder (DC) and above in at least 1 eye; where correction of astigmatism is considered clinically necessary
Ophthalmic | Intraocular lens replacement | Intraocular lens (IOL) | Monofocal, astigmatism correcting IOL | Alcon | Acrysof IQ Toric Astigmatism Intraocular Lens | SN6AT2 (+11.5D) | Standalone | DE0005827 | Indicated for patients with astigmatism of 2.5 dioptre cylinder (DC) and above in at least 1 eye; where correction of astigmatism is considered clinically necessary
Ophthalmic | Intraocular lens replacement | Intraocular lens (IOL) | Monofocal, astigmatism correcting IOL | Alcon | Acrysof IQ Toric Astigmatism Intraocular Lens | SN6AT2 (+12.0D) | Standalone | DE0005827 | Indicated for patients with astigmatism of 2.5 dioptre cylinder (DC) and above in at least 1 eye; where correction of astigmatism is considered clinically necessary
Ophthalmic | Intraocular lens replacement | Intraocular lens (IOL) | Monofocal, astigmatism correcting IOL | Alcon | Acrysof IQ Toric Astigmatism Intraocular Lens | SN6AT2 (+12.5D) | Standalone | DE0005827 | Indicated for patients with astigmatism of 2.5 dioptre cylinder (DC) and above in at least 1 eye; where correction of astigmatism is considered clinically necessary
Ophthalmic | Intraocular lens replacement | Intraocular lens (IOL) | Monofocal, astigmatism correcting IOL | Alcon | Acrysof IQ Toric Astigmatism Intraocular Lens | SN6AT2 (+13.0D) | Standalone | DE0005827 | Indicated for patients with astigmatism of 2.5 dioptre cylinder (DC) and above in at least 1 eye; where correction of astigmatism is considered clinically necessary
Ophthalmic | Intraocular lens replacement | Intraocular lens (IOL) | Monofocal, astigmatism correcting IOL | Alcon | Acrysof IQ Toric Astigmatism Intraocular Lens | SN6AT2 (+13.5D) | Standalone | DE0005827 | Indicated for patients with astigmatism of 2.5 dioptre cylinder (DC) and above in at least 1 eye; where correction of astigmatism is considered clinically necessary
Ophthalmic | Intraocular lens replacement | Intraocular lens (IOL) | Monofocal, astigmatism correcting IOL | Alcon | Acrysof IQ Toric Astigmatism Intraocular Lens | SN6AT2 (+14.0D) | Standalone | DE0005827 | Indicated for patients with astigmatism of 2.5 dioptre cylinder (DC) and above in at least 1 eye; where correction of astigmatism is considered clinically necessary
Ophthalmic | Intraocular lens replacement | Intraocular lens (IOL) | Monofocal, astigmatism correcting IOL | Alcon | Acrysof IQ Toric Astigmatism Intraocular Lens | SN6AT2 (+14.5D) | Standalone | DE0005827 | Indicated for patients with astigmatism of 2.5 dioptre cylinder (DC) and above in at least 1 eye; where correction of astigmatism is considered clinically necessary
Ophthalmic | Intraocular lens replacement | Intraocular lens (IOL) | Monofocal, astigmatism correcting IOL | Alcon | Acrysof IQ Toric Astigmatism Intraocular Lens | SN6AT2 (+15.0D) | Standalone | DE0005827 | Indicated for patients with astigmatism of 2.5 dioptre cylinder (DC) and above in at least 1 eye; where correction of astigmatism is considered clinically necessary
Ophthalmic | Intraocular lens replacement | Intraocular lens (IOL) | Monofocal, astigmatism correcting IOL | Alcon | Acrysof IQ Toric Astigmatism Intraocular Lens | SN6AT2 (+15.5D) | Standalone | DE0005827 | Indicated for patients with astigmatism of 2.5 dioptre cylinder (DC) and above in at least 1 eye; where correction of astigmatism is considered clinically necessary
Ophthalmic | Intraocular lens replacement | Intraocular lens (IOL) | Monofocal, astigmatism correcting IOL | Alcon | Acrysof IQ Toric Astigmatism Intraocular Lens | SN6AT2 (+16.0D) | Standalone | DE0005827 | Indicated for patients with astigmatism of 2.5 dioptre cylinder (DC) and above in at least 1 eye; where correction of astigmatism is considered clinically necessary
Ophthalmic | Intraocular lens replacement | Intraocular lens (IOL) | Monofocal, astigmatism correcting IOL | Alcon | Acrysof IQ Toric Astigmatism Intraocular Lens | SN6AT2 (+16.5D) | Standalone | DE0005827 | Indicated for patients with astigmatism of 2.5 dioptre cylinder (DC) and above in at least 1 eye; where correction of astigmatism is considered clinically necessary
Ophthalmic | Intraocular lens replacement | Intraocular lens (IOL) | Monofocal, astigmatism correcting IOL | Alcon | Acrysof IQ Toric Astigmatism Intraocular Lens | SN6AT2 (+17.0D) | Standalone | DE0005827 | Indicated for patients with astigmatism of 2.5 dioptre cylinder (DC) and above in at least 1 eye; where correction of astigmatism is considered clinically necessary
Ophthalmic | Intraocular lens replacement | Intraocular lens (IOL) | Monofocal, astigmatism correcting IOL | Alcon | Acrysof IQ Toric Astigmatism Intraocular Lens | SN6AT2 (+17.5D) | Standalone | DE0005827 | Indicated for patients with astigmatism of 2.5 dioptre cylinder (DC) and above in at least 1 eye; where correction of astigmatism is considered clinically necessary
Ophthalmic | Intraocular lens replacement | Intraocular lens (IOL) | Monofocal, astigmatism correcting IOL | Alcon | Acrysof IQ Toric Astigmatism Intraocular Lens | SN6AT2 (+18.0D) | Standalone | DE0005827 | Indicated for patients with astigmatism of 2.5 dioptre cylinder (DC) and above in at least 1 eye; where correction of astigmatism is considered clinically necessary
Ophthalmic | Intraocular lens replacement | Intraocular lens (IOL) | Monofocal, astigmatism correcting IOL | Alcon | Acrysof IQ Toric Astigmatism Intraocular Lens | SN6AT2 (+18.5D) | Standalone | DE0005827 | Indicated for patients with astigmatism of 2.5 dioptre cylinder (DC) and above in at least 1 eye; where correction of astigmatism is considered clinically necessary
Ophthalmic | Intraocular lens replacement | Intraocular lens (IOL) | Monofocal, astigmatism correcting IOL | Alcon | Acrysof IQ Toric Astigmatism Intraocular Lens | SN6AT2 (+19.0D) | Standalone | DE0005827 | Indicated for patients with astigmatism of 2.5 dioptre cylinder (DC) and above in at least 1 eye; where correction of astigmatism is considered clinically necessary
Ophthalmic | Intraocular lens replacement | Intraocular lens (IOL) | Monofocal, astigmatism correcting IOL | Alcon | Acrysof IQ Toric Astigmatism Intraocular Lens | SN6AT2 (+19.5D) | Standalone | DE0005827 | Indicated for patients with astigmatism of 2.5 dioptre cylinder (DC) and above in at least 1 eye; where correction of astigmatism is considered clinically necessary
Ophthalmic | Intraocular lens replacement | Intraocular lens (IOL) | Monofocal, astigmatism correcting IOL | Alcon | Acrysof IQ Toric Astigmatism Intraocular Lens | SN6AT2 (+20.0D) | Standalone | DE0005827 | Indicated for patients with astigmatism of 2.5 dioptre cylinder (DC) and above in at least 1 eye; where correction of astigmatism is considered clinically necessary
Ophthalmic | Intraocular lens replacement | Intraocular lens (IOL) | Monofocal, astigmatism correcting IOL | Alcon | Acrysof IQ Toric Astigmatism Intraocular Lens | SN6AT2 (+20.5D) | Standalone | DE0005827 | Indicated for patients with astigmatism of 2.5 dioptre cylinder (DC) and above in at least 1 eye; where correction of astigmatism is considered clinically necessary
Ophthalmic | Intraocular lens replacement | Intraocular lens (IOL) | Monofocal, astigmatism correcting IOL | Alcon | Acrysof IQ Toric Astigmatism Intraocular Lens | SN6AT2 (+21.0D) | Standalone | DE0005827 | Indicated for patients with astigmatism of 2.5 dioptre cylinder (DC) and above in at least 1 eye; where correction of astigmatism is considered clinically necessary
Ophthalmic | Intraocular lens replacement | Intraocular lens (IOL) | Monofocal, astigmatism correcting IOL | Alcon | Acrysof IQ Toric Astigmatism Intraocular Lens | SN6AT2 (+21.5D) | Standalone | DE0005827 | Indicated for patients with astigmatism of 2.5 dioptre cylinder (DC) and above in at least 1 eye; where correction of astigmatism is considered clinically necessary
Ophthalmic | Intraocular lens replacement | Intraocular lens (IOL) | Monofocal, astigmatism correcting IOL | Alcon | Acrysof IQ Toric Astigmatism Intraocular Lens | SN6AT2 (+22.0D) | Standalone | DE0005827 | Indicated for patients with astigmatism of 2.5 dioptre cylinder (DC) and above in at least 1 eye; where correction of astigmatism is considered clinically necessary
Ophthalmic | Intraocular lens replacement | Intraocular lens (IOL) | Monofocal, astigmatism correcting IOL | Alcon | Acrysof IQ Toric Astigmatism Intraocular Lens | SN6AT2 (+22.5D) | Standalone | DE0005827 | Indicated for patients with astigmatism of 2.5 dioptre cylinder (DC) and above in at least 1 eye; where correction of astigmatism is considered clinically necessary
Ophthalmic | Intraocular lens replacement | Intraocular lens (IOL) | Monofocal, astigmatism correcting IOL | Alcon | Acrysof IQ Toric Astigmatism Intraocular Lens | SN6AT2 (+23.0D) | Standalone | DE0005827 | Indicated for patients with astigmatism of 2.5 dioptre cylinder (DC) and above in at least 1 eye; where correction of astigmatism is considered clinically necessary
Ophthalmic | Intraocular lens replacement | Intraocular lens (IOL) | Monofocal, astigmatism correcting IOL | Alcon | Acrysof IQ Toric Astigmatism Intraocular Lens | SN6AT2 (+23.5D) | Standalone | DE0005827 | Indicated for patients with astigmatism of 2.5 dioptre cylinder (DC) and above in at least 1 eye; where correction of astigmatism is considered clinically necessary
Ophthalmic | Intraocular lens replacement | Intraocular lens (IOL) | Monofocal, astigmatism correcting IOL | Alcon | Acrysof IQ Toric Astigmatism Intraocular Lens | SN6AT2 (+24.0D) | Standalone | DE0005827 | Indicated for patients with astigmatism of 2.5 dioptre cylinder (DC) and above in at least 1 eye; where correction of astigmatism is considered clinically necessary
Ophthalmic | Intraocular lens replacement | Intraocular lens (IOL) | Monofocal, astigmatism correcting IOL | Alcon | Acrysof IQ Toric Astigmatism Intraocular Lens | SN6AT2 (+24.5D) | Standalone | DE0005827 | Indicated for patients with astigmatism of 2.5 dioptre cylinder (DC) and above in at least 1 eye; where correction of astigmatism is considered clinically necessary
Ophthalmic | Intraocular lens replacement | Intraocular lens (IOL) | Monofocal, astigmatism correcting IOL | Alcon | Acrysof IQ Toric Astigmatism Intraocular Lens | SN6AT2 (+25.0D) | Standalone | DE0005827 | Indicated for patients with astigmatism of 2.5 dioptre cylinder (DC) and above in at least 1 eye; where correction of astigmatism is considered clinically necessary
Ophthalmic | Intraocular lens replacement | Intraocular lens (IOL) | Monofocal, astigmatism correcting IOL | Alcon | Acrysof IQ Toric Astigmatism Intraocular Lens | SN6AT2 (+25.5D) | Standalone | DE0005827 | Indicated for patients with astigmatism of 2.5 dioptre cylinder (DC) and above in at least 1 eye; where correction of astigmatism is considered clinically necessary
Ophthalmic | Intraocular lens replacement | Intraocular lens (IOL) | Monofocal, astigmatism correcting IOL | Alcon | Acrysof IQ Toric Astigmatism Intraocular Lens | SN6AT2 (+26.0D) | Standalone | DE0005827 | Indicated for patients with astigmatism of 2.5 dioptre cylinder (DC) and above in at least 1 eye; where correction of astigmatism is considered clinically necessary
Ophthalmic | Intraocular lens replacement | Intraocular lens (IOL) | Monofocal, astigmatism correcting IOL | Alcon | Acrysof IQ Toric Astigmatism Intraocular Lens | SN6AT2 (+26.5D) | Standalone | DE0005827 | Indicated for patients with astigmatism of 2.5 dioptre cylinder (DC) and above in at least 1 eye; where correction of astigmatism is considered clinically necessary
Ophthalmic | Intraocular lens replacement | Intraocular lens (IOL) | Monofocal, astigmatism correcting IOL | Alcon | Acrysof IQ Toric Astigmatism Intraocular Lens | SN6AT2 (+27.0D) | Standalone | DE0005827 | Indicated for patients with astigmatism of 2.5 dioptre cylinder (DC) and above in at least 1 eye; where correction of astigmatism is considered clinically necessary
Ophthalmic | Intraocular lens replacement | Intraocular lens (IOL) | Monofocal, astigmatism correcting IOL | Alcon | Acrysof IQ Toric Astigmatism Intraocular Lens | SN6AT2 (+27.5D) | Standalone | DE0005827 | Indicated for patients with astigmatism of 2.5 dioptre cylinder (DC) and above in at least 1 eye; where correction of astigmatism is considered clinically necessary
Ophthalmic | Intraocular lens replacement | Intraocular lens (IOL) | Monofocal, astigmatism correcting IOL | Alcon | Acrysof IQ Toric Astigmatism Intraocular Lens | SN6AT2 (+28.0D) | Standalone | DE0005827 | Indicated for patients with astigmatism of 2.5 dioptre cylinder (DC) and above in at least 1 eye; where correction of astigmatism is considered clinically necessary
Ophthalmic | Intraocular lens replacement | Intraocular lens (IOL) | Monofocal, astigmatism correcting IOL | Alcon | Acrysof IQ Toric Astigmatism Intraocular Lens | SN6AT2 (+28.5D) | Standalone | DE0005827 | Indicated for patients with astigmatism of 2.5 dioptre cylinder (DC) and above in at least 1 eye; where correction of astigmatism is considered clinically necessary
Ophthalmic | Intraocular lens replacement | Intraocular lens (IOL) | Monofocal, astigmatism correcting IOL | Alcon | Acrysof IQ Toric Astigmatism Intraocular Lens | SN6AT2 (+29.0D) | Standalone | DE0005827 | Indicated for patients with astigmatism of 2.5 dioptre cylinder (DC) and above in at least 1 eye; where correction of astigmatism is considered clinically necessary
Ophthalmic | Intraocular lens replacement | Intraocular lens (IOL) | Monofocal, astigmatism correcting IOL | Alcon | Acrysof IQ Toric Astigmatism Intraocular Lens | SN6AT2 (+29.5D) | Standalone | DE0005827 | Indicated for patients with astigmatism of 2.5 dioptre cylinder (DC) and above in at least 1 eye; where correction of astigmatism is considered clinically necessary
Ophthalmic | Intraocular lens replacement | Intraocular lens (IOL) | Monofocal, astigmatism correcting IOL | Alcon | Acrysof IQ Toric Astigmatism Intraocular Lens | SN6AT2 (+30.0D) | Standalone | DE0005827 | Indicated for patients with astigmatism of 2.5 dioptre cylinder (DC) and above in at least 1 eye; where correction of astigmatism is considered clinically necessary
Ophthalmic | Intraocular lens replacement | Intraocular lens (IOL) | Monofocal, astigmatism correcting IOL | Alcon | Acrysof IQ Toric Astigmatism Intraocular Lens | SN6AT2 (+31.0D) | Standalone | DE0005827 | Indicated for patients with astigmatism of 2.5 dioptre cylinder (DC) and above in at least 1 eye; where correction of astigmatism is considered clinically necessary
Ophthalmic | Intraocular lens replacement | Intraocular lens (IOL) | Monofocal, astigmatism correcting IOL | Alcon | Acrysof IQ Toric Astigmatism Intraocular Lens | SN6AT2 (+32.0D) | Standalone | DE0005827 | Indicated for patients with astigmatism of 2.5 dioptre cylinder (DC) and above in at least 1 eye; where correction of astigmatism is considered clinically necessary
Ophthalmic | Intraocular lens replacement | Intraocular lens (IOL) | Monofocal, astigmatism correcting IOL | Alcon | Acrysof IQ Toric Astigmatism Intraocular Lens | SN6AT2 (+33.0D) | Standalone | DE0005827 | Indicated for patients with astigmatism of 2.5 dioptre cylinder (DC) and above in at least 1 eye; where correction of astigmatism is considered clinically necessary
Ophthalmic | Intraocular lens replacement | Intraocular lens (IOL) | Monofocal, astigmatism correcting IOL | Alcon | Acrysof IQ Toric Astigmatism Intraocular Lens | SN6AT2 (+34.0D) | Standalone | DE0005827 | Indicated for patients with astigmatism of 2.5 dioptre cylinder (DC) and above in at least 1 eye; where correction of astigmatism is considered clinically necessary
Ophthalmic | Intraocular lens replacement | Intraocular lens (IOL) | Monofocal, astigmatism correcting IOL | Alcon | Acrysof IQ Toric Astigmatism Intraocular Lens | SN6AT3 (+6.0D) | Standalone | DE0005827 | Indicated for patients with astigmatism of 2.5 dioptre cylinder (DC) and above in at least 1 eye; where correction of astigmatism is considered clinically necessary
Ophthalmic | Intraocular lens replacement | Intraocular lens (IOL) | Monofocal, astigmatism correcting IOL | Alcon | Acrysof IQ Toric Astigmatism Intraocular Lens | SN6AT3 (+6.5D) | Standalone | DE0005827 | Indicated for patients with astigmatism of 2.5 dioptre cylinder (DC) and above in at least 1 eye; where correction of astigmatism is considered clinically necessary
Ophthalmic | Intraocular lens replacement | Intraocular lens (IOL) | Monofocal, astigmatism correcting IOL | Alcon | Acrysof IQ Toric Astigmatism Intraocular Lens | SN6AT3 (+7.0D) | Standalone | DE0005827 | Indicated for patients with astigmatism of 2.5 dioptre cylinder (DC) and above in at least 1 eye; where correction of astigmatism is considered clinically necessary
Ophthalmic | Intraocular lens replacement | Intraocular lens (IOL) | Monofocal, astigmatism correcting IOL | Alcon | Acrysof IQ Toric Astigmatism Intraocular Lens | SN6AT3 (+7.5D) | Standalone | DE0005827 | Indicated for patients with astigmatism of 2.5 dioptre cylinder (DC) and above in at least 1 eye; where correction of astigmatism is considered clinically necessary
Ophthalmic | Intraocular lens replacement | Intraocular lens (IOL) | Monofocal, astigmatism correcting IOL | Alcon | Acrysof IQ Toric Astigmatism Intraocular Lens | SN6AT3 (+8.0D) | Standalone | DE0005827 | Indicated for patients with astigmatism of 2.5 dioptre cylinder (DC) and above in at least 1 eye; where correction of astigmatism is considered clinically necessary
Ophthalmic | Intraocular lens replacement | Intraocular lens (IOL) | Monofocal, astigmatism correcting IOL | Alcon | Acrysof IQ Toric Astigmatism Intraocular Lens | SN6AT3 (+8.5D) | Standalone | DE0005827 | Indicated for patients with astigmatism of 2.5 dioptre cylinder (DC) and above in at least 1 eye; where correction of astigmatism is considered clinically necessary
Ophthalmic | Intraocular lens replacement | Intraocular lens (IOL) | Monofocal, astigmatism correcting IOL | Alcon | Acrysof IQ Toric Astigmatism Intraocular Lens | SN6AT3 (+9.0D) | Standalone | DE0005827 | Indicated for patients with astigmatism of 2.5 dioptre cylinder (DC) and above in at least 1 eye; where correction of astigmatism is considered clinically necessary
Ophthalmic | Intraocular lens replacement | Intraocular lens (IOL) | Monofocal, astigmatism correcting IOL | Alcon | Acrysof IQ Toric Astigmatism Intraocular Lens | SN6AT3 (+9.5D) | Standalone | DE0005827 | Indicated for patients with astigmatism of 2.5 dioptre cylinder (DC) and above in at least 1 eye; where correction of astigmatism is considered clinically necessary
Ophthalmic | Intraocular lens replacement | Intraocular lens (IOL) | Monofocal, astigmatism correcting IOL | Alcon | Acrysof IQ Toric Astigmatism Intraocular Lens | SN6AT3 (+10.0D) | Standalone | DE0005827 | Indicated for patients with astigmatism of 2.5 dioptre cylinder (DC) and above in at least 1 eye; where correction of astigmatism is considered clinically necessary
Ophthalmic | Intraocular lens replacement | Intraocular lens (IOL) | Monofocal, astigmatism correcting IOL | Alcon | Acrysof IQ Toric Astigmatism Intraocular Lens | SN6AT3 (+10.5D) | Standalone | DE0005827 | Indicated for patients with astigmatism of 2.5 dioptre cylinder (DC) and above in at least 1 eye; where correction of astigmatism is considered clinically necessary
Ophthalmic | Intraocular lens replacement | Intraocular lens (IOL) | Monofocal, astigmatism correcting IOL | Alcon | Acrysof IQ Toric Astigmatism Intraocular Lens | SN6AT3 (+11.0D) | Standalone | DE0005827 | Indicated for patients with astigmatism of 2.5 dioptre cylinder (DC) and above in at least 1 eye; where correction of astigmatism is considered clinically necessary
Ophthalmic | Intraocular lens replacement | Intraocular lens (IOL) | Monofocal, astigmatism correcting IOL | Alcon | Acrysof IQ Toric Astigmatism Intraocular Lens | SN6AT3 (+11.5D) | Standalone | DE0005827 | Indicated for patients with astigmatism of 2.5 dioptre cylinder (DC) and above in at least 1 eye; where correction of astigmatism is considered clinically necessary
Ophthalmic | Intraocular lens replacement | Intraocular lens (IOL) | Monofocal, astigmatism correcting IOL | Alcon | Acrysof IQ Toric Astigmatism Intraocular Lens | SN6AT3 (+12.0D) | Standalone | DE0005827 | Indicated for patients with astigmatism of 2.5 dioptre cylinder (DC) and above in at least 1 eye; where correction of astigmatism is considered clinically necessary
Ophthalmic | Intraocular lens replacement | Intraocular lens (IOL) | Monofocal, astigmatism correcting IOL | Alcon | Acrysof IQ Toric Astigmatism Intraocular Lens | SN6AT3 (+12.5D) | Standalone | DE0005827 | Indicated for patients with astigmatism of 2.5 dioptre cylinder (DC) and above in at least 1 eye; where correction of astigmatism is considered clinically necessary
Ophthalmic | Intraocular lens replacement | Intraocular lens (IOL) | Monofocal, astigmatism correcting IOL | Alcon | Acrysof IQ Toric Astigmatism Intraocular Lens | SN6AT3 (+13.0D) | Standalone | DE0005827 | Indicated for patients with astigmatism of 2.5 dioptre cylinder (DC) and above in at least 1 eye; where correction of astigmatism is considered clinically necessary
Ophthalmic | Intraocular lens replacement | Intraocular lens (IOL) | Monofocal, astigmatism correcting IOL | Alcon | Acrysof IQ Toric Astigmatism Intraocular Lens | SN6AT3 (+13.5D) | Standalone | DE0005827 | Indicated for patients with astigmatism of 2.5 dioptre cylinder (DC) and above in at least 1 eye; where correction of astigmatism is considered clinically necessary
Ophthalmic | Intraocular lens replacement | Intraocular lens (IOL) | Monofocal, astigmatism correcting IOL | Alcon | Acrysof IQ Toric Astigmatism Intraocular Lens | SN6AT3 (+14.0D) | Standalone | DE0005827 | Indicated for patients with astigmatism of 2.5 dioptre cylinder (DC) and above in at least 1 eye; where correction of astigmatism is considered clinically necessary
Ophthalmic | Intraocular lens replacement | Intraocular lens (IOL) | Monofocal, astigmatism correcting IOL | Alcon | Acrysof IQ Toric Astigmatism Intraocular Lens | SN6AT3 (+14.5D) | Standalone | DE0005827 | Indicated for patients with astigmatism of 2.5 dioptre cylinder (DC) and above in at least 1 eye; where correction of astigmatism is considered clinically necessary
Ophthalmic | Intraocular lens replacement | Intraocular lens (IOL) | Monofocal, astigmatism correcting IOL | Alcon | Acrysof IQ Toric Astigmatism Intraocular Lens | SN6AT3 (+15.0D) | Standalone | DE0005827 | Indicated for patients with astigmatism of 2.5 dioptre cylinder (DC) and above in at least 1 eye; where correction of astigmatism is considered clinically necessary
Ophthalmic | Intraocular lens replacement | Intraocular lens (IOL) | Monofocal, astigmatism correcting IOL | Alcon | Acrysof IQ Toric Astigmatism Intraocular Lens | SN6AT3 (+15.5D) | Standalone | DE0005827 | Indicated for patients with astigmatism of 2.5 dioptre cylinder (DC) and above in at least 1 eye; where correction of astigmatism is considered clinically necessary
Ophthalmic | Intraocular lens replacement | Intraocular lens (IOL) | Monofocal, astigmatism correcting IOL | Alcon | Acrysof IQ Toric Astigmatism Intraocular Lens | SN6AT3 (+16.0D) | Standalone | DE0005827 | Indicated for patients with astigmatism of 2.5 dioptre cylinder (DC) and above in at least 1 eye; where correction of astigmatism is considered clinically necessary
Ophthalmic | Intraocular lens replacement | Intraocular lens (IOL) | Monofocal, astigmatism correcting IOL | Alcon | Acrysof IQ Toric Astigmatism Intraocular Lens | SN6AT3 (+16.5D) | Standalone | DE0005827 | Indicated for patients with astigmatism of 2.5 dioptre cylinder (DC) and above in at least 1 eye; where correction of astigmatism is considered clinically necessary
Ophthalmic | Intraocular lens replacement | Intraocular lens (IOL) | Monofocal, astigmatism correcting IOL | Alcon | Acrysof IQ Toric Astigmatism Intraocular Lens | SN6AT3 (+17.0D) | Standalone | DE0005827 | Indicated for patients with astigmatism of 2.5 dioptre cylinder (DC) and above in at least 1 eye; where correction of astigmatism is considered clinically necessary
Ophthalmic | Intraocular lens replacement | Intraocular lens (IOL) | Monofocal, astigmatism correcting IOL | Alcon | Acrysof IQ Toric Astigmatism Intraocular Lens | SN6AT3 (+17.5D) | Standalone | DE0005827 | Indicated for patients with astigmatism of 2.5 dioptre cylinder (DC) and above in at least 1 eye; where correction of astigmatism is considered clinically necessary
Ophthalmic | Intraocular lens replacement | Intraocular lens (IOL) | Monofocal, astigmatism correcting IOL | Alcon | Acrysof IQ Toric Astigmatism Intraocular Lens | SN6AT3 (+18.0D) | Standalone | DE0005827 | Indicated for patients with astigmatism of 2.5 dioptre cylinder (DC) and above in at least 1 eye; where correction of astigmatism is considered clinically necessary
Ophthalmic | Intraocular lens replacement | Intraocular lens (IOL) | Monofocal, astigmatism correcting IOL | Alcon | Acrysof IQ Toric Astigmatism Intraocular Lens | SN6AT3 (+18.5D) | Standalone | DE0005827 | Indicated for patients with astigmatism of 2.5 dioptre cylinder (DC) and above in at least 1 eye; where correction of astigmatism is considered clinically necessary
Ophthalmic | Intraocular lens replacement | Intraocular lens (IOL) | Monofocal, astigmatism correcting IOL | Alcon | Acrysof IQ Toric Astigmatism Intraocular Lens | SN6AT3 (+19.0D) | Standalone | DE0005827 | Indicated for patients with astigmatism of 2.5 dioptre cylinder (DC) and above in at least 1 eye; where correction of astigmatism is considered clinically necessary
Ophthalmic | Intraocular lens replacement | Intraocular lens (IOL) | Monofocal, astigmatism correcting IOL | Alcon | Acrysof IQ Toric Astigmatism Intraocular Lens | SN6AT3 (+19.5D) | Standalone | DE0005827 | Indicated for patients with astigmatism of 2.5 dioptre cylinder (DC) and above in at least 1 eye; where correction of astigmatism is considered clinically necessary
Ophthalmic | Intraocular lens replacement | Intraocular lens (IOL) | Monofocal, astigmatism correcting IOL | Alcon | Acrysof IQ Toric Astigmatism Intraocular Lens | SN6AT3 (+20.0D) | Standalone | DE0005827 | Indicated for patients with astigmatism of 2.5 dioptre cylinder (DC) and above in at least 1 eye; where correction of astigmatism is considered clinically necessary
Ophthalmic | Intraocular lens replacement | Intraocular lens (IOL) | Monofocal, astigmatism correcting IOL | Alcon | Acrysof IQ Toric Astigmatism Intraocular Lens | SN6AT3 (+20.5D) | Standalone | DE0005827 | Indicated for patients with astigmatism of 2.5 dioptre cylinder (DC) and above in at least 1 eye; where correction of astigmatism is considered clinically necessary
Ophthalmic | Intraocular lens replacement | Intraocular lens (IOL) | Monofocal, astigmatism correcting IOL | Alcon | Acrysof IQ Toric Astigmatism Intraocular Lens | SN6AT3 (+21.0D) | Standalone | DE0005827 | Indicated for patients with astigmatism of 2.5 dioptre cylinder (DC) and above in at least 1 eye; where correction of astigmatism is considered clinically necessary
Ophthalmic | Intraocular lens replacement | Intraocular lens (IOL) | Monofocal, astigmatism correcting IOL | Alcon | Acrysof IQ Toric Astigmatism Intraocular Lens | SN6AT3 (+21.5D) | Standalone | DE0005827 | Indicated for patients with astigmatism of 2.5 dioptre cylinder (DC) and above in at least 1 eye; where correction of astigmatism is considered clinically necessary
Ophthalmic | Intraocular lens replacement | Intraocular lens (IOL) | Monofocal, astigmatism correcting IOL | Alcon | Acrysof IQ Toric Astigmatism Intraocular Lens | SN6AT3 (+22.0D) | Standalone | DE0005827 | Indicated for patients with astigmatism of 2.5 dioptre cylinder (DC) and above in at least 1 eye; where correction of astigmatism is considered clinically necessary
Ophthalmic | Intraocular lens replacement | Intraocular lens (IOL) | Monofocal, astigmatism correcting IOL | Alcon | Acrysof IQ Toric Astigmatism Intraocular Lens | SN6AT3 (+22.5D) | Standalone | DE0005827 | Indicated for patients with astigmatism of 2.5 dioptre cylinder (DC) and above in at least 1 eye; where correction of astigmatism is considered clinically necessary
Ophthalmic | Intraocular lens replacement | Intraocular lens (IOL) | Monofocal, astigmatism correcting IOL | Alcon | Acrysof IQ Toric Astigmatism Intraocular Lens | SN6AT3 (+23.0D) | Standalone | DE0005827 | Indicated for patients with astigmatism of 2.5 dioptre cylinder (DC) and above in at least 1 eye; where correction of astigmatism is considered clinically necessary
Ophthalmic | Intraocular lens replacement | Intraocular lens (IOL) | Monofocal, astigmatism correcting IOL | Alcon | Acrysof IQ Toric Astigmatism Intraocular Lens | SN6AT3 (+23.5D) | Standalone | DE0005827 | Indicated for patients with astigmatism of 2.5 dioptre cylinder (DC) and above in at least 1 eye; where correction of astigmatism is considered clinically necessary
Ophthalmic | Intraocular lens replacement | Intraocular lens (IOL) | Monofocal, astigmatism correcting IOL | Alcon | Acrysof IQ Toric Astigmatism Intraocular Lens | SN6AT3 (+24.0D) | Standalone | DE0005827 | Indicated for patients with astigmatism of 2.5 dioptre cylinder (DC) and above in at least 1 eye; where correction of astigmatism is considered clinically necessary
Ophthalmic | Intraocular lens replacement | Intraocular lens (IOL) | Monofocal, astigmatism correcting IOL | Alcon | Acrysof IQ Toric Astigmatism Intraocular Lens | SN6AT3 (+24.5D) | Standalone | DE0005827 | Indicated for patients with astigmatism of 2.5 dioptre cylinder (DC) and above in at least 1 eye; where correction of astigmatism is considered clinically necessary
Ophthalmic | Intraocular lens replacement | Intraocular lens (IOL) | Monofocal, astigmatism correcting IOL | Alcon | Acrysof IQ Toric Astigmatism Intraocular Lens | SN6AT3 (+25.0D) | Standalone | DE0005827 | Indicated for patients with astigmatism of 2.5 dioptre cylinder (DC) and above in at least 1 eye; where correction of astigmatism is considered clinically necessary
Ophthalmic | Intraocular lens replacement | Intraocular lens (IOL) | Monofocal, astigmatism correcting IOL | Alcon | Acrysof IQ Toric Astigmatism Intraocular Lens | SN6AT3 (+25.5D) | Standalone | DE0005827 | Indicated for patients with astigmatism of 2.5 dioptre cylinder (DC) and above in at least 1 eye; where correction of astigmatism is considered clinically necessary
Ophthalmic | Intraocular lens replacement | Intraocular lens (IOL) | Monofocal, astigmatism correcting IOL | Alcon | Acrysof IQ Toric Astigmatism Intraocular Lens | SN6AT3 (+26.0D) | Standalone | DE0005827 | Indicated for patients with astigmatism of 2.5 dioptre cylinder (DC) and above in at least 1 eye; where correction of astigmatism is considered clinically necessary
Ophthalmic | Intraocular lens replacement | Intraocular lens (IOL) | Monofocal, astigmatism correcting IOL | Alcon | Acrysof IQ Toric Astigmatism Intraocular Lens | SN6AT3 (+26.5D) | Standalone | DE0005827 | Indicated for patients with astigmatism of 2.5 dioptre cylinder (DC) and above in at least 1 eye; where correction of astigmatism is considered clinically necessary
Ophthalmic | Intraocular lens replacement | Intraocular lens (IOL) | Monofocal, astigmatism correcting IOL | Alcon | Acrysof IQ Toric Astigmatism Intraocular Lens | SN6AT3 (+27.0D) | Standalone | DE0005827 | Indicated for patients with astigmatism of 2.5 dioptre cylinder (DC) and above in at least 1 eye; where correction of astigmatism is considered clinically necessary
Ophthalmic | Intraocular lens replacement | Intraocular lens (IOL) | Monofocal, astigmatism correcting IOL | Alcon | Acrysof IQ Toric Astigmatism Intraocular Lens | SN6AT3 (+27.5D) | Standalone | DE0005827 | Indicated for patients with astigmatism of 2.5 dioptre cylinder (DC) and above in at least 1 eye; where correction of astigmatism is considered clinically necessary
Ophthalmic | Intraocular lens replacement | Intraocular lens (IOL) | Monofocal, astigmatism correcting IOL | Alcon | Acrysof IQ Toric Astigmatism Intraocular Lens | SN6AT3 (+28.0D) | Standalone | DE0005827 | Indicated for patients with astigmatism of 2.5 dioptre cylinder (DC) and above in at least 1 eye; where correction of astigmatism is considered clinically necessary
Ophthalmic | Intraocular lens replacement | Intraocular lens (IOL) | Monofocal, astigmatism correcting IOL | Alcon | Acrysof IQ Toric Astigmatism Intraocular Lens | SN6AT3 (+28.5D) | Standalone | DE0005827 | Indicated for patients with astigmatism of 2.5 dioptre cylinder (DC) and above in at least 1 eye; where correction of astigmatism is considered clinically necessary
Ophthalmic | Intraocular lens replacement | Intraocular lens (IOL) | Monofocal, astigmatism correcting IOL | Alcon | Acrysof IQ Toric Astigmatism Intraocular Lens | SN6AT3 (+29.0D) | Standalone | DE0005827 | Indicated for patients with astigmatism of 2.5 dioptre cylinder (DC) and above in at least 1 eye; where correction of astigmatism is considered clinically necessary
Ophthalmic | Intraocular lens replacement | Intraocular lens (IOL) | Monofocal, astigmatism correcting IOL | Alcon | Acrysof IQ Toric Astigmatism Intraocular Lens | SN6AT3 (+29.5D) | Standalone | DE0005827 | Indicated for patients with astigmatism of 2.5 dioptre cylinder (DC) and above in at least 1 eye; where correction of astigmatism is considered clinically necessary
Ophthalmic | Intraocular lens replacement | Intraocular lens (IOL) | Monofocal, astigmatism correcting IOL | Alcon | Acrysof IQ Toric Astigmatism Intraocular Lens | SN6AT3 (+30.0D) | Standalone | DE0005827 | Indicated for patients with astigmatism of 2.5 dioptre cylinder (DC) and above in at least 1 eye; where correction of astigmatism is considered clinically necessary
Ophthalmic | Intraocular lens replacement | Intraocular lens (IOL) | Monofocal, astigmatism correcting IOL | Alcon | Acrysof IQ Toric Astigmatism Intraocular Lens | SN6AT3 (+31.0D) | Standalone | DE0005827 | Indicated for patients with astigmatism of 2.5 dioptre cylinder (DC) and above in at least 1 eye; where correction of astigmatism is considered clinically necessary
Ophthalmic | Intraocular lens replacement | Intraocular lens (IOL) | Monofocal, astigmatism correcting IOL | Alcon | Acrysof IQ Toric Astigmatism Intraocular Lens | SN6AT3 (+32.0D) | Standalone | DE0005827 | Indicated for patients with astigmatism of 2.5 dioptre cylinder (DC) and above in at least 1 eye; where correction of astigmatism is considered clinically necessary
Ophthalmic | Intraocular lens replacement | Intraocular lens (IOL) | Monofocal, astigmatism correcting IOL | Alcon | Acrysof IQ Toric Astigmatism Intraocular Lens | SN6AT3 (+33.0D) | Standalone | DE0005827 | Indicated for patients with astigmatism of 2.5 dioptre cylinder (DC) and above in at least 1 eye; where correction of astigmatism is considered clinically necessary
Ophthalmic | Intraocular lens replacement | Intraocular lens (IOL) | Monofocal, astigmatism correcting IOL | Alcon | Acrysof IQ Toric Astigmatism Intraocular Lens | SN6AT3 (+34.0D) | Standalone | DE0005827 | Indicated for patients with astigmatism of 2.5 dioptre cylinder (DC) and above in at least 1 eye; where correction of astigmatism is considered clinically necessary
Ophthalmic | Intraocular lens replacement | Intraocular lens (IOL) | Monofocal, astigmatism correcting IOL | Alcon | Acrysof IQ Toric Astigmatism Intraocular Lens | SN6AT4 (+6.0D) | Standalone | DE0005827 | Indicated for patients with astigmatism of 2.5 dioptre cylinder (DC) and above in at least 1 eye; where correction of astigmatism is considered clinically necessary
Ophthalmic | Intraocular lens replacement | Intraocular lens (IOL) | Monofocal, astigmatism correcting IOL | Alcon | Acrysof IQ Toric Astigmatism Intraocular Lens | SN6AT4 (+6.5D) | Standalone | DE0005827 | Indicated for patients with astigmatism of 2.5 dioptre cylinder (DC) and above in at least 1 eye; where correction of astigmatism is considered clinically necessary
Ophthalmic | Intraocular lens replacement | Intraocular lens (IOL) | Monofocal, astigmatism correcting IOL | Alcon | Acrysof IQ Toric Astigmatism Intraocular Lens | SN6AT4 (+7.0D) | Standalone | DE0005827 | Indicated for patients with astigmatism of 2.5 dioptre cylinder (DC) and above in at least 1 eye; where correction of astigmatism is considered clinically necessary
Ophthalmic | Intraocular lens replacement | Intraocular lens (IOL) | Monofocal, astigmatism correcting IOL | Alcon | Acrysof IQ Toric Astigmatism Intraocular Lens | SN6AT4 (+7.5D) | Standalone | DE0005827 | Indicated for patients with astigmatism of 2.5 dioptre cylinder (DC) and above in at least 1 eye; where correction of astigmatism is considered clinically necessary
Ophthalmic | Intraocular lens replacement | Intraocular lens (IOL) | Monofocal, astigmatism correcting IOL | Alcon | Acrysof IQ Toric Astigmatism Intraocular Lens | SN6AT4 (+8.0D) | Standalone | DE0005827 | Indicated for patients with astigmatism of 2.5 dioptre cylinder (DC) and above in at least 1 eye; where correction of astigmatism is considered clinically necessary
Ophthalmic | Intraocular lens replacement | Intraocular lens (IOL) | Monofocal, astigmatism correcting IOL | Alcon | Acrysof IQ Toric Astigmatism Intraocular Lens | SN6AT4 (+8.5D) | Standalone | DE0005827 | Indicated for patients with astigmatism of 2.5 dioptre cylinder (DC) and above in at least 1 eye; where correction of astigmatism is considered clinically necessary
Ophthalmic | Intraocular lens replacement | Intraocular lens (IOL) | Monofocal, astigmatism correcting IOL | Alcon | Acrysof IQ Toric Astigmatism Intraocular Lens | SN6AT4 (+9.0D) | Standalone | DE0005827 | Indicated for patients with astigmatism of 2.5 dioptre cylinder (DC) and above in at least 1 eye; where correction of astigmatism is considered clinically necessary
Ophthalmic | Intraocular lens replacement | Intraocular lens (IOL) | Monofocal, astigmatism correcting IOL | Alcon | Acrysof IQ Toric Astigmatism Intraocular Lens | SN6AT4 (+9.5D) | Standalone | DE0005827 | Indicated for patients with astigmatism of 2.5 dioptre cylinder (DC) and above in at least 1 eye; where correction of astigmatism is considered clinically necessary
Ophthalmic | Intraocular lens replacement | Intraocular lens (IOL) | Monofocal, astigmatism correcting IOL | Alcon | Acrysof IQ Toric Astigmatism Intraocular Lens | SN6AT4 (+10.0D) | Standalone | DE0005827 | Indicated for patients with astigmatism of 2.5 dioptre cylinder (DC) and above in at least 1 eye; where correction of astigmatism is considered clinically necessary
Ophthalmic | Intraocular lens replacement | Intraocular lens (IOL) | Monofocal, astigmatism correcting IOL | Alcon | Acrysof IQ Toric Astigmatism Intraocular Lens | SN6AT4 (+10.5D) | Standalone | DE0005827 | Indicated for patients with astigmatism of 2.5 dioptre cylinder (DC) and above in at least 1 eye; where correction of astigmatism is considered clinically necessary
Ophthalmic | Intraocular lens replacement | Intraocular lens (IOL) | Monofocal, astigmatism correcting IOL | Alcon | Acrysof IQ Toric Astigmatism Intraocular Lens | SN6AT4 (+11.0D) | Standalone | DE0005827 | Indicated for patients with astigmatism of 2.5 dioptre cylinder (DC) and above in at least 1 eye; where correction of astigmatism is considered clinically necessary
Ophthalmic | Intraocular lens replacement | Intraocular lens (IOL) | Monofocal, astigmatism correcting IOL | Alcon | Acrysof IQ Toric Astigmatism Intraocular Lens | SN6AT4 (+11.5D) | Standalone | DE0005827 | Indicated for patients with astigmatism of 2.5 dioptre cylinder (DC) and above in at least 1 eye; where correction of astigmatism is considered clinically necessary
Ophthalmic | Intraocular lens replacement | Intraocular lens (IOL) | Monofocal, astigmatism correcting IOL | Alcon | Acrysof IQ Toric Astigmatism Intraocular Lens | SN6AT4 (+12.0D) | Standalone | DE0005827 | Indicated for patients with astigmatism of 2.5 dioptre cylinder (DC) and above in at least 1 eye; where correction of astigmatism is considered clinically necessary
Ophthalmic | Intraocular lens replacement | Intraocular lens (IOL) | Monofocal, astigmatism correcting IOL | Alcon | Acrysof IQ Toric Astigmatism Intraocular Lens | SN6AT4 (+12.5D) | Standalone | DE0005827 | Indicated for patients with astigmatism of 2.5 dioptre cylinder (DC) and above in at least 1 eye; where correction of astigmatism is considered clinically necessary
Ophthalmic | Intraocular lens replacement | Intraocular lens (IOL) | Monofocal, astigmatism correcting IOL | Alcon | Acrysof IQ Toric Astigmatism Intraocular Lens | SN6AT4 (+13.0D) | Standalone | DE0005827 | Indicated for patients with astigmatism of 2.5 dioptre cylinder (DC) and above in at least 1 eye; where correction of astigmatism is considered clinically necessary
Ophthalmic | Intraocular lens replacement | Intraocular lens (IOL) | Monofocal, astigmatism correcting IOL | Alcon | Acrysof IQ Toric Astigmatism Intraocular Lens | SN6AT4 (+13.5D) | Standalone | DE0005827 | Indicated for patients with astigmatism of 2.5 dioptre cylinder (DC) and above in at least 1 eye; where correction of astigmatism is considered clinically necessary
Ophthalmic | Intraocular lens replacement | Intraocular lens (IOL) | Monofocal, astigmatism correcting IOL | Alcon | Acrysof IQ Toric Astigmatism Intraocular Lens | SN6AT4 (+14.0D) | Standalone | DE0005827 | Indicated for patients with astigmatism of 2.5 dioptre cylinder (DC) and above in at least 1 eye; where correction of astigmatism is considered clinically necessary
Ophthalmic | Intraocular lens replacement | Intraocular lens (IOL) | Monofocal, astigmatism correcting IOL | Alcon | Acrysof IQ Toric Astigmatism Intraocular Lens | SN6AT4 (+14.5D) | Standalone | DE0005827 | Indicated for patients with astigmatism of 2.5 dioptre cylinder (DC) and above in at least 1 eye; where correction of astigmatism is considered clinically necessary
Ophthalmic | Intraocular lens replacement | Intraocular lens (IOL) | Monofocal, astigmatism correcting IOL | Alcon | Acrysof IQ Toric Astigmatism Intraocular Lens | SN6AT4 (+15.0D) | Standalone | DE0005827 | Indicated for patients with astigmatism of 2.5 dioptre cylinder (DC) and above in at least 1 eye; where correction of astigmatism is considered clinically necessary
Ophthalmic | Intraocular lens replacement | Intraocular lens (IOL) | Monofocal, astigmatism correcting IOL | Alcon | Acrysof IQ Toric Astigmatism Intraocular Lens | SN6AT4 (+15.5D) | Standalone | DE0005827 | Indicated for patients with astigmatism of 2.5 dioptre cylinder (DC) and above in at least 1 eye; where correction of astigmatism is considered clinically necessary
Ophthalmic | Intraocular lens replacement | Intraocular lens (IOL) | Monofocal, astigmatism correcting IOL | Alcon | Acrysof IQ Toric Astigmatism Intraocular Lens | SN6AT4 (+16.0D) | Standalone | DE0005827 | Indicated for patients with astigmatism of 2.5 dioptre cylinder (DC) and above in at least 1 eye; where correction of astigmatism is considered clinically necessary
Ophthalmic | Intraocular lens replacement | Intraocular lens (IOL) | Monofocal, astigmatism correcting IOL | Alcon | Acrysof IQ Toric Astigmatism Intraocular Lens | SN6AT4 (+16.5D) | Standalone | DE0005827 | Indicated for patients with astigmatism of 2.5 dioptre cylinder (DC) and above in at least 1 eye; where correction of astigmatism is considered clinically necessary
Ophthalmic | Intraocular lens replacement | Intraocular lens (IOL) | Monofocal, astigmatism correcting IOL | Alcon | Acrysof IQ Toric Astigmatism Intraocular Lens | SN6AT4 (+17.0D) | Standalone | DE0005827 | Indicated for patients with astigmatism of 2.5 dioptre cylinder (DC) and above in at least 1 eye; where correction of astigmatism is considered clinically necessary
Ophthalmic | Intraocular lens replacement | Intraocular lens (IOL) | Monofocal, astigmatism correcting IOL | Alcon | Acrysof IQ Toric Astigmatism Intraocular Lens | SN6AT4 (+17.5D) | Standalone | DE0005827 | Indicated for patients with astigmatism of 2.5 dioptre cylinder (DC) and above in at least 1 eye; where correction of astigmatism is considered clinically necessary
Ophthalmic | Intraocular lens replacement | Intraocular lens (IOL) | Monofocal, astigmatism correcting IOL | Alcon | Acrysof IQ Toric Astigmatism Intraocular Lens | SN6AT4 (+18.0D) | Standalone | DE0005827 | Indicated for patients with astigmatism of 2.5 dioptre cylinder (DC) and above in at least 1 eye; where correction of astigmatism is considered clinically necessary
Ophthalmic | Intraocular lens replacement | Intraocular lens (IOL) | Monofocal, astigmatism correcting IOL | Alcon | Acrysof IQ Toric Astigmatism Intraocular Lens | SN6AT4 (+18.5D) | Standalone | DE0005827 | Indicated for patients with astigmatism of 2.5 dioptre cylinder (DC) and above in at least 1 eye; where correction of astigmatism is considered clinically necessary
Ophthalmic | Intraocular lens replacement | Intraocular lens (IOL) | Monofocal, astigmatism correcting IOL | Alcon | Acrysof IQ Toric Astigmatism Intraocular Lens | SN6AT4 (+19.0D) | Standalone | DE0005827 | Indicated for patients with astigmatism of 2.5 dioptre cylinder (DC) and above in at least 1 eye; where correction of astigmatism is considered clinically necessary
Ophthalmic | Intraocular lens replacement | Intraocular lens (IOL) | Monofocal, astigmatism correcting IOL | Alcon | Acrysof IQ Toric Astigmatism Intraocular Lens | SN6AT4 (+19.5D) | Standalone | DE0005827 | Indicated for patients with astigmatism of 2.5 dioptre cylinder (DC) and above in at least 1 eye; where correction of astigmatism is considered clinically necessary
Ophthalmic | Intraocular lens replacement | Intraocular lens (IOL) | Monofocal, astigmatism correcting IOL | Alcon | Acrysof IQ Toric Astigmatism Intraocular Lens | SN6AT4 (+20.0D) | Standalone | DE0005827 | Indicated for patients with astigmatism of 2.5 dioptre cylinder (DC) and above in at least 1 eye; where correction of astigmatism is considered clinically necessary
Ophthalmic | Intraocular lens replacement | Intraocular lens (IOL) | Monofocal, astigmatism correcting IOL | Alcon | Acrysof IQ Toric Astigmatism Intraocular Lens | SN6AT4 (+20.5D) | Standalone | DE0005827 | Indicated for patients with astigmatism of 2.5 dioptre cylinder (DC) and above in at least 1 eye; where correction of astigmatism is considered clinically necessary
Ophthalmic | Intraocular lens replacement | Intraocular lens (IOL) | Monofocal, astigmatism correcting IOL | Alcon | Acrysof IQ Toric Astigmatism Intraocular Lens | SN6AT4 (+21.0D) | Standalone | DE0005827 | Indicated for patients with astigmatism of 2.5 dioptre cylinder (DC) and above in at least 1 eye; where correction of astigmatism is considered clinically necessary
Ophthalmic | Intraocular lens replacement | Intraocular lens (IOL) | Monofocal, astigmatism correcting IOL | Alcon | Acrysof IQ Toric Astigmatism Intraocular Lens | SN6AT4 (+21.5D) | Standalone | DE0005827 | Indicated for patients with astigmatism of 2.5 dioptre cylinder (DC) and above in at least 1 eye; where correction of astigmatism is considered clinically necessary
Ophthalmic | Intraocular lens replacement | Intraocular lens (IOL) | Monofocal, astigmatism correcting IOL | Alcon | Acrysof IQ Toric Astigmatism Intraocular Lens | SN6AT4 (+22.0D) | Standalone | DE0005827 | Indicated for patients with astigmatism of 2.5 dioptre cylinder (DC) and above in at least 1 eye; where correction of astigmatism is considered clinically necessary
Ophthalmic | Intraocular lens replacement | Intraocular lens (IOL) | Monofocal, astigmatism correcting IOL | Alcon | Acrysof IQ Toric Astigmatism Intraocular Lens | SN6AT4 (+22.5D) | Standalone | DE0005827 | Indicated for patients with astigmatism of 2.5 dioptre cylinder (DC) and above in at least 1 eye; where correction of astigmatism is considered clinically necessary
Ophthalmic | Intraocular lens replacement | Intraocular lens (IOL) | Monofocal, astigmatism correcting IOL | Alcon | Acrysof IQ Toric Astigmatism Intraocular Lens | SN6AT4 (+23.0D) | Standalone | DE0005827 | Indicated for patients with astigmatism of 2.5 dioptre cylinder (DC) and above in at least 1 eye; where correction of astigmatism is considered clinically necessary
Ophthalmic | Intraocular lens replacement | Intraocular lens (IOL) | Monofocal, astigmatism correcting IOL | Alcon | Acrysof IQ Toric Astigmatism Intraocular Lens | SN6AT4 (+23.5D) | Standalone | DE0005827 | Indicated for patients with astigmatism of 2.5 dioptre cylinder (DC) and above in at least 1 eye; where correction of astigmatism is considered clinically necessary
Ophthalmic | Intraocular lens replacement | Intraocular lens (IOL) | Monofocal, astigmatism correcting IOL | Alcon | Acrysof IQ Toric Astigmatism Intraocular Lens | SN6AT4 (+24.0D) | Standalone | DE0005827 | Indicated for patients with astigmatism of 2.5 dioptre cylinder (DC) and above in at least 1 eye; where correction of astigmatism is considered clinically necessary
Ophthalmic | Intraocular lens replacement | Intraocular lens (IOL) | Monofocal, astigmatism correcting IOL | Alcon | Acrysof IQ Toric Astigmatism Intraocular Lens | SN6AT4 (+24.5D) | Standalone | DE0005827 | Indicated for patients with astigmatism of 2.5 dioptre cylinder (DC) and above in at least 1 eye; where correction of astigmatism is considered clinically necessary
Ophthalmic | Intraocular lens replacement | Intraocular lens (IOL) | Monofocal, astigmatism correcting IOL | Alcon | Acrysof IQ Toric Astigmatism Intraocular Lens | SN6AT4 (+25.0D) | Standalone | DE0005827 | Indicated for patients with astigmatism of 2.5 dioptre cylinder (DC) and above in at least 1 eye; where correction of astigmatism is considered clinically necessary
Ophthalmic | Intraocular lens replacement | Intraocular lens (IOL) | Monofocal, astigmatism correcting IOL | Alcon | Acrysof IQ Toric Astigmatism Intraocular Lens | SN6AT4 (+25.5D) | Standalone | DE0005827 | Indicated for patients with astigmatism of 2.5 dioptre cylinder (DC) and above in at least 1 eye; where correction of astigmatism is considered clinically necessary
Ophthalmic | Intraocular lens replacement | Intraocular lens (IOL) | Monofocal, astigmatism correcting IOL | Alcon | Acrysof IQ Toric Astigmatism Intraocular Lens | SN6AT4 (+26.0D) | Standalone | DE0005827 | Indicated for patients with astigmatism of 2.5 dioptre cylinder (DC) and above in at least 1 eye; where correction of astigmatism is considered clinically necessary
Ophthalmic | Intraocular lens replacement | Intraocular lens (IOL) | Monofocal, astigmatism correcting IOL | Alcon | Acrysof IQ Toric Astigmatism Intraocular Lens | SN6AT4 (+26.5D) | Standalone | DE0005827 | Indicated for patients with astigmatism of 2.5 dioptre cylinder (DC) and above in at least 1 eye; where correction of astigmatism is considered clinically necessary
Ophthalmic | Intraocular lens replacement | Intraocular lens (IOL) | Monofocal, astigmatism correcting IOL | Alcon | Acrysof IQ Toric Astigmatism Intraocular Lens | SN6AT4 (+27.0D) | Standalone | DE0005827 | Indicated for patients with astigmatism of 2.5 dioptre cylinder (DC) and above in at least 1 eye; where correction of astigmatism is considered clinically necessary
Ophthalmic | Intraocular lens replacement | Intraocular lens (IOL) | Monofocal, astigmatism correcting IOL | Alcon | Acrysof IQ Toric Astigmatism Intraocular Lens | SN6AT4 (+27.5D) | Standalone | DE0005827 | Indicated for patients with astigmatism of 2.5 dioptre cylinder (DC) and above in at least 1 eye; where correction of astigmatism is considered clinically necessary
Ophthalmic | Intraocular lens replacement | Intraocular lens (IOL) | Monofocal, astigmatism correcting IOL | Alcon | Acrysof IQ Toric Astigmatism Intraocular Lens | SN6AT4 (+28.0D) | Standalone | DE0005827 | Indicated for patients with astigmatism of 2.5 dioptre cylinder (DC) and above in at least 1 eye; where correction of astigmatism is considered clinically necessary
Ophthalmic | Intraocular lens replacement | Intraocular lens (IOL) | Monofocal, astigmatism correcting IOL | Alcon | Acrysof IQ Toric Astigmatism Intraocular Lens | SN6AT4 (+28.5D) | Standalone | DE0005827 | Indicated for patients with astigmatism of 2.5 dioptre cylinder (DC) and above in at least 1 eye; where correction of astigmatism is considered clinically necessary
Ophthalmic | Intraocular lens replacement | Intraocular lens (IOL) | Monofocal, astigmatism correcting IOL | Alcon | Acrysof IQ Toric Astigmatism Intraocular Lens | SN6AT4 (+29.0D) | Standalone | DE0005827 | Indicated for patients with astigmatism of 2.5 dioptre cylinder (DC) and above in at least 1 eye; where correction of astigmatism is considered clinically necessary
Ophthalmic | Intraocular lens replacement | Intraocular lens (IOL) | Monofocal, astigmatism correcting IOL | Alcon | Acrysof IQ Toric Astigmatism Intraocular Lens | SN6AT4 (+29.5D) | Standalone | DE0005827 | Indicated for patients with astigmatism of 2.5 dioptre cylinder (DC) and above in at least 1 eye; where correction of astigmatism is considered clinically necessary
Ophthalmic | Intraocular lens replacement | Intraocular lens (IOL) | Monofocal, astigmatism correcting IOL | Alcon | Acrysof IQ Toric Astigmatism Intraocular Lens | SN6AT4 (+30.0D) | Standalone | DE0005827 | Indicated for patients with astigmatism of 2.5 dioptre cylinder (DC) and above in at least 1 eye; where correction of astigmatism is considered clinically necessary
Ophthalmic | Intraocular lens replacement | Intraocular lens (IOL) | Monofocal, astigmatism correcting IOL | Alcon | Acrysof IQ Toric Astigmatism Intraocular Lens | SN6AT4 (+31.0D) | Standalone | DE0005827 | Indicated for patients with astigmatism of 2.5 dioptre cylinder (DC) and above in at least 1 eye; where correction of astigmatism is considered clinically necessary
Ophthalmic | Intraocular lens replacement | Intraocular lens (IOL) | Monofocal, astigmatism correcting IOL | Alcon | Acrysof IQ Toric Astigmatism Intraocular Lens | SN6AT4 (+32.0D) | Standalone | DE0005827 | Indicated for patients with astigmatism of 2.5 dioptre cylinder (DC) and above in at least 1 eye; where correction of astigmatism is considered clinically necessary
Ophthalmic | Intraocular lens replacement | Intraocular lens (IOL) | Monofocal, astigmatism correcting IOL | Alcon | Acrysof IQ Toric Astigmatism Intraocular Lens | SN6AT4 (+33.0D) | Standalone | DE0005827 | Indicated for patients with astigmatism of 2.5 dioptre cylinder (DC) and above in at least 1 eye; where correction of astigmatism is considered clinically necessary
Ophthalmic | Intraocular lens replacement | Intraocular lens (IOL) | Monofocal, astigmatism correcting IOL | Alcon | Acrysof IQ Toric Astigmatism Intraocular Lens | SN6AT4 (+34.0D) | Standalone | DE0005827 | Indicated for patients with astigmatism of 2.5 dioptre cylinder (DC) and above in at least 1 eye; where correction of astigmatism is considered clinically necessary
Ophthalmic | Intraocular lens replacement | Intraocular lens (IOL) | Monofocal, astigmatism correcting IOL | Alcon | Acrysof IQ Toric Astigmatism Intraocular Lens | SN6AT5 (+6.0D) | Standalone | DE0005827 | Indicated for patients with astigmatism of 2.5 dioptre cylinder (DC) and above in at least 1 eye; where correction of astigmatism is considered clinically necessary
Ophthalmic | Intraocular lens replacement | Intraocular lens (IOL) | Monofocal, astigmatism correcting IOL | Alcon | Acrysof IQ Toric Astigmatism Intraocular Lens | SN6AT5 (+6.5D) | Standalone | DE0005827 | Indicated for patients with astigmatism of 2.5 dioptre cylinder (DC) and above in at least 1 eye; where correction of astigmatism is considered clinically necessary
Ophthalmic | Intraocular lens replacement | Intraocular lens (IOL) | Monofocal, astigmatism correcting IOL | Alcon | Acrysof IQ Toric Astigmatism Intraocular Lens | SN6AT5 (+7.0D) | Standalone | DE0005827 | Indicated for patients with astigmatism of 2.5 dioptre cylinder (DC) and above in at least 1 eye; where correction of astigmatism is considered clinically necessary
Ophthalmic | Intraocular lens replacement | Intraocular lens (IOL) | Monofocal, astigmatism correcting IOL | Alcon | Acrysof IQ Toric Astigmatism Intraocular Lens | SN6AT5 (+7.5D) | Standalone | DE0005827 | Indicated for patients with astigmatism of 2.5 dioptre cylinder (DC) and above in at least 1 eye; where correction of astigmatism is considered clinically necessary
Ophthalmic | Intraocular lens replacement | Intraocular lens (IOL) | Monofocal, astigmatism correcting IOL | Alcon | Acrysof IQ Toric Astigmatism Intraocular Lens | SN6AT5 (+8.0D) | Standalone | DE0005827 | Indicated for patients with astigmatism of 2.5 dioptre cylinder (DC) and above in at least 1 eye; where correction of astigmatism is considered clinically necessary
Ophthalmic | Intraocular lens replacement | Intraocular lens (IOL) | Monofocal, astigmatism correcting IOL | Alcon | Acrysof IQ Toric Astigmatism Intraocular Lens | SN6AT5 (+8.5D) | Standalone | DE0005827 | Indicated for patients with astigmatism of 2.5 dioptre cylinder (DC) and above in at least 1 eye; where correction of astigmatism is considered clinically necessary
Ophthalmic | Intraocular lens replacement | Intraocular lens (IOL) | Monofocal, astigmatism correcting IOL | Alcon | Acrysof IQ Toric Astigmatism Intraocular Lens | SN6AT5 (+9.0D) | Standalone | DE0005827 | Indicated for patients with astigmatism of 2.5 dioptre cylinder (DC) and above in at least 1 eye; where correction of astigmatism is considered clinically necessary
Ophthalmic | Intraocular lens replacement | Intraocular lens (IOL) | Monofocal, astigmatism correcting IOL | Alcon | Acrysof IQ Toric Astigmatism Intraocular Lens | SN6AT5 (+9.5D) | Standalone | DE0005827 | Indicated for patients with astigmatism of 2.5 dioptre cylinder (DC) and above in at least 1 eye; where correction of astigmatism is considered clinically necessary
Ophthalmic | Intraocular lens replacement | Intraocular lens (IOL) | Monofocal, astigmatism correcting IOL | Alcon | Acrysof IQ Toric Astigmatism Intraocular Lens | SN6AT5 (+10.0D) | Standalone | DE0005827 | Indicated for patients with astigmatism of 2.5 dioptre cylinder (DC) and above in at least 1 eye; where correction of astigmatism is considered clinically necessary
Ophthalmic | Intraocular lens replacement | Intraocular lens (IOL) | Monofocal, astigmatism correcting IOL | Alcon | Acrysof IQ Toric Astigmatism Intraocular Lens | SN6AT5 (+10.5D) | Standalone | DE0005827 | Indicated for patients with astigmatism of 2.5 dioptre cylinder (DC) and above in at least 1 eye; where correction of astigmatism is considered clinically necessary
Ophthalmic | Intraocular lens replacement | Intraocular lens (IOL) | Monofocal, astigmatism correcting IOL | Alcon | Acrysof IQ Toric Astigmatism Intraocular Lens | SN6AT5 (+11.0D) | Standalone | DE0005827 | Indicated for patients with astigmatism of 2.5 dioptre cylinder (DC) and above in at least 1 eye; where correction of astigmatism is considered clinically necessary
Ophthalmic | Intraocular lens replacement | Intraocular lens (IOL) | Monofocal, astigmatism correcting IOL | Alcon | Acrysof IQ Toric Astigmatism Intraocular Lens | SN6AT5 (+11.5D) | Standalone | DE0005827 | Indicated for patients with astigmatism of 2.5 dioptre cylinder (DC) and above in at least 1 eye; where correction of astigmatism is considered clinically necessary
Ophthalmic | Intraocular lens replacement | Intraocular lens (IOL) | Monofocal, astigmatism correcting IOL | Alcon | Acrysof IQ Toric Astigmatism Intraocular Lens | SN6AT5 (+12.0D) | Standalone | DE0005827 | Indicated for patients with astigmatism of 2.5 dioptre cylinder (DC) and above in at least 1 eye; where correction of astigmatism is considered clinically necessary
Ophthalmic | Intraocular lens replacement | Intraocular lens (IOL) | Monofocal, astigmatism correcting IOL | Alcon | Acrysof IQ Toric Astigmatism Intraocular Lens | SN6AT5 (+12.5D) | Standalone | DE0005827 | Indicated for patients with astigmatism of 2.5 dioptre cylinder (DC) and above in at least 1 eye; where correction of astigmatism is considered clinically necessary
Ophthalmic | Intraocular lens replacement | Intraocular lens (IOL) | Monofocal, astigmatism correcting IOL | Alcon | Acrysof IQ Toric Astigmatism Intraocular Lens | SN6AT5 (+13.0D) | Standalone | DE0005827 | Indicated for patients with astigmatism of 2.5 dioptre cylinder (DC) and above in at least 1 eye; where correction of astigmatism is considered clinically necessary
Ophthalmic | Intraocular lens replacement | Intraocular lens (IOL) | Monofocal, astigmatism correcting IOL | Alcon | Acrysof IQ Toric Astigmatism Intraocular Lens | SN6AT5 (+13.5D) | Standalone | DE0005827 | Indicated for patients with astigmatism of 2.5 dioptre cylinder (DC) and above in at least 1 eye; where correction of astigmatism is considered clinically necessary
Ophthalmic | Intraocular lens replacement | Intraocular lens (IOL) | Monofocal, astigmatism correcting IOL | Alcon | Acrysof IQ Toric Astigmatism Intraocular Lens | SN6AT5 (+14.0D) | Standalone | DE0005827 | Indicated for patients with astigmatism of 2.5 dioptre cylinder (DC) and above in at least 1 eye; where correction of astigmatism is considered clinically necessary
Ophthalmic | Intraocular lens replacement | Intraocular lens (IOL) | Monofocal, astigmatism correcting IOL | Alcon | Acrysof IQ Toric Astigmatism Intraocular Lens | SN6AT5 (+14.5D) | Standalone | DE0005827 | Indicated for patients with astigmatism of 2.5 dioptre cylinder (DC) and above in at least 1 eye; where correction of astigmatism is considered clinically necessary
Ophthalmic | Intraocular lens replacement | Intraocular lens (IOL) | Monofocal, astigmatism correcting IOL | Alcon | Acrysof IQ Toric Astigmatism Intraocular Lens | SN6AT5 (+15.0D) | Standalone | DE0005827 | Indicated for patients with astigmatism of 2.5 dioptre cylinder (DC) and above in at least 1 eye; where correction of astigmatism is considered clinically necessary
Ophthalmic | Intraocular lens replacement | Intraocular lens (IOL) | Monofocal, astigmatism correcting IOL | Alcon | Acrysof IQ Toric Astigmatism Intraocular Lens | SN6AT5 (+15.5D) | Standalone | DE0005827 | Indicated for patients with astigmatism of 2.5 dioptre cylinder (DC) and above in at least 1 eye; where correction of astigmatism is considered clinically necessary
Ophthalmic | Intraocular lens replacement | Intraocular lens (IOL) | Monofocal, astigmatism correcting IOL | Alcon | Acrysof IQ Toric Astigmatism Intraocular Lens | SN6AT5 (+16.0D) | Standalone | DE0005827 | Indicated for patients with astigmatism of 2.5 dioptre cylinder (DC) and above in at least 1 eye; where correction of astigmatism is considered clinically necessary
Ophthalmic | Intraocular lens replacement | Intraocular lens (IOL) | Monofocal, astigmatism correcting IOL | Alcon | Acrysof IQ Toric Astigmatism Intraocular Lens | SN6AT5 (+16.5D) | Standalone | DE0005827 | Indicated for patients with astigmatism of 2.5 dioptre cylinder (DC) and above in at least 1 eye; where correction of astigmatism is considered clinically necessary
Ophthalmic | Intraocular lens replacement | Intraocular lens (IOL) | Monofocal, astigmatism correcting IOL | Alcon | Acrysof IQ Toric Astigmatism Intraocular Lens | SN6AT5 (+17.0D) | Standalone | DE0005827 | Indicated for patients with astigmatism of 2.5 dioptre cylinder (DC) and above in at least 1 eye; where correction of astigmatism is considered clinically necessary
Ophthalmic | Intraocular lens replacement | Intraocular lens (IOL) | Monofocal, astigmatism correcting IOL | Alcon | Acrysof IQ Toric Astigmatism Intraocular Lens | SN6AT5 (+17.5D) | Standalone | DE0005827 | Indicated for patients with astigmatism of 2.5 dioptre cylinder (DC) and above in at least 1 eye; where correction of astigmatism is considered clinically necessary
Ophthalmic | Intraocular lens replacement | Intraocular lens (IOL) | Monofocal, astigmatism correcting IOL | Alcon | Acrysof IQ Toric Astigmatism Intraocular Lens | SN6AT5 (+18.0D) | Standalone | DE0005827 | Indicated for patients with astigmatism of 2.5 dioptre cylinder (DC) and above in at least 1 eye; where correction of astigmatism is considered clinically necessary
Ophthalmic | Intraocular lens replacement | Intraocular lens (IOL) | Monofocal, astigmatism correcting IOL | Alcon | Acrysof IQ Toric Astigmatism Intraocular Lens | SN6AT5 (+18.5D) | Standalone | DE0005827 | Indicated for patients with astigmatism of 2.5 dioptre cylinder (DC) and above in at least 1 eye; where correction of astigmatism is considered clinically necessary
Ophthalmic | Intraocular lens replacement | Intraocular lens (IOL) | Monofocal, astigmatism correcting IOL | Alcon | Acrysof IQ Toric Astigmatism Intraocular Lens | SN6AT5 (+19.0D) | Standalone | DE0005827 | Indicated for patients with astigmatism of 2.5 dioptre cylinder (DC) and above in at least 1 eye; where correction of astigmatism is considered clinically necessary
Ophthalmic | Intraocular lens replacement | Intraocular lens (IOL) | Monofocal, astigmatism correcting IOL | Alcon | Acrysof IQ Toric Astigmatism Intraocular Lens | SN6AT5 (+19.5D) | Standalone | DE0005827 | Indicated for patients with astigmatism of 2.5 dioptre cylinder (DC) and above in at least 1 eye; where correction of astigmatism is considered clinically necessary
Ophthalmic | Intraocular lens replacement | Intraocular lens (IOL) | Monofocal, astigmatism correcting IOL | Alcon | Acrysof IQ Toric Astigmatism Intraocular Lens | SN6AT5 (+20.0D) | Standalone | DE0005827 | Indicated for patients with astigmatism of 2.5 dioptre cylinder (DC) and above in at least 1 eye; where correction of astigmatism is considered clinically necessary
Ophthalmic | Intraocular lens replacement | Intraocular lens (IOL) | Monofocal, astigmatism correcting IOL | Alcon | Acrysof IQ Toric Astigmatism Intraocular Lens | SN6AT5 (+20.5D) | Standalone | DE0005827 | Indicated for patients with astigmatism of 2.5 dioptre cylinder (DC) and above in at least 1 eye; where correction of astigmatism is considered clinically necessary
Ophthalmic | Intraocular lens replacement | Intraocular lens (IOL) | Monofocal, astigmatism correcting IOL | Alcon | Acrysof IQ Toric Astigmatism Intraocular Lens | SN6AT5 (+21.0D) | Standalone | DE0005827 | Indicated for patients with astigmatism of 2.5 dioptre cylinder (DC) and above in at least 1 eye; where correction of astigmatism is considered clinically necessary
Ophthalmic | Intraocular lens replacement | Intraocular lens (IOL) | Monofocal, astigmatism correcting IOL | Alcon | Acrysof IQ Toric Astigmatism Intraocular Lens | SN6AT5 (+21.5D) | Standalone | DE0005827 | Indicated for patients with astigmatism of 2.5 dioptre cylinder (DC) and above in at least 1 eye; where correction of astigmatism is considered clinically necessary
Ophthalmic | Intraocular lens replacement | Intraocular lens (IOL) | Monofocal, astigmatism correcting IOL | Alcon | Acrysof IQ Toric Astigmatism Intraocular Lens | SN6AT5 (+22.0D) | Standalone | DE0005827 | Indicated for patients with astigmatism of 2.5 dioptre cylinder (DC) and above in at least 1 eye; where correction of astigmatism is considered clinically necessary
Ophthalmic | Intraocular lens replacement | Intraocular lens (IOL) | Monofocal, astigmatism correcting IOL | Alcon | Acrysof IQ Toric Astigmatism Intraocular Lens | SN6AT5 (+22.5D) | Standalone | DE0005827 | Indicated for patients with astigmatism of 2.5 dioptre cylinder (DC) and above in at least 1 eye; where correction of astigmatism is considered clinically necessary
Ophthalmic | Intraocular lens replacement | Intraocular lens (IOL) | Monofocal, astigmatism correcting IOL | Alcon | Acrysof IQ Toric Astigmatism Intraocular Lens | SN6AT5 (+23.0D) | Standalone | DE0005827 | Indicated for patients with astigmatism of 2.5 dioptre cylinder (DC) and above in at least 1 eye; where correction of astigmatism is considered clinically necessary
Ophthalmic | Intraocular lens replacement | Intraocular lens (IOL) | Monofocal, astigmatism correcting IOL | Alcon | Acrysof IQ Toric Astigmatism Intraocular Lens | SN6AT5 (+23.5D) | Standalone | DE0005827 | Indicated for patients with astigmatism of 2.5 dioptre cylinder (DC) and above in at least 1 eye; where correction of astigmatism is considered clinically necessary
Ophthalmic | Intraocular lens replacement | Intraocular lens (IOL) | Monofocal, astigmatism correcting IOL | Alcon | Acrysof IQ Toric Astigmatism Intraocular Lens | SN6AT5 (+24.0D) | Standalone | DE0005827 | Indicated for patients with astigmatism of 2.5 dioptre cylinder (DC) and above in at least 1 eye; where correction of astigmatism is considered clinically necessary
Ophthalmic | Intraocular lens replacement | Intraocular lens (IOL) | Monofocal, astigmatism correcting IOL | Alcon | Acrysof IQ Toric Astigmatism Intraocular Lens | SN6AT5 (+24.5D) | Standalone | DE0005827 | Indicated for patients with astigmatism of 2.5 dioptre cylinder (DC) and above in at least 1 eye; where correction of astigmatism is considered clinically necessary
Ophthalmic | Intraocular lens replacement | Intraocular lens (IOL) | Monofocal, astigmatism correcting IOL | Alcon | Acrysof IQ Toric Astigmatism Intraocular Lens | SN6AT5 (+25.0D) | Standalone | DE0005827 | Indicated for patients with astigmatism of 2.5 dioptre cylinder (DC) and above in at least 1 eye; where correction of astigmatism is considered clinically necessary
Ophthalmic | Intraocular lens replacement | Intraocular lens (IOL) | Monofocal, astigmatism correcting IOL | Alcon | Acrysof IQ Toric Astigmatism Intraocular Lens | SN6AT5 (+25.5D) | Standalone | DE0005827 | Indicated for patients with astigmatism of 2.5 dioptre cylinder (DC) and above in at least 1 eye; where correction of astigmatism is considered clinically necessary
Ophthalmic | Intraocular lens replacement | Intraocular lens (IOL) | Monofocal, astigmatism correcting IOL | Alcon | Acrysof IQ Toric Astigmatism Intraocular Lens | SN6AT5 (+26.0D) | Standalone | DE0005827 | Indicated for patients with astigmatism of 2.5 dioptre cylinder (DC) and above in at least 1 eye; where correction of astigmatism is considered clinically necessary
Ophthalmic | Intraocular lens replacement | Intraocular lens (IOL) | Monofocal, astigmatism correcting IOL | Alcon | Acrysof IQ Toric Astigmatism Intraocular Lens | SN6AT5 (+26.5D) | Standalone | DE0005827 | Indicated for patients with astigmatism of 2.5 dioptre cylinder (DC) and above in at least 1 eye; where correction of astigmatism is considered clinically necessary
Ophthalmic | Intraocular lens replacement | Intraocular lens (IOL) | Monofocal, astigmatism correcting IOL | Alcon | Acrysof IQ Toric Astigmatism Intraocular Lens | SN6AT5 (+27.0D) | Standalone | DE0005827 | Indicated for patients with astigmatism of 2.5 dioptre cylinder (DC) and above in at least 1 eye; where correction of astigmatism is considered clinically necessary
Ophthalmic | Intraocular lens replacement | Intraocular lens (IOL) | Monofocal, astigmatism correcting IOL | Alcon | Acrysof IQ Toric Astigmatism Intraocular Lens | SN6AT5 (+27.5D) | Standalone | DE0005827 | Indicated for patients with astigmatism of 2.5 dioptre cylinder (DC) and above in at least 1 eye; where correction of astigmatism is considered clinically necessary
Ophthalmic | Intraocular lens replacement | Intraocular lens (IOL) | Monofocal, astigmatism correcting IOL | Alcon | Acrysof IQ Toric Astigmatism Intraocular Lens | SN6AT5 (+28.0D) | Standalone | DE0005827 | Indicated for patients with astigmatism of 2.5 dioptre cylinder (DC) and above in at least 1 eye; where correction of astigmatism is considered clinically necessary
Ophthalmic | Intraocular lens replacement | Intraocular lens (IOL) | Monofocal, astigmatism correcting IOL | Alcon | Acrysof IQ Toric Astigmatism Intraocular Lens | SN6AT5 (+28.5D) | Standalone | DE0005827 | Indicated for patients with astigmatism of 2.5 dioptre cylinder (DC) and above in at least 1 eye; where correction of astigmatism is considered clinically necessary
Ophthalmic | Intraocular lens replacement | Intraocular lens (IOL) | Monofocal, astigmatism correcting IOL | Alcon | Acrysof IQ Toric Astigmatism Intraocular Lens | SN6AT5 (+29.0D) | Standalone | DE0005827 | Indicated for patients with astigmatism of 2.5 dioptre cylinder (DC) and above in at least 1 eye; where correction of astigmatism is considered clinically necessary
Ophthalmic | Intraocular lens replacement | Intraocular lens (IOL) | Monofocal, astigmatism correcting IOL | Alcon | Acrysof IQ Toric Astigmatism Intraocular Lens | SN6AT5 (+29.5D) | Standalone | DE0005827 | Indicated for patients with astigmatism of 2.5 dioptre cylinder (DC) and above in at least 1 eye; where correction of astigmatism is considered clinically necessary
Ophthalmic | Intraocular lens replacement | Intraocular lens (IOL) | Monofocal, astigmatism correcting IOL | Alcon | Acrysof IQ Toric Astigmatism Intraocular Lens | SN6AT5 (+30.0D) | Standalone | DE0005827 | Indicated for patients with astigmatism of 2.5 dioptre cylinder (DC) and above in at least 1 eye; where correction of astigmatism is considered clinically necessary
Ophthalmic | Intraocular lens replacement | Intraocular lens (IOL) | Monofocal, astigmatism correcting IOL | Alcon | Acrysof IQ Toric Astigmatism Intraocular Lens | SN6AT5 (+31.0D) | Standalone | DE0005827 | Indicated for patients with astigmatism of 2.5 dioptre cylinder (DC) and above in at least 1 eye; where correction of astigmatism is considered clinically necessary
Ophthalmic | Intraocular lens replacement | Intraocular lens (IOL) | Monofocal, astigmatism correcting IOL | Alcon | Acrysof IQ Toric Astigmatism Intraocular Lens | SN6AT5 (+32.0D) | Standalone | DE0005827 | Indicated for patients with astigmatism of 2.5 dioptre cylinder (DC) and above in at least 1 eye; where correction of astigmatism is considered clinically necessary
Ophthalmic | Intraocular lens replacement | Intraocular lens (IOL) | Monofocal, astigmatism correcting IOL | Alcon | Acrysof IQ Toric Astigmatism Intraocular Lens | SN6AT5 (+33.0D) | Standalone | DE0005827 | Indicated for patients with astigmatism of 2.5 dioptre cylinder (DC) and above in at least 1 eye; where correction of astigmatism is considered clinically necessary
Ophthalmic | Intraocular lens replacement | Intraocular lens (IOL) | Monofocal, astigmatism correcting IOL | Alcon | Acrysof IQ Toric Astigmatism Intraocular Lens | SN6AT5 (+34.0D) | Standalone | DE0005827 | Indicated for patients with astigmatism of 2.5 dioptre cylinder (DC) and above in at least 1 eye; where correction of astigmatism is considered clinically necessary
Ophthalmic | Intraocular lens replacement | Intraocular lens (IOL) | Monofocal, astigmatism correcting IOL | Alcon | Acrysof IQ Toric Astigmatism Intraocular Lens | SN6AT6 (+6.0D) | Standalone | DE0005827 | Indicated for patients with astigmatism of 2.5 dioptre cylinder (DC) and above in at least 1 eye; where correction of astigmatism is considered clinically necessary
Ophthalmic | Intraocular lens replacement | Intraocular lens (IOL) | Monofocal, astigmatism correcting IOL | Alcon | Acrysof IQ Toric Astigmatism Intraocular Lens | SN6AT6 (+6.5D) | Standalone | DE0005827 | Indicated for patients with astigmatism of 2.5 dioptre cylinder (DC) and above in at least 1 eye; where correction of astigmatism is considered clinically necessary
Ophthalmic | Intraocular lens replacement | Intraocular lens (IOL) | Monofocal, astigmatism correcting IOL | Alcon | Acrysof IQ Toric Astigmatism Intraocular Lens | SN6AT6 (+7.0D) | Standalone | DE0005827 | Indicated for patients with astigmatism of 2.5 dioptre cylinder (DC) and above in at least 1 eye; where correction of astigmatism is considered clinically necessary
Ophthalmic | Intraocular lens replacement | Intraocular lens (IOL) | Monofocal, astigmatism correcting IOL | Alcon | Acrysof IQ Toric Astigmatism Intraocular Lens | SN6AT6 (+7.5D) | Standalone | DE0005827 | Indicated for patients with astigmatism of 2.5 dioptre cylinder (DC) and above in at least 1 eye; where correction of astigmatism is considered clinically necessary
Ophthalmic | Intraocular lens replacement | Intraocular lens (IOL) | Monofocal, astigmatism correcting IOL | Alcon | Acrysof IQ Toric Astigmatism Intraocular Lens | SN6AT6 (+8.0D) | Standalone | DE0005827 | Indicated for patients with astigmatism of 2.5 dioptre cylinder (DC) and above in at least 1 eye; where correction of astigmatism is considered clinically necessary
Ophthalmic | Intraocular lens replacement | Intraocular lens (IOL) | Monofocal, astigmatism correcting IOL | Alcon | Acrysof IQ Toric Astigmatism Intraocular Lens | SN6AT6 (+8.5D) | Standalone | DE0005827 | Indicated for patients with astigmatism of 2.5 dioptre cylinder (DC) and above in at least 1 eye; where correction of astigmatism is considered clinically necessary
Ophthalmic | Intraocular lens replacement | Intraocular lens (IOL) | Monofocal, astigmatism correcting IOL | Alcon | Acrysof IQ Toric Astigmatism Intraocular Lens | SN6AT6 (+9.0D) | Standalone | DE0005827 | Indicated for patients with astigmatism of 2.5 dioptre cylinder (DC) and above in at least 1 eye; where correction of astigmatism is considered clinically necessary
Ophthalmic | Intraocular lens replacement | Intraocular lens (IOL) | Monofocal, astigmatism correcting IOL | Alcon | Acrysof IQ Toric Astigmatism Intraocular Lens | SN6AT6 (+9.5D) | Standalone | DE0005827 | Indicated for patients with astigmatism of 2.5 dioptre cylinder (DC) and above in at least 1 eye; where correction of astigmatism is considered clinically necessary
Ophthalmic | Intraocular lens replacement | Intraocular lens (IOL) | Monofocal, astigmatism correcting IOL | Alcon | Acrysof IQ Toric Astigmatism Intraocular Lens | SN6AT6 (+10.0D) | Standalone | DE0005827 | Indicated for patients with astigmatism of 2.5 dioptre cylinder (DC) and above in at least 1 eye; where correction of astigmatism is considered clinically necessary
Ophthalmic | Intraocular lens replacement | Intraocular lens (IOL) | Monofocal, astigmatism correcting IOL | Alcon | Acrysof IQ Toric Astigmatism Intraocular Lens | SN6AT6 (+10.5D) | Standalone | DE0005827 | Indicated for patients with astigmatism of 2.5 dioptre cylinder (DC) and above in at least 1 eye; where correction of astigmatism is considered clinically necessary
Ophthalmic | Intraocular lens replacement | Intraocular lens (IOL) | Monofocal, astigmatism correcting IOL | Alcon | Acrysof IQ Toric Astigmatism Intraocular Lens | SN6AT6 (+11.0D) | Standalone | DE0005827 | Indicated for patients with astigmatism of 2.5 dioptre cylinder (DC) and above in at least 1 eye; where correction of astigmatism is considered clinically necessary
Ophthalmic | Intraocular lens replacement | Intraocular lens (IOL) | Monofocal, astigmatism correcting IOL | Alcon | Acrysof IQ Toric Astigmatism Intraocular Lens | SN6AT6 (+11.5D) | Standalone | DE0005827 | Indicated for patients with astigmatism of 2.5 dioptre cylinder (DC) and above in at least 1 eye; where correction of astigmatism is considered clinically necessary
Ophthalmic | Intraocular lens replacement | Intraocular lens (IOL) | Monofocal, astigmatism correcting IOL | Alcon | Acrysof IQ Toric Astigmatism Intraocular Lens | SN6AT6 (+12.0D) | Standalone | DE0005827 | Indicated for patients with astigmatism of 2.5 dioptre cylinder (DC) and above in at least 1 eye; where correction of astigmatism is considered clinically necessary
Ophthalmic | Intraocular lens replacement | Intraocular lens (IOL) | Monofocal, astigmatism correcting IOL | Alcon | Acrysof IQ Toric Astigmatism Intraocular Lens | SN6AT6 (+12.5D) | Standalone | DE0005827 | Indicated for patients with astigmatism of 2.5 dioptre cylinder (DC) and above in at least 1 eye; where correction of astigmatism is considered clinically necessary
Ophthalmic | Intraocular lens replacement | Intraocular lens (IOL) | Monofocal, astigmatism correcting IOL | Alcon | Acrysof IQ Toric Astigmatism Intraocular Lens | SN6AT6 (+13.0D) | Standalone | DE0005827 | Indicated for patients with astigmatism of 2.5 dioptre cylinder (DC) and above in at least 1 eye; where correction of astigmatism is considered clinically necessary
Ophthalmic | Intraocular lens replacement | Intraocular lens (IOL) | Monofocal, astigmatism correcting IOL | Alcon | Acrysof IQ Toric Astigmatism Intraocular Lens | SN6AT6 (+13.5D) | Standalone | DE0005827 | Indicated for patients with astigmatism of 2.5 dioptre cylinder (DC) and above in at least 1 eye; where correction of astigmatism is considered clinically necessary
Ophthalmic | Intraocular lens replacement | Intraocular lens (IOL) | Monofocal, astigmatism correcting IOL | Alcon | Acrysof IQ Toric Astigmatism Intraocular Lens | SN6AT6 (+14.0D) | Standalone | DE0005827 | Indicated for patients with astigmatism of 2.5 dioptre cylinder (DC) and above in at least 1 eye; where correction of astigmatism is considered clinically necessary
Ophthalmic | Intraocular lens replacement | Intraocular lens (IOL) | Monofocal, astigmatism correcting IOL | Alcon | Acrysof IQ Toric Astigmatism Intraocular Lens | SN6AT6 (+14.5D) | Standalone | DE0005827 | Indicated for patients with astigmatism of 2.5 dioptre cylinder (DC) and above in at least 1 eye; where correction of astigmatism is considered clinically necessary
Ophthalmic | Intraocular lens replacement | Intraocular lens (IOL) | Monofocal, astigmatism correcting IOL | Alcon | Acrysof IQ Toric Astigmatism Intraocular Lens | SN6AT6 (+15.0D) | Standalone | DE0005827 | Indicated for patients with astigmatism of 2.5 dioptre cylinder (DC) and above in at least 1 eye; where correction of astigmatism is considered clinically necessary
Ophthalmic | Intraocular lens replacement | Intraocular lens (IOL) | Monofocal, astigmatism correcting IOL | Alcon | Acrysof IQ Toric Astigmatism Intraocular Lens | SN6AT6 (+15.5D) | Standalone | DE0005827 | Indicated for patients with astigmatism of 2.5 dioptre cylinder (DC) and above in at least 1 eye; where correction of astigmatism is considered clinically necessary
Ophthalmic | Intraocular lens replacement | Intraocular lens (IOL) | Monofocal, astigmatism correcting IOL | Alcon | Acrysof IQ Toric Astigmatism Intraocular Lens | SN6AT6 (+16.0D) | Standalone | DE0005827 | Indicated for patients with astigmatism of 2.5 dioptre cylinder (DC) and above in at least 1 eye; where correction of astigmatism is considered clinically necessary
Ophthalmic | Intraocular lens replacement | Intraocular lens (IOL) | Monofocal, astigmatism correcting IOL | Alcon | Acrysof IQ Toric Astigmatism Intraocular Lens | SN6AT6 (+16.5D) | Standalone | DE0005827 | Indicated for patients with astigmatism of 2.5 dioptre cylinder (DC) and above in at least 1 eye; where correction of astigmatism is considered clinically necessary
Ophthalmic | Intraocular lens replacement | Intraocular lens (IOL) | Monofocal, astigmatism correcting IOL | Alcon | Acrysof IQ Toric Astigmatism Intraocular Lens | SN6AT6 (+17.0D) | Standalone | DE0005827 | Indicated for patients with astigmatism of 2.5 dioptre cylinder (DC) and above in at least 1 eye; where correction of astigmatism is considered clinically necessary
Ophthalmic | Intraocular lens replacement | Intraocular lens (IOL) | Monofocal, astigmatism correcting IOL | Alcon | Acrysof IQ Toric Astigmatism Intraocular Lens | SN6AT6 (+17.5D) | Standalone | DE0005827 | Indicated for patients with astigmatism of 2.5 dioptre cylinder (DC) and above in at least 1 eye; where correction of astigmatism is considered clinically necessary
Ophthalmic | Intraocular lens replacement | Intraocular lens (IOL) | Monofocal, astigmatism correcting IOL | Alcon | Acrysof IQ Toric Astigmatism Intraocular Lens | SN6AT6 (+18.0D) | Standalone | DE0005827 | Indicated for patients with astigmatism of 2.5 dioptre cylinder (DC) and above in at least 1 eye; where correction of astigmatism is considered clinically necessary
Ophthalmic | Intraocular lens replacement | Intraocular lens (IOL) | Monofocal, astigmatism correcting IOL | Alcon | Acrysof IQ Toric Astigmatism Intraocular Lens | SN6AT6 (+18.5D) | Standalone | DE0005827 | Indicated for patients with astigmatism of 2.5 dioptre cylinder (DC) and above in at least 1 eye; where correction of astigmatism is considered clinically necessary
Ophthalmic | Intraocular lens replacement | Intraocular lens (IOL) | Monofocal, astigmatism correcting IOL | Alcon | Acrysof IQ Toric Astigmatism Intraocular Lens | SN6AT6 (+19.0D) | Standalone | DE0005827 | Indicated for patients with astigmatism of 2.5 dioptre cylinder (DC) and above in at least 1 eye; where correction of astigmatism is considered clinically necessary
Ophthalmic | Intraocular lens replacement | Intraocular lens (IOL) | Monofocal, astigmatism correcting IOL | Alcon | Acrysof IQ Toric Astigmatism Intraocular Lens | SN6AT6 (+19.5D) | Standalone | DE0005827 | Indicated for patients with astigmatism of 2.5 dioptre cylinder (DC) and above in at least 1 eye; where correction of astigmatism is considered clinically necessary
Ophthalmic | Intraocular lens replacement | Intraocular lens (IOL) | Monofocal, astigmatism correcting IOL | Alcon | Acrysof IQ Toric Astigmatism Intraocular Lens | SN6AT6 (+20.0D) | Standalone | DE0005827 | Indicated for patients with astigmatism of 2.5 dioptre cylinder (DC) and above in at least 1 eye; where correction of astigmatism is considered clinically necessary
Ophthalmic | Intraocular lens replacement | Intraocular lens (IOL) | Monofocal, astigmatism correcting IOL | Alcon | Acrysof IQ Toric Astigmatism Intraocular Lens | SN6AT6 (+20.5D) | Standalone | DE0005827 | Indicated for patients with astigmatism of 2.5 dioptre cylinder (DC) and above in at least 1 eye; where correction of astigmatism is considered clinically necessary
Ophthalmic | Intraocular lens replacement | Intraocular lens (IOL) | Monofocal, astigmatism correcting IOL | Alcon | Acrysof IQ Toric Astigmatism Intraocular Lens | SN6AT6 (+21.0D) | Standalone | DE0005827 | Indicated for patients with astigmatism of 2.5 dioptre cylinder (DC) and above in at least 1 eye; where correction of astigmatism is considered clinically necessary
Ophthalmic | Intraocular lens replacement | Intraocular lens (IOL) | Monofocal, astigmatism correcting IOL | Alcon | Acrysof IQ Toric Astigmatism Intraocular Lens | SN6AT6 (+21.5D) | Standalone | DE0005827 | Indicated for patients with astigmatism of 2.5 dioptre cylinder (DC) and above in at least 1 eye; where correction of astigmatism is considered clinically necessary
Ophthalmic | Intraocular lens replacement | Intraocular lens (IOL) | Monofocal, astigmatism correcting IOL | Alcon | Acrysof IQ Toric Astigmatism Intraocular Lens | SN6AT6 (+22.0D) | Standalone | DE0005827 | Indicated for patients with astigmatism of 2.5 dioptre cylinder (DC) and above in at least 1 eye; where correction of astigmatism is considered clinically necessary
Ophthalmic | Intraocular lens replacement | Intraocular lens (IOL) | Monofocal, astigmatism correcting IOL | Alcon | Acrysof IQ Toric Astigmatism Intraocular Lens | SN6AT6 (+22.5D) | Standalone | DE0005827 | Indicated for patients with astigmatism of 2.5 dioptre cylinder (DC) and above in at least 1 eye; where correction of astigmatism is considered clinically necessary
Ophthalmic | Intraocular lens replacement | Intraocular lens (IOL) | Monofocal, astigmatism correcting IOL | Alcon | Acrysof IQ Toric Astigmatism Intraocular Lens | SN6AT6 (+23.0D) | Standalone | DE0005827 | Indicated for patients with astigmatism of 2.5 dioptre cylinder (DC) and above in at least 1 eye; where correction of astigmatism is considered clinically necessary
Ophthalmic | Intraocular lens replacement | Intraocular lens (IOL) | Monofocal, astigmatism correcting IOL | Alcon | Acrysof IQ Toric Astigmatism Intraocular Lens | SN6AT6 (+23.5D) | Standalone | DE0005827 | Indicated for patients with astigmatism of 2.5 dioptre cylinder (DC) and above in at least 1 eye; where correction of astigmatism is considered clinically necessary
Ophthalmic | Intraocular lens replacement | Intraocular lens (IOL) | Monofocal, astigmatism correcting IOL | Alcon | Acrysof IQ Toric Astigmatism Intraocular Lens | SN6AT6 (+24.0D) | Standalone | DE0005827 | Indicated for patients with astigmatism of 2.5 dioptre cylinder (DC) and above in at least 1 eye; where correction of astigmatism is considered clinically necessary
Ophthalmic | Intraocular lens replacement | Intraocular lens (IOL) | Monofocal, astigmatism correcting IOL | Alcon | Acrysof IQ Toric Astigmatism Intraocular Lens | SN6AT6 (+24.5D) | Standalone | DE0005827 | Indicated for patients with astigmatism of 2.5 dioptre cylinder (DC) and above in at least 1 eye; where correction of astigmatism is considered clinically necessary
Ophthalmic | Intraocular lens replacement | Intraocular lens (IOL) | Monofocal, astigmatism correcting IOL | Alcon | Acrysof IQ Toric Astigmatism Intraocular Lens | SN6AT6 (+25.0D) | Standalone | DE0005827 | Indicated for patients with astigmatism of 2.5 dioptre cylinder (DC) and above in at least 1 eye; where correction of astigmatism is considered clinically necessary
Ophthalmic | Intraocular lens replacement | Intraocular lens (IOL) | Monofocal, astigmatism correcting IOL | Alcon | Acrysof IQ Toric Astigmatism Intraocular Lens | SN6AT6 (+25.5D) | Standalone | DE0005827 | Indicated for patients with astigmatism of 2.5 dioptre cylinder (DC) and above in at least 1 eye; where correction of astigmatism is considered clinically necessary
Ophthalmic | Intraocular lens replacement | Intraocular lens (IOL) | Monofocal, astigmatism correcting IOL | Alcon | Acrysof IQ Toric Astigmatism Intraocular Lens | SN6AT6 (+26.0D) | Standalone | DE0005827 | Indicated for patients with astigmatism of 2.5 dioptre cylinder (DC) and above in at least 1 eye; where correction of astigmatism is considered clinically necessary
Ophthalmic | Intraocular lens replacement | Intraocular lens (IOL) | Monofocal, astigmatism correcting IOL | Alcon | Acrysof IQ Toric Astigmatism Intraocular Lens | SN6AT6 (+26.5D) | Standalone | DE0005827 | Indicated for patients with astigmatism of 2.5 dioptre cylinder (DC) and above in at least 1 eye; where correction of astigmatism is considered clinically necessary
Ophthalmic | Intraocular lens replacement | Intraocular lens (IOL) | Monofocal, astigmatism correcting IOL | Alcon | Acrysof IQ Toric Astigmatism Intraocular Lens | SN6AT6 (+27.0D) | Standalone | DE0005827 | Indicated for patients with astigmatism of 2.5 dioptre cylinder (DC) and above in at least 1 eye; where correction of astigmatism is considered clinically necessary
Ophthalmic | Intraocular lens replacement | Intraocular lens (IOL) | Monofocal, astigmatism correcting IOL | Alcon | Acrysof IQ Toric Astigmatism Intraocular Lens | SN6AT6 (+27.5D) | Standalone | DE0005827 | Indicated for patients with astigmatism of 2.5 dioptre cylinder (DC) and above in at least 1 eye; where correction of astigmatism is considered clinically necessary
Ophthalmic | Intraocular lens replacement | Intraocular lens (IOL) | Monofocal, astigmatism correcting IOL | Alcon | Acrysof IQ Toric Astigmatism Intraocular Lens | SN6AT6 (+28.0D) | Standalone | DE0005827 | Indicated for patients with astigmatism of 2.5 dioptre cylinder (DC) and above in at least 1 eye; where correction of astigmatism is considered clinically necessary
Ophthalmic | Intraocular lens replacement | Intraocular lens (IOL) | Monofocal, astigmatism correcting IOL | Alcon | Acrysof IQ Toric Astigmatism Intraocular Lens | SN6AT6 (+28.5D) | Standalone | DE0005827 | Indicated for patients with astigmatism of 2.5 dioptre cylinder (DC) and above in at least 1 eye; where correction of astigmatism is considered clinically necessary
Ophthalmic | Intraocular lens replacement | Intraocular lens (IOL) | Monofocal, astigmatism correcting IOL | Alcon | Acrysof IQ Toric Astigmatism Intraocular Lens | SN6AT6 (+29.0D) | Standalone | DE0005827 | Indicated for patients with astigmatism of 2.5 dioptre cylinder (DC) and above in at least 1 eye; where correction of astigmatism is considered clinically necessary
Ophthalmic | Intraocular lens replacement | Intraocular lens (IOL) | Monofocal, astigmatism correcting IOL | Alcon | Acrysof IQ Toric Astigmatism Intraocular Lens | SN6AT6 (+29.5D) | Standalone | DE0005827 | Indicated for patients with astigmatism of 2.5 dioptre cylinder (DC) and above in at least 1 eye; where correction of astigmatism is considered clinically necessary
Ophthalmic | Intraocular lens replacement | Intraocular lens (IOL) | Monofocal, astigmatism correcting IOL | Alcon | Acrysof IQ Toric Astigmatism Intraocular Lens | SN6AT6 (+30.0D) | Standalone | DE0005827 | Indicated for patients with astigmatism of 2.5 dioptre cylinder (DC) and above in at least 1 eye; where correction of astigmatism is considered clinically necessary
Ophthalmic | Intraocular lens replacement | Intraocular lens (IOL) | Monofocal, astigmatism correcting IOL | Alcon | Acrysof IQ Toric Astigmatism Intraocular Lens | SN6AT6 (+31.0D) | Standalone | DE0005827 | Indicated for patients with astigmatism of 2.5 dioptre cylinder (DC) and above in at least 1 eye; where correction of astigmatism is considered clinically necessary
Ophthalmic | Intraocular lens replacement | Intraocular lens (IOL) | Monofocal, astigmatism correcting IOL | Alcon | Acrysof IQ Toric Astigmatism Intraocular Lens | SN6AT6 (+32.0D) | Standalone | DE0005827 | Indicated for patients with astigmatism of 2.5 dioptre cylinder (DC) and above in at least 1 eye; where correction of astigmatism is considered clinically necessary
Ophthalmic | Intraocular lens replacement | Intraocular lens (IOL) | Monofocal, astigmatism correcting IOL | Alcon | Acrysof IQ Toric Astigmatism Intraocular Lens | SN6AT6 (+33.0D) | Standalone | DE0005827 | Indicated for patients with astigmatism of 2.5 dioptre cylinder (DC) and above in at least 1 eye; where correction of astigmatism is considered clinically necessary
Ophthalmic | Intraocular lens replacement | Intraocular lens (IOL) | Monofocal, astigmatism correcting IOL | Alcon | Acrysof IQ Toric Astigmatism Intraocular Lens | SN6AT6 (+34.0D) | Standalone | DE0005827 | Indicated for patients with astigmatism of 2.5 dioptre cylinder (DC) and above in at least 1 eye; where correction of astigmatism is considered clinically necessary
Ophthalmic | Intraocular lens replacement | Intraocular lens (IOL) | Monofocal, astigmatism correcting IOL | Alcon | Acrysof IQ Toric Astigmatism Intraocular Lens | SN6AT7 (+6.0D) | Standalone | DE0005827 | Indicated for patients with astigmatism of 2.5 dioptre cylinder (DC) and above in at least 1 eye; where correction of astigmatism is considered clinically necessary
Ophthalmic | Intraocular lens replacement | Intraocular lens (IOL) | Monofocal, astigmatism correcting IOL | Alcon | Acrysof IQ Toric Astigmatism Intraocular Lens | SN6AT7 (+6.5D) | Standalone | DE0005827 | Indicated for patients with astigmatism of 2.5 dioptre cylinder (DC) and above in at least 1 eye; where correction of astigmatism is considered clinically necessary
Ophthalmic | Intraocular lens replacement | Intraocular lens (IOL) | Monofocal, astigmatism correcting IOL | Alcon | Acrysof IQ Toric Astigmatism Intraocular Lens | SN6AT7 (+7.0D) | Standalone | DE0005827 | Indicated for patients with astigmatism of 2.5 dioptre cylinder (DC) and above in at least 1 eye; where correction of astigmatism is considered clinically necessary
Ophthalmic | Intraocular lens replacement | Intraocular lens (IOL) | Monofocal, astigmatism correcting IOL | Alcon | Acrysof IQ Toric Astigmatism Intraocular Lens | SN6AT7 (+7.5D) | Standalone | DE0005827 | Indicated for patients with astigmatism of 2.5 dioptre cylinder (DC) and above in at least 1 eye; where correction of astigmatism is considered clinically necessary
Ophthalmic | Intraocular lens replacement | Intraocular lens (IOL) | Monofocal, astigmatism correcting IOL | Alcon | Acrysof IQ Toric Astigmatism Intraocular Lens | SN6AT7 (+8.0D) | Standalone | DE0005827 | Indicated for patients with astigmatism of 2.5 dioptre cylinder (DC) and above in at least 1 eye; where correction of astigmatism is considered clinically necessary
Ophthalmic | Intraocular lens replacement | Intraocular lens (IOL) | Monofocal, astigmatism correcting IOL | Alcon | Acrysof IQ Toric Astigmatism Intraocular Lens | SN6AT7 (+8.5D) | Standalone | DE0005827 | Indicated for patients with astigmatism of 2.5 dioptre cylinder (DC) and above in at least 1 eye; where correction of astigmatism is considered clinically necessary
Ophthalmic | Intraocular lens replacement | Intraocular lens (IOL) | Monofocal, astigmatism correcting IOL | Alcon | Acrysof IQ Toric Astigmatism Intraocular Lens | SN6AT7 (+9.0D) | Standalone | DE0005827 | Indicated for patients with astigmatism of 2.5 dioptre cylinder (DC) and above in at least 1 eye; where correction of astigmatism is considered clinically necessary
Ophthalmic | Intraocular lens replacement | Intraocular lens (IOL) | Monofocal, astigmatism correcting IOL | Alcon | Acrysof IQ Toric Astigmatism Intraocular Lens | SN6AT7 (+9.5D) | Standalone | DE0005827 | Indicated for patients with astigmatism of 2.5 dioptre cylinder (DC) and above in at least 1 eye; where correction of astigmatism is considered clinically necessary
Ophthalmic | Intraocular lens replacement | Intraocular lens (IOL) | Monofocal, astigmatism correcting IOL | Alcon | Acrysof IQ Toric Astigmatism Intraocular Lens | SN6AT7 (+10.0D) | Standalone | DE0005827 | Indicated for patients with astigmatism of 2.5 dioptre cylinder (DC) and above in at least 1 eye; where correction of astigmatism is considered clinically necessary
Ophthalmic | Intraocular lens replacement | Intraocular lens (IOL) | Monofocal, astigmatism correcting IOL | Alcon | Acrysof IQ Toric Astigmatism Intraocular Lens | SN6AT7 (+10.5D) | Standalone | DE0005827 | Indicated for patients with astigmatism of 2.5 dioptre cylinder (DC) and above in at least 1 eye; where correction of astigmatism is considered clinically necessary
Ophthalmic | Intraocular lens replacement | Intraocular lens (IOL) | Monofocal, astigmatism correcting IOL | Alcon | Acrysof IQ Toric Astigmatism Intraocular Lens | SN6AT7 (+11.0D) | Standalone | DE0005827 | Indicated for patients with astigmatism of 2.5 dioptre cylinder (DC) and above in at least 1 eye; where correction of astigmatism is considered clinically necessary
Ophthalmic | Intraocular lens replacement | Intraocular lens (IOL) | Monofocal, astigmatism correcting IOL | Alcon | Acrysof IQ Toric Astigmatism Intraocular Lens | SN6AT7 (+11.5D) | Standalone | DE0005827 | Indicated for patients with astigmatism of 2.5 dioptre cylinder (DC) and above in at least 1 eye; where correction of astigmatism is considered clinically necessary
Ophthalmic | Intraocular lens replacement | Intraocular lens (IOL) | Monofocal, astigmatism correcting IOL | Alcon | Acrysof IQ Toric Astigmatism Intraocular Lens | SN6AT7 (+12.0D) | Standalone | DE0005827 | Indicated for patients with astigmatism of 2.5 dioptre cylinder (DC) and above in at least 1 eye; where correction of astigmatism is considered clinically necessary
Ophthalmic | Intraocular lens replacement | Intraocular lens (IOL) | Monofocal, astigmatism correcting IOL | Alcon | Acrysof IQ Toric Astigmatism Intraocular Lens | SN6AT7 (+12.5D) | Standalone | DE0005827 | Indicated for patients with astigmatism of 2.5 dioptre cylinder (DC) and above in at least 1 eye; where correction of astigmatism is considered clinically necessary
Ophthalmic | Intraocular lens replacement | Intraocular lens (IOL) | Monofocal, astigmatism correcting IOL | Alcon | Acrysof IQ Toric Astigmatism Intraocular Lens | SN6AT7 (+13.0D) | Standalone | DE0005827 | Indicated for patients with astigmatism of 2.5 dioptre cylinder (DC) and above in at least 1 eye; where correction of astigmatism is considered clinically necessary
Ophthalmic | Intraocular lens replacement | Intraocular lens (IOL) | Monofocal, astigmatism correcting IOL | Alcon | Acrysof IQ Toric Astigmatism Intraocular Lens | SN6AT7 (+13.5D) | Standalone | DE0005827 | Indicated for patients with astigmatism of 2.5 dioptre cylinder (DC) and above in at least 1 eye; where correction of astigmatism is considered clinically necessary
Ophthalmic | Intraocular lens replacement | Intraocular lens (IOL) | Monofocal, astigmatism correcting IOL | Alcon | Acrysof IQ Toric Astigmatism Intraocular Lens | SN6AT7 (+14.0D) | Standalone | DE0005827 | Indicated for patients with astigmatism of 2.5 dioptre cylinder (DC) and above in at least 1 eye; where correction of astigmatism is considered clinically necessary
Ophthalmic | Intraocular lens replacement | Intraocular lens (IOL) | Monofocal, astigmatism correcting IOL | Alcon | Acrysof IQ Toric Astigmatism Intraocular Lens | SN6AT7 (+14.5D) | Standalone | DE0005827 | Indicated for patients with astigmatism of 2.5 dioptre cylinder (DC) and above in at least 1 eye; where correction of astigmatism is considered clinically necessary
Ophthalmic | Intraocular lens replacement | Intraocular lens (IOL) | Monofocal, astigmatism correcting IOL | Alcon | Acrysof IQ Toric Astigmatism Intraocular Lens | SN6AT7 (+15.0D) | Standalone | DE0005827 | Indicated for patients with astigmatism of 2.5 dioptre cylinder (DC) and above in at least 1 eye; where correction of astigmatism is considered clinically necessary
Ophthalmic | Intraocular lens replacement | Intraocular lens (IOL) | Monofocal, astigmatism correcting IOL | Alcon | Acrysof IQ Toric Astigmatism Intraocular Lens | SN6AT7 (+15.5D) | Standalone | DE0005827 | Indicated for patients with astigmatism of 2.5 dioptre cylinder (DC) and above in at least 1 eye; where correction of astigmatism is considered clinically necessary
Ophthalmic | Intraocular lens replacement | Intraocular lens (IOL) | Monofocal, astigmatism correcting IOL | Alcon | Acrysof IQ Toric Astigmatism Intraocular Lens | SN6AT7 (+16.0D) | Standalone | DE0005827 | Indicated for patients with astigmatism of 2.5 dioptre cylinder (DC) and above in at least 1 eye; where correction of astigmatism is considered clinically necessary
Ophthalmic | Intraocular lens replacement | Intraocular lens (IOL) | Monofocal, astigmatism correcting IOL | Alcon | Acrysof IQ Toric Astigmatism Intraocular Lens | SN6AT7 (+16.5D) | Standalone | DE0005827 | Indicated for patients with astigmatism of 2.5 dioptre cylinder (DC) and above in at least 1 eye; where correction of astigmatism is considered clinically necessary
Ophthalmic | Intraocular lens replacement | Intraocular lens (IOL) | Monofocal, astigmatism correcting IOL | Alcon | Acrysof IQ Toric Astigmatism Intraocular Lens | SN6AT7 (+17.0D) | Standalone | DE0005827 | Indicated for patients with astigmatism of 2.5 dioptre cylinder (DC) and above in at least 1 eye; where correction of astigmatism is considered clinically necessary
Ophthalmic | Intraocular lens replacement | Intraocular lens (IOL) | Monofocal, astigmatism correcting IOL | Alcon | Acrysof IQ Toric Astigmatism Intraocular Lens | SN6AT7 (+17.5D) | Standalone | DE0005827 | Indicated for patients with astigmatism of 2.5 dioptre cylinder (DC) and above in at least 1 eye; where correction of astigmatism is considered clinically necessary
Ophthalmic | Intraocular lens replacement | Intraocular lens (IOL) | Monofocal, astigmatism correcting IOL | Alcon | Acrysof IQ Toric Astigmatism Intraocular Lens | SN6AT7 (+18.0D) | Standalone | DE0005827 | Indicated for patients with astigmatism of 2.5 dioptre cylinder (DC) and above in at least 1 eye; where correction of astigmatism is considered clinically necessary
Ophthalmic | Intraocular lens replacement | Intraocular lens (IOL) | Monofocal, astigmatism correcting IOL | Alcon | Acrysof IQ Toric Astigmatism Intraocular Lens | SN6AT7 (+18.5D) | Standalone | DE0005827 | Indicated for patients with astigmatism of 2.5 dioptre cylinder (DC) and above in at least 1 eye; where correction of astigmatism is considered clinically necessary
Ophthalmic | Intraocular lens replacement | Intraocular lens (IOL) | Monofocal, astigmatism correcting IOL | Alcon | Acrysof IQ Toric Astigmatism Intraocular Lens | SN6AT7 (+19.0D) | Standalone | DE0005827 | Indicated for patients with astigmatism of 2.5 dioptre cylinder (DC) and above in at least 1 eye; where correction of astigmatism is considered clinically necessary
Ophthalmic | Intraocular lens replacement | Intraocular lens (IOL) | Monofocal, astigmatism correcting IOL | Alcon | Acrysof IQ Toric Astigmatism Intraocular Lens | SN6AT7 (+19.5D) | Standalone | DE0005827 | Indicated for patients with astigmatism of 2.5 dioptre cylinder (DC) and above in at least 1 eye; where correction of astigmatism is considered clinically necessary
Ophthalmic | Intraocular lens replacement | Intraocular lens (IOL) | Monofocal, astigmatism correcting IOL | Alcon | Acrysof IQ Toric Astigmatism Intraocular Lens | SN6AT7 (+20.0D) | Standalone | DE0005827 | Indicated for patients with astigmatism of 2.5 dioptre cylinder (DC) and above in at least 1 eye; where correction of astigmatism is considered clinically necessary
Ophthalmic | Intraocular lens replacement | Intraocular lens (IOL) | Monofocal, astigmatism correcting IOL | Alcon | Acrysof IQ Toric Astigmatism Intraocular Lens | SN6AT7 (+20.5D) | Standalone | DE0005827 | Indicated for patients with astigmatism of 2.5 dioptre cylinder (DC) and above in at least 1 eye; where correction of astigmatism is considered clinically necessary
Ophthalmic | Intraocular lens replacement | Intraocular lens (IOL) | Monofocal, astigmatism correcting IOL | Alcon | Acrysof IQ Toric Astigmatism Intraocular Lens | SN6AT7 (+21.0D) | Standalone | DE0005827 | Indicated for patients with astigmatism of 2.5 dioptre cylinder (DC) and above in at least 1 eye; where correction of astigmatism is considered clinically necessary
Ophthalmic | Intraocular lens replacement | Intraocular lens (IOL) | Monofocal, astigmatism correcting IOL | Alcon | Acrysof IQ Toric Astigmatism Intraocular Lens | SN6AT7 (+21.5D) | Standalone | DE0005827 | Indicated for patients with astigmatism of 2.5 dioptre cylinder (DC) and above in at least 1 eye; where correction of astigmatism is considered clinically necessary
Ophthalmic | Intraocular lens replacement | Intraocular lens (IOL) | Monofocal, astigmatism correcting IOL | Alcon | Acrysof IQ Toric Astigmatism Intraocular Lens | SN6AT7 (+22.0D) | Standalone | DE0005827 | Indicated for patients with astigmatism of 2.5 dioptre cylinder (DC) and above in at least 1 eye; where correction of astigmatism is considered clinically necessary
Ophthalmic | Intraocular lens replacement | Intraocular lens (IOL) | Monofocal, astigmatism correcting IOL | Alcon | Acrysof IQ Toric Astigmatism Intraocular Lens | SN6AT7 (+22.5D) | Standalone | DE0005827 | Indicated for patients with astigmatism of 2.5 dioptre cylinder (DC) and above in at least 1 eye; where correction of astigmatism is considered clinically necessary
Ophthalmic | Intraocular lens replacement | Intraocular lens (IOL) | Monofocal, astigmatism correcting IOL | Alcon | Acrysof IQ Toric Astigmatism Intraocular Lens | SN6AT7 (+23.0D) | Standalone | DE0005827 | Indicated for patients with astigmatism of 2.5 dioptre cylinder (DC) and above in at least 1 eye; where correction of astigmatism is considered clinically necessary
Ophthalmic | Intraocular lens replacement | Intraocular lens (IOL) | Monofocal, astigmatism correcting IOL | Alcon | Acrysof IQ Toric Astigmatism Intraocular Lens | SN6AT7 (+23.5D) | Standalone | DE0005827 | Indicated for patients with astigmatism of 2.5 dioptre cylinder (DC) and above in at least 1 eye; where correction of astigmatism is considered clinically necessary
Ophthalmic | Intraocular lens replacement | Intraocular lens (IOL) | Monofocal, astigmatism correcting IOL | Alcon | Acrysof IQ Toric Astigmatism Intraocular Lens | SN6AT7 (+24.0D) | Standalone | DE0005827 | Indicated for patients with astigmatism of 2.5 dioptre cylinder (DC) and above in at least 1 eye; where correction of astigmatism is considered clinically necessary
Ophthalmic | Intraocular lens replacement | Intraocular lens (IOL) | Monofocal, astigmatism correcting IOL | Alcon | Acrysof IQ Toric Astigmatism Intraocular Lens | SN6AT7 (+24.5D) | Standalone | DE0005827 | Indicated for patients with astigmatism of 2.5 dioptre cylinder (DC) and above in at least 1 eye; where correction of astigmatism is considered clinically necessary
Ophthalmic | Intraocular lens replacement | Intraocular lens (IOL) | Monofocal, astigmatism correcting IOL | Alcon | Acrysof IQ Toric Astigmatism Intraocular Lens | SN6AT7 (+25.0D) | Standalone | DE0005827 | Indicated for patients with astigmatism of 2.5 dioptre cylinder (DC) and above in at least 1 eye; where correction of astigmatism is considered clinically necessary
Ophthalmic | Intraocular lens replacement | Intraocular lens (IOL) | Monofocal, astigmatism correcting IOL | Alcon | Acrysof IQ Toric Astigmatism Intraocular Lens | SN6AT7 (+25.5D) | Standalone | DE0005827 | Indicated for patients with astigmatism of 2.5 dioptre cylinder (DC) and above in at least 1 eye; where correction of astigmatism is considered clinically necessary
Ophthalmic | Intraocular lens replacement | Intraocular lens (IOL) | Monofocal, astigmatism correcting IOL | Alcon | Acrysof IQ Toric Astigmatism Intraocular Lens | SN6AT7 (+26.0D) | Standalone | DE0005827 | Indicated for patients with astigmatism of 2.5 dioptre cylinder (DC) and above in at least 1 eye; where correction of astigmatism is considered clinically necessary
Ophthalmic | Intraocular lens replacement | Intraocular lens (IOL) | Monofocal, astigmatism correcting IOL | Alcon | Acrysof IQ Toric Astigmatism Intraocular Lens | SN6AT7 (+26.5D) | Standalone | DE0005827 | Indicated for patients with astigmatism of 2.5 dioptre cylinder (DC) and above in at least 1 eye; where correction of astigmatism is considered clinically necessary
Ophthalmic | Intraocular lens replacement | Intraocular lens (IOL) | Monofocal, astigmatism correcting IOL | Alcon | Acrysof IQ Toric Astigmatism Intraocular Lens | SN6AT7 (+27.0D) | Standalone | DE0005827 | Indicated for patients with astigmatism of 2.5 dioptre cylinder (DC) and above in at least 1 eye; where correction of astigmatism is considered clinically necessary
Ophthalmic | Intraocular lens replacement | Intraocular lens (IOL) | Monofocal, astigmatism correcting IOL | Alcon | Acrysof IQ Toric Astigmatism Intraocular Lens | SN6AT7 (+27.5D) | Standalone | DE0005827 | Indicated for patients with astigmatism of 2.5 dioptre cylinder (DC) and above in at least 1 eye; where correction of astigmatism is considered clinically necessary
Ophthalmic | Intraocular lens replacement | Intraocular lens (IOL) | Monofocal, astigmatism correcting IOL | Alcon | Acrysof IQ Toric Astigmatism Intraocular Lens | SN6AT7 (+28.0D) | Standalone | DE0005827 | Indicated for patients with astigmatism of 2.5 dioptre cylinder (DC) and above in at least 1 eye; where correction of astigmatism is considered clinically necessary
Ophthalmic | Intraocular lens replacement | Intraocular lens (IOL) | Monofocal, astigmatism correcting IOL | Alcon | Acrysof IQ Toric Astigmatism Intraocular Lens | SN6AT7 (+28.5D) | Standalone | DE0005827 | Indicated for patients with astigmatism of 2.5 dioptre cylinder (DC) and above in at least 1 eye; where correction of astigmatism is considered clinically necessary
Ophthalmic | Intraocular lens replacement | Intraocular lens (IOL) | Monofocal, astigmatism correcting IOL | Alcon | Acrysof IQ Toric Astigmatism Intraocular Lens | SN6AT7 (+29.0D) | Standalone | DE0005827 | Indicated for patients with astigmatism of 2.5 dioptre cylinder (DC) and above in at least 1 eye; where correction of astigmatism is considered clinically necessary
Ophthalmic | Intraocular lens replacement | Intraocular lens (IOL) | Monofocal, astigmatism correcting IOL | Alcon | Acrysof IQ Toric Astigmatism Intraocular Lens | SN6AT7 (+29.5D) | Standalone | DE0005827 | Indicated for patients with astigmatism of 2.5 dioptre cylinder (DC) and above in at least 1 eye; where correction of astigmatism is considered clinically necessary
Ophthalmic | Intraocular lens replacement | Intraocular lens (IOL) | Monofocal, astigmatism correcting IOL | Alcon | Acrysof IQ Toric Astigmatism Intraocular Lens | SN6AT7 (+30.0D) | Standalone | DE0005827 | Indicated for patients with astigmatism of 2.5 dioptre cylinder (DC) and above in at least 1 eye; where correction of astigmatism is considered clinically necessary
Ophthalmic | Intraocular lens replacement | Intraocular lens (IOL) | Monofocal, astigmatism correcting IOL | Alcon | Acrysof IQ Toric Astigmatism Intraocular Lens | SN6AT7 (+31.0D) | Standalone | DE0005827 | Indicated for patients with astigmatism of 2.5 dioptre cylinder (DC) and above in at least 1 eye; where correction of astigmatism is considered clinically necessary
Ophthalmic | Intraocular lens replacement | Intraocular lens (IOL) | Monofocal, astigmatism correcting IOL | Alcon | Acrysof IQ Toric Astigmatism Intraocular Lens | SN6AT7 (+32.0D) | Standalone | DE0005827 | Indicated for patients with astigmatism of 2.5 dioptre cylinder (DC) and above in at least 1 eye; where correction of astigmatism is considered clinically necessary
Ophthalmic | Intraocular lens replacement | Intraocular lens (IOL) | Monofocal, astigmatism correcting IOL | Alcon | Acrysof IQ Toric Astigmatism Intraocular Lens | SN6AT7 (+33.0D) | Standalone | DE0005827 | Indicated for patients with astigmatism of 2.5 dioptre cylinder (DC) and above in at least 1 eye; where correction of astigmatism is considered clinically necessary
Ophthalmic | Intraocular lens replacement | Intraocular lens (IOL) | Monofocal, astigmatism correcting IOL | Alcon | Acrysof IQ Toric Astigmatism Intraocular Lens | SN6AT7 (+34.0D) | Standalone | DE0005827 | Indicated for patients with astigmatism of 2.5 dioptre cylinder (DC) and above in at least 1 eye; where correction of astigmatism is considered clinically necessary
Ophthalmic | Intraocular lens replacement | Intraocular lens (IOL) | Monofocal, astigmatism correcting IOL | Alcon | Acrysof IQ Toric Astigmatism Intraocular Lens | SN6AT8 (+6.0D) | Standalone | DE0005827 | Indicated for patients with astigmatism of 2.5 dioptre cylinder (DC) and above in at least 1 eye; where correction of astigmatism is considered clinically necessary
Ophthalmic | Intraocular lens replacement | Intraocular lens (IOL) | Monofocal, astigmatism correcting IOL | Alcon | Acrysof IQ Toric Astigmatism Intraocular Lens | SN6AT8 (+6.5D) | Standalone | DE0005827 | Indicated for patients with astigmatism of 2.5 dioptre cylinder (DC) and above in at least 1 eye; where correction of astigmatism is considered clinically necessary
Ophthalmic | Intraocular lens replacement | Intraocular lens (IOL) | Monofocal, astigmatism correcting IOL | Alcon | Acrysof IQ Toric Astigmatism Intraocular Lens | SN6AT8 (+7.0D) | Standalone | DE0005827 | Indicated for patients with astigmatism of 2.5 dioptre cylinder (DC) and above in at least 1 eye; where correction of astigmatism is considered clinically necessary
Ophthalmic | Intraocular lens replacement | Intraocular lens (IOL) | Monofocal, astigmatism correcting IOL | Alcon | Acrysof IQ Toric Astigmatism Intraocular Lens | SN6AT8 (+7.5D) | Standalone | DE0005827 | Indicated for patients with astigmatism of 2.5 dioptre cylinder (DC) and above in at least 1 eye; where correction of astigmatism is considered clinically necessary
Ophthalmic | Intraocular lens replacement | Intraocular lens (IOL) | Monofocal, astigmatism correcting IOL | Alcon | Acrysof IQ Toric Astigmatism Intraocular Lens | SN6AT8 (+8.0D) | Standalone | DE0005827 | Indicated for patients with astigmatism of 2.5 dioptre cylinder (DC) and above in at least 1 eye; where correction of astigmatism is considered clinically necessary
Ophthalmic | Intraocular lens replacement | Intraocular lens (IOL) | Monofocal, astigmatism correcting IOL | Alcon | Acrysof IQ Toric Astigmatism Intraocular Lens | SN6AT8 (+8.5D) | Standalone | DE0005827 | Indicated for patients with astigmatism of 2.5 dioptre cylinder (DC) and above in at least 1 eye; where correction of astigmatism is considered clinically necessary
Ophthalmic | Intraocular lens replacement | Intraocular lens (IOL) | Monofocal, astigmatism correcting IOL | Alcon | Acrysof IQ Toric Astigmatism Intraocular Lens | SN6AT8 (+9.0D) | Standalone | DE0005827 | Indicated for patients with astigmatism of 2.5 dioptre cylinder (DC) and above in at least 1 eye; where correction of astigmatism is considered clinically necessary
Ophthalmic | Intraocular lens replacement | Intraocular lens (IOL) | Monofocal, astigmatism correcting IOL | Alcon | Acrysof IQ Toric Astigmatism Intraocular Lens | SN6AT8 (+9.5D) | Standalone | DE0005827 | Indicated for patients with astigmatism of 2.5 dioptre cylinder (DC) and above in at least 1 eye; where correction of astigmatism is considered clinically necessary
Ophthalmic | Intraocular lens replacement | Intraocular lens (IOL) | Monofocal, astigmatism correcting IOL | Alcon | Acrysof IQ Toric Astigmatism Intraocular Lens | SN6AT8 (+10.0D) | Standalone | DE0005827 | Indicated for patients with astigmatism of 2.5 dioptre cylinder (DC) and above in at least 1 eye; where correction of astigmatism is considered clinically necessary
Ophthalmic | Intraocular lens replacement | Intraocular lens (IOL) | Monofocal, astigmatism correcting IOL | Alcon | Acrysof IQ Toric Astigmatism Intraocular Lens | SN6AT8 (+10.5D) | Standalone | DE0005827 | Indicated for patients with astigmatism of 2.5 dioptre cylinder (DC) and above in at least 1 eye; where correction of astigmatism is considered clinically necessary
Ophthalmic | Intraocular lens replacement | Intraocular lens (IOL) | Monofocal, astigmatism correcting IOL | Alcon | Acrysof IQ Toric Astigmatism Intraocular Lens | SN6AT8 (+11.0D) | Standalone | DE0005827 | Indicated for patients with astigmatism of 2.5 dioptre cylinder (DC) and above in at least 1 eye; where correction of astigmatism is considered clinically necessary
Ophthalmic | Intraocular lens replacement | Intraocular lens (IOL) | Monofocal, astigmatism correcting IOL | Alcon | Acrysof IQ Toric Astigmatism Intraocular Lens | SN6AT8 (+11.5D) | Standalone | DE0005827 | Indicated for patients with astigmatism of 2.5 dioptre cylinder (DC) and above in at least 1 eye; where correction of astigmatism is considered clinically necessary
Ophthalmic | Intraocular lens replacement | Intraocular lens (IOL) | Monofocal, astigmatism correcting IOL | Alcon | Acrysof IQ Toric Astigmatism Intraocular Lens | SN6AT8 (+12.0D) | Standalone | DE0005827 | Indicated for patients with astigmatism of 2.5 dioptre cylinder (DC) and above in at least 1 eye; where correction of astigmatism is considered clinically necessary
Ophthalmic | Intraocular lens replacement | Intraocular lens (IOL) | Monofocal, astigmatism correcting IOL | Alcon | Acrysof IQ Toric Astigmatism Intraocular Lens | SN6AT8 (+12.5D) | Standalone | DE0005827 | Indicated for patients with astigmatism of 2.5 dioptre cylinder (DC) and above in at least 1 eye; where correction of astigmatism is considered clinically necessary
Ophthalmic | Intraocular lens replacement | Intraocular lens (IOL) | Monofocal, astigmatism correcting IOL | Alcon | Acrysof IQ Toric Astigmatism Intraocular Lens | SN6AT8 (+13.0D) | Standalone | DE0005827 | Indicated for patients with astigmatism of 2.5 dioptre cylinder (DC) and above in at least 1 eye; where correction of astigmatism is considered clinically necessary
Ophthalmic | Intraocular lens replacement | Intraocular lens (IOL) | Monofocal, astigmatism correcting IOL | Alcon | Acrysof IQ Toric Astigmatism Intraocular Lens | SN6AT8 (+13.5D) | Standalone | DE0005827 | Indicated for patients with astigmatism of 2.5 dioptre cylinder (DC) and above in at least 1 eye; where correction of astigmatism is considered clinically necessary
Ophthalmic | Intraocular lens replacement | Intraocular lens (IOL) | Monofocal, astigmatism correcting IOL | Alcon | Acrysof IQ Toric Astigmatism Intraocular Lens | SN6AT8 (+14.0D) | Standalone | DE0005827 | Indicated for patients with astigmatism of 2.5 dioptre cylinder (DC) and above in at least 1 eye; where correction of astigmatism is considered clinically necessary
Ophthalmic | Intraocular lens replacement | Intraocular lens (IOL) | Monofocal, astigmatism correcting IOL | Alcon | Acrysof IQ Toric Astigmatism Intraocular Lens | SN6AT8 (+14.5D) | Standalone | DE0005827 | Indicated for patients with astigmatism of 2.5 dioptre cylinder (DC) and above in at least 1 eye; where correction of astigmatism is considered clinically necessary
Ophthalmic | Intraocular lens replacement | Intraocular lens (IOL) | Monofocal, astigmatism correcting IOL | Alcon | Acrysof IQ Toric Astigmatism Intraocular Lens | SN6AT8 (+15.0D) | Standalone | DE0005827 | Indicated for patients with astigmatism of 2.5 dioptre cylinder (DC) and above in at least 1 eye; where correction of astigmatism is considered clinically necessary
Ophthalmic | Intraocular lens replacement | Intraocular lens (IOL) | Monofocal, astigmatism correcting IOL | Alcon | Acrysof IQ Toric Astigmatism Intraocular Lens | SN6AT8 (+15.5D) | Standalone | DE0005827 | Indicated for patients with astigmatism of 2.5 dioptre cylinder (DC) and above in at least 1 eye; where correction of astigmatism is considered clinically necessary
Ophthalmic | Intraocular lens replacement | Intraocular lens (IOL) | Monofocal, astigmatism correcting IOL | Alcon | Acrysof IQ Toric Astigmatism Intraocular Lens | SN6AT8 (+16.0D) | Standalone | DE0005827 | Indicated for patients with astigmatism of 2.5 dioptre cylinder (DC) and above in at least 1 eye; where correction of astigmatism is considered clinically necessary
Ophthalmic | Intraocular lens replacement | Intraocular lens (IOL) | Monofocal, astigmatism correcting IOL | Alcon | Acrysof IQ Toric Astigmatism Intraocular Lens | SN6AT8 (+16.5D) | Standalone | DE0005827 | Indicated for patients with astigmatism of 2.5 dioptre cylinder (DC) and above in at least 1 eye; where correction of astigmatism is considered clinically necessary
Ophthalmic | Intraocular lens replacement | Intraocular lens (IOL) | Monofocal, astigmatism correcting IOL | Alcon | Acrysof IQ Toric Astigmatism Intraocular Lens | SN6AT8 (+17.0D) | Standalone | DE0005827 | Indicated for patients with astigmatism of 2.5 dioptre cylinder (DC) and above in at least 1 eye; where correction of astigmatism is considered clinically necessary
Ophthalmic | Intraocular lens replacement | Intraocular lens (IOL) | Monofocal, astigmatism correcting IOL | Alcon | Acrysof IQ Toric Astigmatism Intraocular Lens | SN6AT8 (+17.5D) | Standalone | DE0005827 | Indicated for patients with astigmatism of 2.5 dioptre cylinder (DC) and above in at least 1 eye; where correction of astigmatism is considered clinically necessary
Ophthalmic | Intraocular lens replacement | Intraocular lens (IOL) | Monofocal, astigmatism correcting IOL | Alcon | Acrysof IQ Toric Astigmatism Intraocular Lens | SN6AT8 (+18.0D) | Standalone | DE0005827 | Indicated for patients with astigmatism of 2.5 dioptre cylinder (DC) and above in at least 1 eye; where correction of astigmatism is considered clinically necessary
Ophthalmic | Intraocular lens replacement | Intraocular lens (IOL) | Monofocal, astigmatism correcting IOL | Alcon | Acrysof IQ Toric Astigmatism Intraocular Lens | SN6AT8 (+18.5D) | Standalone | DE0005827 | Indicated for patients with astigmatism of 2.5 dioptre cylinder (DC) and above in at least 1 eye; where correction of astigmatism is considered clinically necessary
Ophthalmic | Intraocular lens replacement | Intraocular lens (IOL) | Monofocal, astigmatism correcting IOL | Alcon | Acrysof IQ Toric Astigmatism Intraocular Lens | SN6AT8 (+19.0D) | Standalone | DE0005827 | Indicated for patients with astigmatism of 2.5 dioptre cylinder (DC) and above in at least 1 eye; where correction of astigmatism is considered clinically necessary
Ophthalmic | Intraocular lens replacement | Intraocular lens (IOL) | Monofocal, astigmatism correcting IOL | Alcon | Acrysof IQ Toric Astigmatism Intraocular Lens | SN6AT8 (+19.5D) | Standalone | DE0005827 | Indicated for patients with astigmatism of 2.5 dioptre cylinder (DC) and above in at least 1 eye; where correction of astigmatism is considered clinically necessary
Ophthalmic | Intraocular lens replacement | Intraocular lens (IOL) | Monofocal, astigmatism correcting IOL | Alcon | Acrysof IQ Toric Astigmatism Intraocular Lens | SN6AT8 (+20.0D) | Standalone | DE0005827 | Indicated for patients with astigmatism of 2.5 dioptre cylinder (DC) and above in at least 1 eye; where correction of astigmatism is considered clinically necessary
Ophthalmic | Intraocular lens replacement | Intraocular lens (IOL) | Monofocal, astigmatism correcting IOL | Alcon | Acrysof IQ Toric Astigmatism Intraocular Lens | SN6AT8 (+20.5D) | Standalone | DE0005827 | Indicated for patients with astigmatism of 2.5 dioptre cylinder (DC) and above in at least 1 eye; where correction of astigmatism is considered clinically necessary
Ophthalmic | Intraocular lens replacement | Intraocular lens (IOL) | Monofocal, astigmatism correcting IOL | Alcon | Acrysof IQ Toric Astigmatism Intraocular Lens | SN6AT8 (+21.0D) | Standalone | DE0005827 | Indicated for patients with astigmatism of 2.5 dioptre cylinder (DC) and above in at least 1 eye; where correction of astigmatism is considered clinically necessary
Ophthalmic | Intraocular lens replacement | Intraocular lens (IOL) | Monofocal, astigmatism correcting IOL | Alcon | Acrysof IQ Toric Astigmatism Intraocular Lens | SN6AT8 (+21.5D) | Standalone | DE0005827 | Indicated for patients with astigmatism of 2.5 dioptre cylinder (DC) and above in at least 1 eye; where correction of astigmatism is considered clinically necessary
Ophthalmic | Intraocular lens replacement | Intraocular lens (IOL) | Monofocal, astigmatism correcting IOL | Alcon | Acrysof IQ Toric Astigmatism Intraocular Lens | SN6AT8 (+22.0D) | Standalone | DE0005827 | Indicated for patients with astigmatism of 2.5 dioptre cylinder (DC) and above in at least 1 eye; where correction of astigmatism is considered clinically necessary
Ophthalmic | Intraocular lens replacement | Intraocular lens (IOL) | Monofocal, astigmatism correcting IOL | Alcon | Acrysof IQ Toric Astigmatism Intraocular Lens | SN6AT8 (+22.5D) | Standalone | DE0005827 | Indicated for patients with astigmatism of 2.5 dioptre cylinder (DC) and above in at least 1 eye; where correction of astigmatism is considered clinically necessary
Ophthalmic | Intraocular lens replacement | Intraocular lens (IOL) | Monofocal, astigmatism correcting IOL | Alcon | Acrysof IQ Toric Astigmatism Intraocular Lens | SN6AT8 (+23.0D) | Standalone | DE0005827 | Indicated for patients with astigmatism of 2.5 dioptre cylinder (DC) and above in at least 1 eye; where correction of astigmatism is considered clinically necessary
Ophthalmic | Intraocular lens replacement | Intraocular lens (IOL) | Monofocal, astigmatism correcting IOL | Alcon | Acrysof IQ Toric Astigmatism Intraocular Lens | SN6AT8 (+23.5D) | Standalone | DE0005827 | Indicated for patients with astigmatism of 2.5 dioptre cylinder (DC) and above in at least 1 eye; where correction of astigmatism is considered clinically necessary
Ophthalmic | Intraocular lens replacement | Intraocular lens (IOL) | Monofocal, astigmatism correcting IOL | Alcon | Acrysof IQ Toric Astigmatism Intraocular Lens | SN6AT8 (+24.0D) | Standalone | DE0005827 | Indicated for patients with astigmatism of 2.5 dioptre cylinder (DC) and above in at least 1 eye; where correction of astigmatism is considered clinically necessary
Ophthalmic | Intraocular lens replacement | Intraocular lens (IOL) | Monofocal, astigmatism correcting IOL | Alcon | Acrysof IQ Toric Astigmatism Intraocular Lens | SN6AT8 (+24.5D) | Standalone | DE0005827 | Indicated for patients with astigmatism of 2.5 dioptre cylinder (DC) and above in at least 1 eye; where correction of astigmatism is considered clinically necessary
Ophthalmic | Intraocular lens replacement | Intraocular lens (IOL) | Monofocal, astigmatism correcting IOL | Alcon | Acrysof IQ Toric Astigmatism Intraocular Lens | SN6AT8 (+25.0D) | Standalone | DE0005827 | Indicated for patients with astigmatism of 2.5 dioptre cylinder (DC) and above in at least 1 eye; where correction of astigmatism is considered clinically necessary
Ophthalmic | Intraocular lens replacement | Intraocular lens (IOL) | Monofocal, astigmatism correcting IOL | Alcon | Acrysof IQ Toric Astigmatism Intraocular Lens | SN6AT8 (+25.5D) | Standalone | DE0005827 | Indicated for patients with astigmatism of 2.5 dioptre cylinder (DC) and above in at least 1 eye; where correction of astigmatism is considered clinically necessary
Ophthalmic | Intraocular lens replacement | Intraocular lens (IOL) | Monofocal, astigmatism correcting IOL | Alcon | Acrysof IQ Toric Astigmatism Intraocular Lens | SN6AT8 (+26.0D) | Standalone | DE0005827 | Indicated for patients with astigmatism of 2.5 dioptre cylinder (DC) and above in at least 1 eye; where correction of astigmatism is considered clinically necessary
Ophthalmic | Intraocular lens replacement | Intraocular lens (IOL) | Monofocal, astigmatism correcting IOL | Alcon | Acrysof IQ Toric Astigmatism Intraocular Lens | SN6AT8 (+26.5D) | Standalone | DE0005827 | Indicated for patients with astigmatism of 2.5 dioptre cylinder (DC) and above in at least 1 eye; where correction of astigmatism is considered clinically necessary
Ophthalmic | Intraocular lens replacement | Intraocular lens (IOL) | Monofocal, astigmatism correcting IOL | Alcon | Acrysof IQ Toric Astigmatism Intraocular Lens | SN6AT8 (+27.0D) | Standalone | DE0005827 | Indicated for patients with astigmatism of 2.5 dioptre cylinder (DC) and above in at least 1 eye; where correction of astigmatism is considered clinically necessary
Ophthalmic | Intraocular lens replacement | Intraocular lens (IOL) | Monofocal, astigmatism correcting IOL | Alcon | Acrysof IQ Toric Astigmatism Intraocular Lens | SN6AT8 (+27.5D) | Standalone | DE0005827 | Indicated for patients with astigmatism of 2.5 dioptre cylinder (DC) and above in at least 1 eye; where correction of astigmatism is considered clinically necessary
Ophthalmic | Intraocular lens replacement | Intraocular lens (IOL) | Monofocal, astigmatism correcting IOL | Alcon | Acrysof IQ Toric Astigmatism Intraocular Lens | SN6AT8 (+28.0D) | Standalone | DE0005827 | Indicated for patients with astigmatism of 2.5 dioptre cylinder (DC) and above in at least 1 eye; where correction of astigmatism is considered clinically necessary
Ophthalmic | Intraocular lens replacement | Intraocular lens (IOL) | Monofocal, astigmatism correcting IOL | Alcon | Acrysof IQ Toric Astigmatism Intraocular Lens | SN6AT8 (+28.5D) | Standalone | DE0005827 | Indicated for patients with astigmatism of 2.5 dioptre cylinder (DC) and above in at least 1 eye; where correction of astigmatism is considered clinically necessary
Ophthalmic | Intraocular lens replacement | Intraocular lens (IOL) | Monofocal, astigmatism correcting IOL | Alcon | Acrysof IQ Toric Astigmatism Intraocular Lens | SN6AT8 (+29.0D) | Standalone | DE0005827 | Indicated for patients with astigmatism of 2.5 dioptre cylinder (DC) and above in at least 1 eye; where correction of astigmatism is considered clinically necessary
Ophthalmic | Intraocular lens replacement | Intraocular lens (IOL) | Monofocal, astigmatism correcting IOL | Alcon | Acrysof IQ Toric Astigmatism Intraocular Lens | SN6AT8 (+29.5D) | Standalone | DE0005827 | Indicated for patients with astigmatism of 2.5 dioptre cylinder (DC) and above in at least 1 eye; where correction of astigmatism is considered clinically necessary
Ophthalmic | Intraocular lens replacement | Intraocular lens (IOL) | Monofocal, astigmatism correcting IOL | Alcon | Acrysof IQ Toric Astigmatism Intraocular Lens | SN6AT8 (+30.0D) | Standalone | DE0005827 | Indicated for patients with astigmatism of 2.5 dioptre cylinder (DC) and above in at least 1 eye; where correction of astigmatism is considered clinically necessary
Ophthalmic | Intraocular lens replacement | Intraocular lens (IOL) | Monofocal, astigmatism correcting IOL | Alcon | Acrysof IQ Toric Astigmatism Intraocular Lens | SN6AT8 (+31.0D) | Standalone | DE0005827 | Indicated for patients with astigmatism of 2.5 dioptre cylinder (DC) and above in at least 1 eye; where correction of astigmatism is considered clinically necessary
Ophthalmic | Intraocular lens replacement | Intraocular lens (IOL) | Monofocal, astigmatism correcting IOL | Alcon | Acrysof IQ Toric Astigmatism Intraocular Lens | SN6AT8 (+32.0D) | Standalone | DE0005827 | Indicated for patients with astigmatism of 2.5 dioptre cylinder (DC) and above in at least 1 eye; where correction of astigmatism is considered clinically necessary
Ophthalmic | Intraocular lens replacement | Intraocular lens (IOL) | Monofocal, astigmatism correcting IOL | Alcon | Acrysof IQ Toric Astigmatism Intraocular Lens | SN6AT8 (+33.0D) | Standalone | DE0005827 | Indicated for patients with astigmatism of 2.5 dioptre cylinder (DC) and above in at least 1 eye; where correction of astigmatism is considered clinically necessary
Ophthalmic | Intraocular lens replacement | Intraocular lens (IOL) | Monofocal, astigmatism correcting IOL | Alcon | Acrysof IQ Toric Astigmatism Intraocular Lens | SN6AT8 (+34.0D) | Standalone | DE0005827 | Indicated for patients with astigmatism of 2.5 dioptre cylinder (DC) and above in at least 1 eye; where correction of astigmatism is considered clinically necessary
Ophthalmic | Intraocular lens replacement | Intraocular lens (IOL) | Monofocal, astigmatism correcting IOL | Alcon | Acrysof IQ Toric Astigmatism Intraocular Lens | SN6AT9 (+6.0D) | Standalone | DE0005827 | Indicated for patients with astigmatism of 2.5 dioptre cylinder (DC) and above in at least 1 eye; where correction of astigmatism is considered clinically necessary
Ophthalmic | Intraocular lens replacement | Intraocular lens (IOL) | Monofocal, astigmatism correcting IOL | Alcon | Acrysof IQ Toric Astigmatism Intraocular Lens | SN6AT9 (+6.5D) | Standalone | DE0005827 | Indicated for patients with astigmatism of 2.5 dioptre cylinder (DC) and above in at least 1 eye; where correction of astigmatism is considered clinically necessary
Ophthalmic | Intraocular lens replacement | Intraocular lens (IOL) | Monofocal, astigmatism correcting IOL | Alcon | Acrysof IQ Toric Astigmatism Intraocular Lens | SN6AT9 (+7.0D) | Standalone | DE0005827 | Indicated for patients with astigmatism of 2.5 dioptre cylinder (DC) and above in at least 1 eye; where correction of astigmatism is considered clinically necessary
Ophthalmic | Intraocular lens replacement | Intraocular lens (IOL) | Monofocal, astigmatism correcting IOL | Alcon | Acrysof IQ Toric Astigmatism Intraocular Lens | SN6AT9 (+7.5D) | Standalone | DE0005827 | Indicated for patients with astigmatism of 2.5 dioptre cylinder (DC) and above in at least 1 eye; where correction of astigmatism is considered clinically necessary
Ophthalmic | Intraocular lens replacement | Intraocular lens (IOL) | Monofocal, astigmatism correcting IOL | Alcon | Acrysof IQ Toric Astigmatism Intraocular Lens | SN6AT9 (+8.0D) | Standalone | DE0005827 | Indicated for patients with astigmatism of 2.5 dioptre cylinder (DC) and above in at least 1 eye; where correction of astigmatism is considered clinically necessary
Ophthalmic | Intraocular lens replacement | Intraocular lens (IOL) | Monofocal, astigmatism correcting IOL | Alcon | Acrysof IQ Toric Astigmatism Intraocular Lens | SN6AT9 (+8.5D) | Standalone | DE0005827 | Indicated for patients with astigmatism of 2.5 dioptre cylinder (DC) and above in at least 1 eye; where correction of astigmatism is considered clinically necessary
Ophthalmic | Intraocular lens replacement | Intraocular lens (IOL) | Monofocal, astigmatism correcting IOL | Alcon | Acrysof IQ Toric Astigmatism Intraocular Lens | SN6AT9 (+9.0D) | Standalone | DE0005827 | Indicated for patients with astigmatism of 2.5 dioptre cylinder (DC) and above in at least 1 eye; where correction of astigmatism is considered clinically necessary
Ophthalmic | Intraocular lens replacement | Intraocular lens (IOL) | Monofocal, astigmatism correcting IOL | Alcon | Acrysof IQ Toric Astigmatism Intraocular Lens | SN6AT9 (+9.5D) | Standalone | DE0005827 | Indicated for patients with astigmatism of 2.5 dioptre cylinder (DC) and above in at least 1 eye; where correction of astigmatism is considered clinically necessary
Ophthalmic | Intraocular lens replacement | Intraocular lens (IOL) | Monofocal, astigmatism correcting IOL | Alcon | Acrysof IQ Toric Astigmatism Intraocular Lens | SN6AT9 (+10.0D) | Standalone | DE0005827 | Indicated for patients with astigmatism of 2.5 dioptre cylinder (DC) and above in at least 1 eye; where correction of astigmatism is considered clinically necessary
Ophthalmic | Intraocular lens replacement | Intraocular lens (IOL) | Monofocal, astigmatism correcting IOL | Alcon | Acrysof IQ Toric Astigmatism Intraocular Lens | SN6AT9 (+10.5D) | Standalone | DE0005827 | Indicated for patients with astigmatism of 2.5 dioptre cylinder (DC) and above in at least 1 eye; where correction of astigmatism is considered clinically necessary
Ophthalmic | Intraocular lens replacement | Intraocular lens (IOL) | Monofocal, astigmatism correcting IOL | Alcon | Acrysof IQ Toric Astigmatism Intraocular Lens | SN6AT9 (+11.0D) | Standalone | DE0005827 | Indicated for patients with astigmatism of 2.5 dioptre cylinder (DC) and above in at least 1 eye; where correction of astigmatism is considered clinically necessary
Ophthalmic | Intraocular lens replacement | Intraocular lens (IOL) | Monofocal, astigmatism correcting IOL | Alcon | Acrysof IQ Toric Astigmatism Intraocular Lens | SN6AT9 (+11.5D) | Standalone | DE0005827 | Indicated for patients with astigmatism of 2.5 dioptre cylinder (DC) and above in at least 1 eye; where correction of astigmatism is considered clinically necessary
Ophthalmic | Intraocular lens replacement | Intraocular lens (IOL) | Monofocal, astigmatism correcting IOL | Alcon | Acrysof IQ Toric Astigmatism Intraocular Lens | SN6AT9 (+12.0D) | Standalone | DE0005827 | Indicated for patients with astigmatism of 2.5 dioptre cylinder (DC) and above in at least 1 eye; where correction of astigmatism is considered clinically necessary
Ophthalmic | Intraocular lens replacement | Intraocular lens (IOL) | Monofocal, astigmatism correcting IOL | Alcon | Acrysof IQ Toric Astigmatism Intraocular Lens | SN6AT9 (+12.5D) | Standalone | DE0005827 | Indicated for patients with astigmatism of 2.5 dioptre cylinder (DC) and above in at least 1 eye; where correction of astigmatism is considered clinically necessary
Ophthalmic | Intraocular lens replacement | Intraocular lens (IOL) | Monofocal, astigmatism correcting IOL | Alcon | Acrysof IQ Toric Astigmatism Intraocular Lens | SN6AT9 (+13.0D) | Standalone | DE0005827 | Indicated for patients with astigmatism of 2.5 dioptre cylinder (DC) and above in at least 1 eye; where correction of astigmatism is considered clinically necessary
Ophthalmic | Intraocular lens replacement | Intraocular lens (IOL) | Monofocal, astigmatism correcting IOL | Alcon | Acrysof IQ Toric Astigmatism Intraocular Lens | SN6AT9 (+13.5D) | Standalone | DE0005827 | Indicated for patients with astigmatism of 2.5 dioptre cylinder (DC) and above in at least 1 eye; where correction of astigmatism is considered clinically necessary
Ophthalmic | Intraocular lens replacement | Intraocular lens (IOL) | Monofocal, astigmatism correcting IOL | Alcon | Acrysof IQ Toric Astigmatism Intraocular Lens | SN6AT9 (+14.0D) | Standalone | DE0005827 | Indicated for patients with astigmatism of 2.5 dioptre cylinder (DC) and above in at least 1 eye; where correction of astigmatism is considered clinically necessary
Ophthalmic | Intraocular lens replacement | Intraocular lens (IOL) | Monofocal, astigmatism correcting IOL | Alcon | Acrysof IQ Toric Astigmatism Intraocular Lens | SN6AT9 (+14.5D) | Standalone | DE0005827 | Indicated for patients with astigmatism of 2.5 dioptre cylinder (DC) and above in at least 1 eye; where correction of astigmatism is considered clinically necessary
Ophthalmic | Intraocular lens replacement | Intraocular lens (IOL) | Monofocal, astigmatism correcting IOL | Alcon | Acrysof IQ Toric Astigmatism Intraocular Lens | SN6AT9 (+15.0D) | Standalone | DE0005827 | Indicated for patients with astigmatism of 2.5 dioptre cylinder (DC) and above in at least 1 eye; where correction of astigmatism is considered clinically necessary
Ophthalmic | Intraocular lens replacement | Intraocular lens (IOL) | Monofocal, astigmatism correcting IOL | Alcon | Acrysof IQ Toric Astigmatism Intraocular Lens | SN6AT9 (+15.5D) | Standalone | DE0005827 | Indicated for patients with astigmatism of 2.5 dioptre cylinder (DC) and above in at least 1 eye; where correction of astigmatism is considered clinically necessary
Ophthalmic | Intraocular lens replacement | Intraocular lens (IOL) | Monofocal, astigmatism correcting IOL | Alcon | Acrysof IQ Toric Astigmatism Intraocular Lens | SN6AT9 (+16.0D) | Standalone | DE0005827 | Indicated for patients with astigmatism of 2.5 dioptre cylinder (DC) and above in at least 1 eye; where correction of astigmatism is considered clinically necessary
Ophthalmic | Intraocular lens replacement | Intraocular lens (IOL) | Monofocal, astigmatism correcting IOL | Alcon | Acrysof IQ Toric Astigmatism Intraocular Lens | SN6AT9 (+16.5D) | Standalone | DE0005827 | Indicated for patients with astigmatism of 2.5 dioptre cylinder (DC) and above in at least 1 eye; where correction of astigmatism is considered clinically necessary
Ophthalmic | Intraocular lens replacement | Intraocular lens (IOL) | Monofocal, astigmatism correcting IOL | Alcon | Acrysof IQ Toric Astigmatism Intraocular Lens | SN6AT9 (+17.0D) | Standalone | DE0005827 | Indicated for patients with astigmatism of 2.5 dioptre cylinder (DC) and above in at least 1 eye; where correction of astigmatism is considered clinically necessary
Ophthalmic | Intraocular lens replacement | Intraocular lens (IOL) | Monofocal, astigmatism correcting IOL | Alcon | Acrysof IQ Toric Astigmatism Intraocular Lens | SN6AT9 (+17.5D) | Standalone | DE0005827 | Indicated for patients with astigmatism of 2.5 dioptre cylinder (DC) and above in at least 1 eye; where correction of astigmatism is considered clinically necessary
Ophthalmic | Intraocular lens replacement | Intraocular lens (IOL) | Monofocal, astigmatism correcting IOL | Alcon | Acrysof IQ Toric Astigmatism Intraocular Lens | SN6AT9 (+18.0D) | Standalone | DE0005827 | Indicated for patients with astigmatism of 2.5 dioptre cylinder (DC) and above in at least 1 eye; where correction of astigmatism is considered clinically necessary
Ophthalmic | Intraocular lens replacement | Intraocular lens (IOL) | Monofocal, astigmatism correcting IOL | Alcon | Acrysof IQ Toric Astigmatism Intraocular Lens | SN6AT9 (+18.5D) | Standalone | DE0005827 | Indicated for patients with astigmatism of 2.5 dioptre cylinder (DC) and above in at least 1 eye; where correction of astigmatism is considered clinically necessary
Ophthalmic | Intraocular lens replacement | Intraocular lens (IOL) | Monofocal, astigmatism correcting IOL | Alcon | Acrysof IQ Toric Astigmatism Intraocular Lens | SN6AT9 (+19.0D) | Standalone | DE0005827 | Indicated for patients with astigmatism of 2.5 dioptre cylinder (DC) and above in at least 1 eye; where correction of astigmatism is considered clinically necessary
Ophthalmic | Intraocular lens replacement | Intraocular lens (IOL) | Monofocal, astigmatism correcting IOL | Alcon | Acrysof IQ Toric Astigmatism Intraocular Lens | SN6AT9 (+19.5D) | Standalone | DE0005827 | Indicated for patients with astigmatism of 2.5 dioptre cylinder (DC) and above in at least 1 eye; where correction of astigmatism is considered clinically necessary
Ophthalmic | Intraocular lens replacement | Intraocular lens (IOL) | Monofocal, astigmatism correcting IOL | Alcon | Acrysof IQ Toric Astigmatism Intraocular Lens | SN6AT9 (+20.0D) | Standalone | DE0005827 | Indicated for patients with astigmatism of 2.5 dioptre cylinder (DC) and above in at least 1 eye; where correction of astigmatism is considered clinically necessary
Ophthalmic | Intraocular lens replacement | Intraocular lens (IOL) | Monofocal, astigmatism correcting IOL | Alcon | Acrysof IQ Toric Astigmatism Intraocular Lens | SN6AT9 (+20.5D) | Standalone | DE0005827 | Indicated for patients with astigmatism of 2.5 dioptre cylinder (DC) and above in at least 1 eye; where correction of astigmatism is considered clinically necessary
Ophthalmic | Intraocular lens replacement | Intraocular lens (IOL) | Monofocal, astigmatism correcting IOL | Alcon | Acrysof IQ Toric Astigmatism Intraocular Lens | SN6AT9 (+21.0D) | Standalone | DE0005827 | Indicated for patients with astigmatism of 2.5 dioptre cylinder (DC) and above in at least 1 eye; where correction of astigmatism is considered clinically necessary
Ophthalmic | Intraocular lens replacement | Intraocular lens (IOL) | Monofocal, astigmatism correcting IOL | Alcon | Acrysof IQ Toric Astigmatism Intraocular Lens | SN6AT9 (+21.5D) | Standalone | DE0005827 | Indicated for patients with astigmatism of 2.5 dioptre cylinder (DC) and above in at least 1 eye; where correction of astigmatism is considered clinically necessary
Ophthalmic | Intraocular lens replacement | Intraocular lens (IOL) | Monofocal, astigmatism correcting IOL | Alcon | Acrysof IQ Toric Astigmatism Intraocular Lens | SN6AT9 (+22.0D) | Standalone | DE0005827 | Indicated for patients with astigmatism of 2.5 dioptre cylinder (DC) and above in at least 1 eye; where correction of astigmatism is considered clinically necessary
Ophthalmic | Intraocular lens replacement | Intraocular lens (IOL) | Monofocal, astigmatism correcting IOL | Alcon | Acrysof IQ Toric Astigmatism Intraocular Lens | SN6AT9 (+22.5D) | Standalone | DE0005827 | Indicated for patients with astigmatism of 2.5 dioptre cylinder (DC) and above in at least 1 eye; where correction of astigmatism is considered clinically necessary
Ophthalmic | Intraocular lens replacement | Intraocular lens (IOL) | Monofocal, astigmatism correcting IOL | Alcon | Acrysof IQ Toric Astigmatism Intraocular Lens | SN6AT9 (+23.0D) | Standalone | DE0005827 | Indicated for patients with astigmatism of 2.5 dioptre cylinder (DC) and above in at least 1 eye; where correction of astigmatism is considered clinically necessary
Ophthalmic | Intraocular lens replacement | Intraocular lens (IOL) | Monofocal, astigmatism correcting IOL | Alcon | Acrysof IQ Toric Astigmatism Intraocular Lens | SN6AT9 (+23.5D) | Standalone | DE0005827 | Indicated for patients with astigmatism of 2.5 dioptre cylinder (DC) and above in at least 1 eye; where correction of astigmatism is considered clinically necessary
Ophthalmic | Intraocular lens replacement | Intraocular lens (IOL) | Monofocal, astigmatism correcting IOL | Alcon | Acrysof IQ Toric Astigmatism Intraocular Lens | SN6AT9 (+24.0D) | Standalone | DE0005827 | Indicated for patients with astigmatism of 2.5 dioptre cylinder (DC) and above in at least 1 eye; where correction of astigmatism is considered clinically necessary
Ophthalmic | Intraocular lens replacement | Intraocular lens (IOL) | Monofocal, astigmatism correcting IOL | Alcon | Acrysof IQ Toric Astigmatism Intraocular Lens | SN6AT9 (+24.5D) | Standalone | DE0005827 | Indicated for patients with astigmatism of 2.5 dioptre cylinder (DC) and above in at least 1 eye; where correction of astigmatism is considered clinically necessary
Ophthalmic | Intraocular lens replacement | Intraocular lens (IOL) | Monofocal, astigmatism correcting IOL | Alcon | Acrysof IQ Toric Astigmatism Intraocular Lens | SN6AT9 (+25.0D) | Standalone | DE0005827 | Indicated for patients with astigmatism of 2.5 dioptre cylinder (DC) and above in at least 1 eye; where correction of astigmatism is considered clinically necessary
Ophthalmic | Intraocular lens replacement | Intraocular lens (IOL) | Monofocal, astigmatism correcting IOL | Alcon | Acrysof IQ Toric Astigmatism Intraocular Lens | SN6AT9 (+25.5D) | Standalone | DE0005827 | Indicated for patients with astigmatism of 2.5 dioptre cylinder (DC) and above in at least 1 eye; where correction of astigmatism is considered clinically necessary
Ophthalmic | Intraocular lens replacement | Intraocular lens (IOL) | Monofocal, astigmatism correcting IOL | Alcon | Acrysof IQ Toric Astigmatism Intraocular Lens | SN6AT9 (+26.0D) | Standalone | DE0005827 | Indicated for patients with astigmatism of 2.5 dioptre cylinder (DC) and above in at least 1 eye; where correction of astigmatism is considered clinically necessary
Ophthalmic | Intraocular lens replacement | Intraocular lens (IOL) | Monofocal, astigmatism correcting IOL | Alcon | Acrysof IQ Toric Astigmatism Intraocular Lens | SN6AT9 (+26.5D) | Standalone | DE0005827 | Indicated for patients with astigmatism of 2.5 dioptre cylinder (DC) and above in at least 1 eye; where correction of astigmatism is considered clinically necessary
Ophthalmic | Intraocular lens replacement | Intraocular lens (IOL) | Monofocal, astigmatism correcting IOL | Alcon | Acrysof IQ Toric Astigmatism Intraocular Lens | SN6AT9 (+27.0D) | Standalone | DE0005827 | Indicated for patients with astigmatism of 2.5 dioptre cylinder (DC) and above in at least 1 eye; where correction of astigmatism is considered clinically necessary
Ophthalmic | Intraocular lens replacement | Intraocular lens (IOL) | Monofocal, astigmatism correcting IOL | Alcon | Acrysof IQ Toric Astigmatism Intraocular Lens | SN6AT9 (+27.5D) | Standalone | DE0005827 | Indicated for patients with astigmatism of 2.5 dioptre cylinder (DC) and above in at least 1 eye; where correction of astigmatism is considered clinically necessary
Ophthalmic | Intraocular lens replacement | Intraocular lens (IOL) | Monofocal, astigmatism correcting IOL | Alcon | Acrysof IQ Toric Astigmatism Intraocular Lens | SN6AT9 (+28.0D) | Standalone | DE0005827 | Indicated for patients with astigmatism of 2.5 dioptre cylinder (DC) and above in at least 1 eye; where correction of astigmatism is considered clinically necessary
Ophthalmic | Intraocular lens replacement | Intraocular lens (IOL) | Monofocal, astigmatism correcting IOL | Alcon | Acrysof IQ Toric Astigmatism Intraocular Lens | SN6AT9 (+28.5D) | Standalone | DE0005827 | Indicated for patients with astigmatism of 2.5 dioptre cylinder (DC) and above in at least 1 eye; where correction of astigmatism is considered clinically necessary
Ophthalmic | Intraocular lens replacement | Intraocular lens (IOL) | Monofocal, astigmatism correcting IOL | Alcon | Acrysof IQ Toric Astigmatism Intraocular Lens | SN6AT9 (+29.0D) | Standalone | DE0005827 | Indicated for patients with astigmatism of 2.5 dioptre cylinder (DC) and above in at least 1 eye; where correction of astigmatism is considered clinically necessary
Ophthalmic | Intraocular lens replacement | Intraocular lens (IOL) | Monofocal, astigmatism correcting IOL | Alcon | Acrysof IQ Toric Astigmatism Intraocular Lens | SN6AT9 (+29.5D) | Standalone | DE0005827 | Indicated for patients with astigmatism of 2.5 dioptre cylinder (DC) and above in at least 1 eye; where correction of astigmatism is considered clinically necessary
Ophthalmic | Intraocular lens replacement | Intraocular lens (IOL) | Monofocal, astigmatism correcting IOL | Alcon | Acrysof IQ Toric Astigmatism Intraocular Lens | SN6AT9 (+30.0D) | Standalone | DE0005827 | Indicated for patients with astigmatism of 2.5 dioptre cylinder (DC) and above in at least 1 eye; where correction of astigmatism is considered clinically necessary
Ophthalmic | Intraocular lens replacement | Intraocular lens (IOL) | Monofocal, astigmatism correcting IOL | Alcon | Acrysof IQ Toric Astigmatism Intraocular Lens | SN6AT9 (+31.0D) | Standalone | DE0005827 | Indicated for patients with astigmatism of 2.5 dioptre cylinder (DC) and above in at least 1 eye; where correction of astigmatism is considered clinically necessary
Ophthalmic | Intraocular lens replacement | Intraocular lens (IOL) | Monofocal, astigmatism correcting IOL | Alcon | Acrysof IQ Toric Astigmatism Intraocular Lens | SN6AT9 (+32.0D) | Standalone | DE0005827 | Indicated for patients with astigmatism of 2.5 dioptre cylinder (DC) and above in at least 1 eye; where correction of astigmatism is considered clinically necessary
Ophthalmic | Intraocular lens replacement | Intraocular lens (IOL) | Monofocal, astigmatism correcting IOL | Alcon | Acrysof IQ Toric Astigmatism Intraocular Lens | SN6AT9 (+33.0D) | Standalone | DE0005827 | Indicated for patients with astigmatism of 2.5 dioptre cylinder (DC) and above in at least 1 eye; where correction of astigmatism is considered clinically necessary
Ophthalmic | Intraocular lens replacement | Intraocular lens (IOL) | Monofocal, astigmatism correcting IOL | Alcon | Acrysof IQ Toric Astigmatism Intraocular Lens | SN6AT9 (+34.0D) | Standalone | DE0005827 | Indicated for patients with astigmatism of 2.5 dioptre cylinder (DC) and above in at least 1 eye; where correction of astigmatism is considered clinically necessary
Ophthalmic | Intraocular lens replacement | Intraocular lens (IOL) | Monofocal, astigmatism correcting IOL | Alcon | ACRYSOF Aspheric UV Absorbing Toric Posterior Chamber Intraocular Lens | SA6AT2 (+6.0D) | Standalone | DE0502308 | Indicated for patients with astigmatism of 2.5 dioptre cylinder (DC) and above in at least 1 eye; where correction of astigmatism is considered clinically necessary
Ophthalmic | Intraocular lens replacement | Intraocular lens (IOL) | Monofocal, astigmatism correcting IOL | Alcon | ACRYSOF Aspheric UV Absorbing Toric Posterior Chamber Intraocular Lens | SA6AT2 (+6.5D) | Standalone | DE0502308 | Indicated for patients with astigmatism of 2.5 dioptre cylinder (DC) and above in at least 1 eye; where correction of astigmatism is considered clinically necessary
Ophthalmic | Intraocular lens replacement | Intraocular lens (IOL) | Monofocal, astigmatism correcting IOL | Alcon | ACRYSOF Aspheric UV Absorbing Toric Posterior Chamber Intraocular Lens | SA6AT2 (+7.0D) | Standalone | DE0502308 | Indicated for patients with astigmatism of 2.5 dioptre cylinder (DC) and above in at least 1 eye; where correction of astigmatism is considered clinically necessary
Ophthalmic | Intraocular lens replacement | Intraocular lens (IOL) | Monofocal, astigmatism correcting IOL | Alcon | ACRYSOF Aspheric UV Absorbing Toric Posterior Chamber Intraocular Lens | SA6AT2 (+7.5D) | Standalone | DE0502308 | Indicated for patients with astigmatism of 2.5 dioptre cylinder (DC) and above in at least 1 eye; where correction of astigmatism is considered clinically necessary
Ophthalmic | Intraocular lens replacement | Intraocular lens (IOL) | Monofocal, astigmatism correcting IOL | Alcon | ACRYSOF Aspheric UV Absorbing Toric Posterior Chamber Intraocular Lens | SA6AT2 (+8.0D) | Standalone | DE0502308 | Indicated for patients with astigmatism of 2.5 dioptre cylinder (DC) and above in at least 1 eye; where correction of astigmatism is considered clinically necessary
Ophthalmic | Intraocular lens replacement | Intraocular lens (IOL) | Monofocal, astigmatism correcting IOL | Alcon | ACRYSOF Aspheric UV Absorbing Toric Posterior Chamber Intraocular Lens | SA6AT2 (+8.5D) | Standalone | DE0502308 | Indicated for patients with astigmatism of 2.5 dioptre cylinder (DC) and above in at least 1 eye; where correction of astigmatism is considered clinically necessary
Ophthalmic | Intraocular lens replacement | Intraocular lens (IOL) | Monofocal, astigmatism correcting IOL | Alcon | ACRYSOF Aspheric UV Absorbing Toric Posterior Chamber Intraocular Lens | SA6AT2 (+9.0D) | Standalone | DE0502308 | Indicated for patients with astigmatism of 2.5 dioptre cylinder (DC) and above in at least 1 eye; where correction of astigmatism is considered clinically necessary
Ophthalmic | Intraocular lens replacement | Intraocular lens (IOL) | Monofocal, astigmatism correcting IOL | Alcon | ACRYSOF Aspheric UV Absorbing Toric Posterior Chamber Intraocular Lens | SA6AT2 (+9.5D) | Standalone | DE0502308 | Indicated for patients with astigmatism of 2.5 dioptre cylinder (DC) and above in at least 1 eye; where correction of astigmatism is considered clinically necessary
Ophthalmic | Intraocular lens replacement | Intraocular lens (IOL) | Monofocal, astigmatism correcting IOL | Alcon | ACRYSOF Aspheric UV Absorbing Toric Posterior Chamber Intraocular Lens | SA6AT2 (+10.0D) | Standalone | DE0502308 | Indicated for patients with astigmatism of 2.5 dioptre cylinder (DC) and above in at least 1 eye; where correction of astigmatism is considered clinically necessary
Ophthalmic | Intraocular lens replacement | Intraocular lens (IOL) | Monofocal, astigmatism correcting IOL | Alcon | ACRYSOF Aspheric UV Absorbing Toric Posterior Chamber Intraocular Lens | SA6AT2 ( +10.5D) | Standalone | DE0502308 | Indicated for patients with astigmatism of 2.5 dioptre cylinder (DC) and above in at least 1 eye; where correction of astigmatism is considered clinically necessary
Ophthalmic | Intraocular lens replacement | Intraocular lens (IOL) | Monofocal, astigmatism correcting IOL | Alcon | ACRYSOF Aspheric UV Absorbing Toric Posterior Chamber Intraocular Lens | SA6AT2 (+11.0D) | Standalone | DE0502308 | Indicated for patients with astigmatism of 2.5 dioptre cylinder (DC) and above in at least 1 eye; where correction of astigmatism is considered clinically necessary
Ophthalmic | Intraocular lens replacement | Intraocular lens (IOL) | Monofocal, astigmatism correcting IOL | Alcon | ACRYSOF Aspheric UV Absorbing Toric Posterior Chamber Intraocular Lens | SA6AT2 (+11.5D) | Standalone | DE0502308 | Indicated for patients with astigmatism of 2.5 dioptre cylinder (DC) and above in at least 1 eye; where correction of astigmatism is considered clinically necessary
Ophthalmic | Intraocular lens replacement | Intraocular lens (IOL) | Monofocal, astigmatism correcting IOL | Alcon | ACRYSOF Aspheric UV Absorbing Toric Posterior Chamber Intraocular Lens | SA6AT2 (+12.0D) | Standalone | DE0502308 | Indicated for patients with astigmatism of 2.5 dioptre cylinder (DC) and above in at least 1 eye; where correction of astigmatism is considered clinically necessary
Ophthalmic | Intraocular lens replacement | Intraocular lens (IOL) | Monofocal, astigmatism correcting IOL | Alcon | ACRYSOF Aspheric UV Absorbing Toric Posterior Chamber Intraocular Lens | SA6AT2 (+12.5D) | Standalone | DE0502308 | Indicated for patients with astigmatism of 2.5 dioptre cylinder (DC) and above in at least 1 eye; where correction of astigmatism is considered clinically necessary
Ophthalmic | Intraocular lens replacement | Intraocular lens (IOL) | Monofocal, astigmatism correcting IOL | Alcon | ACRYSOF Aspheric UV Absorbing Toric Posterior Chamber Intraocular Lens | SA6AT2 (+13.0D) | Standalone | DE0502308 | Indicated for patients with astigmatism of 2.5 dioptre cylinder (DC) and above in at least 1 eye; where correction of astigmatism is considered clinically necessary
Ophthalmic | Intraocular lens replacement | Intraocular lens (IOL) | Monofocal, astigmatism correcting IOL | Alcon | ACRYSOF Aspheric UV Absorbing Toric Posterior Chamber Intraocular Lens | SA6AT2 (+13.5D) | Standalone | DE0502308 | Indicated for patients with astigmatism of 2.5 dioptre cylinder (DC) and above in at least 1 eye; where correction of astigmatism is considered clinically necessary
Ophthalmic | Intraocular lens replacement | Intraocular lens (IOL) | Monofocal, astigmatism correcting IOL | Alcon | ACRYSOF Aspheric UV Absorbing Toric Posterior Chamber Intraocular Lens | SA6AT2 (+14.0D) | Standalone | DE0502308 | Indicated for patients with astigmatism of 2.5 dioptre cylinder (DC) and above in at least 1 eye; where correction of astigmatism is considered clinically necessary
Ophthalmic | Intraocular lens replacement | Intraocular lens (IOL) | Monofocal, astigmatism correcting IOL | Alcon | ACRYSOF Aspheric UV Absorbing Toric Posterior Chamber Intraocular Lens | SA6AT2 (+14.5D) | Standalone | DE0502308 | Indicated for patients with astigmatism of 2.5 dioptre cylinder (DC) and above in at least 1 eye; where correction of astigmatism is considered clinically necessary
Ophthalmic | Intraocular lens replacement | Intraocular lens (IOL) | Monofocal, astigmatism correcting IOL | Alcon | ACRYSOF Aspheric UV Absorbing Toric Posterior Chamber Intraocular Lens | SA6AT2 (+15.0D) | Standalone | DE0502308 | Indicated for patients with astigmatism of 2.5 dioptre cylinder (DC) and above in at least 1 eye; where correction of astigmatism is considered clinically necessary
Ophthalmic | Intraocular lens replacement | Intraocular lens (IOL) | Monofocal, astigmatism correcting IOL | Alcon | ACRYSOF Aspheric UV Absorbing Toric Posterior Chamber Intraocular Lens | SA6AT2 (+15.5D) | Standalone | DE0502308 | Indicated for patients with astigmatism of 2.5 dioptre cylinder (DC) and above in at least 1 eye; where correction of astigmatism is considered clinically necessary
Ophthalmic | Intraocular lens replacement | Intraocular lens (IOL) | Monofocal, astigmatism correcting IOL | Alcon | ACRYSOF Aspheric UV Absorbing Toric Posterior Chamber Intraocular Lens | SA6AT2 (+16.0D) | Standalone | DE0502308 | Indicated for patients with astigmatism of 2.5 dioptre cylinder (DC) and above in at least 1 eye; where correction of astigmatism is considered clinically necessary
Ophthalmic | Intraocular lens replacement | Intraocular lens (IOL) | Monofocal, astigmatism correcting IOL | Alcon | ACRYSOF Aspheric UV Absorbing Toric Posterior Chamber Intraocular Lens | SA6AT2 ( +16.5D) | Standalone | DE0502308 | Indicated for patients with astigmatism of 2.5 dioptre cylinder (DC) and above in at least 1 eye; where correction of astigmatism is considered clinically necessary
Ophthalmic | Intraocular lens replacement | Intraocular lens (IOL) | Monofocal, astigmatism correcting IOL | Alcon | ACRYSOF Aspheric UV Absorbing Toric Posterior Chamber Intraocular Lens | SA6AT2 ( +17.0D) | Standalone | DE0502308 | Indicated for patients with astigmatism of 2.5 dioptre cylinder (DC) and above in at least 1 eye; where correction of astigmatism is considered clinically necessary
Ophthalmic | Intraocular lens replacement | Intraocular lens (IOL) | Monofocal, astigmatism correcting IOL | Alcon | ACRYSOF Aspheric UV Absorbing Toric Posterior Chamber Intraocular Lens | SA6AT2 (+17.5D) | Standalone | DE0502308 | Indicated for patients with astigmatism of 2.5 dioptre cylinder (DC) and above in at least 1 eye; where correction of astigmatism is considered clinically necessary
Ophthalmic | Intraocular lens replacement | Intraocular lens (IOL) | Monofocal, astigmatism correcting IOL | Alcon | ACRYSOF Aspheric UV Absorbing Toric Posterior Chamber Intraocular Lens | SA6AT2 (+18.0D) | Standalone | DE0502308 | Indicated for patients with astigmatism of 2.5 dioptre cylinder (DC) and above in at least 1 eye; where correction of astigmatism is considered clinically necessary
Ophthalmic | Intraocular lens replacement | Intraocular lens (IOL) | Monofocal, astigmatism correcting IOL | Alcon | ACRYSOF Aspheric UV Absorbing Toric Posterior Chamber Intraocular Lens | SA6AT2 (+18.5D) | Standalone | DE0502308 | Indicated for patients with astigmatism of 2.5 dioptre cylinder (DC) and above in at least 1 eye; where correction of astigmatism is considered clinically necessary
Ophthalmic | Intraocular lens replacement | Intraocular lens (IOL) | Monofocal, astigmatism correcting IOL | Alcon | ACRYSOF Aspheric UV Absorbing Toric Posterior Chamber Intraocular Lens | SA6AT2 (+19.0D) | Standalone | DE0502308 | Indicated for patients with astigmatism of 2.5 dioptre cylinder (DC) and above in at least 1 eye; where correction of astigmatism is considered clinically necessary
Ophthalmic | Intraocular lens replacement | Intraocular lens (IOL) | Monofocal, astigmatism correcting IOL | Alcon | ACRYSOF Aspheric UV Absorbing Toric Posterior Chamber Intraocular Lens | SA6AT2 (+19.5D) | Standalone | DE0502308 | Indicated for patients with astigmatism of 2.5 dioptre cylinder (DC) and above in at least 1 eye; where correction of astigmatism is considered clinically necessary
Ophthalmic | Intraocular lens replacement | Intraocular lens (IOL) | Monofocal, astigmatism correcting IOL | Alcon | ACRYSOF Aspheric UV Absorbing Toric Posterior Chamber Intraocular Lens | SA6AT2 (+20.0D) | Standalone | DE0502308 | Indicated for patients with astigmatism of 2.5 dioptre cylinder (DC) and above in at least 1 eye; where correction of astigmatism is considered clinically necessary
Ophthalmic | Intraocular lens replacement | Intraocular lens (IOL) | Monofocal, astigmatism correcting IOL | Alcon | ACRYSOF Aspheric UV Absorbing Toric Posterior Chamber Intraocular Lens | SA6AT2 (+20.5D) | Standalone | DE0502308 | Indicated for patients with astigmatism of 2.5 dioptre cylinder (DC) and above in at least 1 eye; where correction of astigmatism is considered clinically necessary
Ophthalmic | Intraocular lens replacement | Intraocular lens (IOL) | Monofocal, astigmatism correcting IOL | Alcon | ACRYSOF Aspheric UV Absorbing Toric Posterior Chamber Intraocular Lens | SA6AT2 (+21.0D) | Standalone | DE0502308 | Indicated for patients with astigmatism of 2.5 dioptre cylinder (DC) and above in at least 1 eye; where correction of astigmatism is considered clinically necessary
Ophthalmic | Intraocular lens replacement | Intraocular lens (IOL) | Monofocal, astigmatism correcting IOL | Alcon | ACRYSOF Aspheric UV Absorbing Toric Posterior Chamber Intraocular Lens | SA6AT2 (+21.5D) | Standalone | DE0502308 | Indicated for patients with astigmatism of 2.5 dioptre cylinder (DC) and above in at least 1 eye; where correction of astigmatism is considered clinically necessary
Ophthalmic | Intraocular lens replacement | Intraocular lens (IOL) | Monofocal, astigmatism correcting IOL | Alcon | ACRYSOF Aspheric UV Absorbing Toric Posterior Chamber Intraocular Lens | SA6AT2 (+22.0D) | Standalone | DE0502308 | Indicated for patients with astigmatism of 2.5 dioptre cylinder (DC) and above in at least 1 eye; where correction of astigmatism is considered clinically necessary
Ophthalmic | Intraocular lens replacement | Intraocular lens (IOL) | Monofocal, astigmatism correcting IOL | Alcon | ACRYSOF Aspheric UV Absorbing Toric Posterior Chamber Intraocular Lens | SA6AT2 (+22.5D) | Standalone | DE0502308 | Indicated for patients with astigmatism of 2.5 dioptre cylinder (DC) and above in at least 1 eye; where correction of astigmatism is considered clinically necessary
Ophthalmic | Intraocular lens replacement | Intraocular lens (IOL) | Monofocal, astigmatism correcting IOL | Alcon | ACRYSOF Aspheric UV Absorbing Toric Posterior Chamber Intraocular Lens | SA6AT2 ( +23.0D) | Standalone | DE0502308 | Indicated for patients with astigmatism of 2.5 dioptre cylinder (DC) and above in at least 1 eye; where correction of astigmatism is considered clinically necessary
Ophthalmic | Intraocular lens replacement | Intraocular lens (IOL) | Monofocal, astigmatism correcting IOL | Alcon | ACRYSOF Aspheric UV Absorbing Toric Posterior Chamber Intraocular Lens | SA6AT2 (+23.5D) | Standalone | DE0502308 | Indicated for patients with astigmatism of 2.5 dioptre cylinder (DC) and above in at least 1 eye; where correction of astigmatism is considered clinically necessary
Ophthalmic | Intraocular lens replacement | Intraocular lens (IOL) | Monofocal, astigmatism correcting IOL | Alcon | ACRYSOF Aspheric UV Absorbing Toric Posterior Chamber Intraocular Lens | SA6AT2 (+24.0D) | Standalone | DE0502308 | Indicated for patients with astigmatism of 2.5 dioptre cylinder (DC) and above in at least 1 eye; where correction of astigmatism is considered clinically necessary
Ophthalmic | Intraocular lens replacement | Intraocular lens (IOL) | Monofocal, astigmatism correcting IOL | Alcon | ACRYSOF Aspheric UV Absorbing Toric Posterior Chamber Intraocular Lens | SA6AT2 (+24.5D) | Standalone | DE0502308 | Indicated for patients with astigmatism of 2.5 dioptre cylinder (DC) and above in at least 1 eye; where correction of astigmatism is considered clinically necessary
Ophthalmic | Intraocular lens replacement | Intraocular lens (IOL) | Monofocal, astigmatism correcting IOL | Alcon | ACRYSOF Aspheric UV Absorbing Toric Posterior Chamber Intraocular Lens | SA6AT2 (+25.0D) | Standalone | DE0502308 | Indicated for patients with astigmatism of 2.5 dioptre cylinder (DC) and above in at least 1 eye; where correction of astigmatism is considered clinically necessary
Ophthalmic | Intraocular lens replacement | Intraocular lens (IOL) | Monofocal, astigmatism correcting IOL | Alcon | ACRYSOF Aspheric UV Absorbing Toric Posterior Chamber Intraocular Lens | SA6AT2 (+25.5D) | Standalone | DE0502308 | Indicated for patients with astigmatism of 2.5 dioptre cylinder (DC) and above in at least 1 eye; where correction of astigmatism is considered clinically necessary
Ophthalmic | Intraocular lens replacement | Intraocular lens (IOL) | Monofocal, astigmatism correcting IOL | Alcon | ACRYSOF Aspheric UV Absorbing Toric Posterior Chamber Intraocular Lens | SA6AT2 (+26.0D) | Standalone | DE0502308 | Indicated for patients with astigmatism of 2.5 dioptre cylinder (DC) and above in at least 1 eye; where correction of astigmatism is considered clinically necessary
Ophthalmic | Intraocular lens replacement | Intraocular lens (IOL) | Monofocal, astigmatism correcting IOL | Alcon | ACRYSOF Aspheric UV Absorbing Toric Posterior Chamber Intraocular Lens | SA6AT2 ( +26.5D) | Standalone | DE0502308 | Indicated for patients with astigmatism of 2.5 dioptre cylinder (DC) and above in at least 1 eye; where correction of astigmatism is considered clinically necessary
Ophthalmic | Intraocular lens replacement | Intraocular lens (IOL) | Monofocal, astigmatism correcting IOL | Alcon | ACRYSOF Aspheric UV Absorbing Toric Posterior Chamber Intraocular Lens | SA6AT2 (+27.0D) | Standalone | DE0502308 | Indicated for patients with astigmatism of 2.5 dioptre cylinder (DC) and above in at least 1 eye; where correction of astigmatism is considered clinically necessary
Ophthalmic | Intraocular lens replacement | Intraocular lens (IOL) | Monofocal, astigmatism correcting IOL | Alcon | ACRYSOF Aspheric UV Absorbing Toric Posterior Chamber Intraocular Lens | SA6AT2 (+27.5D) | Standalone | DE0502308 | Indicated for patients with astigmatism of 2.5 dioptre cylinder (DC) and above in at least 1 eye; where correction of astigmatism is considered clinically necessary
Ophthalmic | Intraocular lens replacement | Intraocular lens (IOL) | Monofocal, astigmatism correcting IOL | Alcon | ACRYSOF Aspheric UV Absorbing Toric Posterior Chamber Intraocular Lens | SA6AT2 (+28.0D) | Standalone | DE0502308 | Indicated for patients with astigmatism of 2.5 dioptre cylinder (DC) and above in at least 1 eye; where correction of astigmatism is considered clinically necessary
Ophthalmic | Intraocular lens replacement | Intraocular lens (IOL) | Monofocal, astigmatism correcting IOL | Alcon | ACRYSOF Aspheric UV Absorbing Toric Posterior Chamber Intraocular Lens | SA6AT2 (+28.5D) | Standalone | DE0502308 | Indicated for patients with astigmatism of 2.5 dioptre cylinder (DC) and above in at least 1 eye; where correction of astigmatism is considered clinically necessary
Ophthalmic | Intraocular lens replacement | Intraocular lens (IOL) | Monofocal, astigmatism correcting IOL | Alcon | ACRYSOF Aspheric UV Absorbing Toric Posterior Chamber Intraocular Lens | SA6AT2 (+29.0D) | Standalone | DE0502308 | Indicated for patients with astigmatism of 2.5 dioptre cylinder (DC) and above in at least 1 eye; where correction of astigmatism is considered clinically necessary
Ophthalmic | Intraocular lens replacement | Intraocular lens (IOL) | Monofocal, astigmatism correcting IOL | Alcon | ACRYSOF Aspheric UV Absorbing Toric Posterior Chamber Intraocular Lens | SA6AT2 (+29.5D) | Standalone | DE0502308 | Indicated for patients with astigmatism of 2.5 dioptre cylinder (DC) and above in at least 1 eye; where correction of astigmatism is considered clinically necessary
Ophthalmic | Intraocular lens replacement | Intraocular lens (IOL) | Monofocal, astigmatism correcting IOL | Alcon | ACRYSOF Aspheric UV Absorbing Toric Posterior Chamber Intraocular Lens | SA6AT2 (+30.0D) | Standalone | DE0502308 | Indicated for patients with astigmatism of 2.5 dioptre cylinder (DC) and above in at least 1 eye; where correction of astigmatism is considered clinically necessary
Ophthalmic | Intraocular lens replacement | Intraocular lens (IOL) | Monofocal, astigmatism correcting IOL | Alcon | ACRYSOF Aspheric UV Absorbing Toric Posterior Chamber Intraocular Lens | SA6AT2 (+31.0D) | Standalone | DE0502308 | Indicated for patients with astigmatism of 2.5 dioptre cylinder (DC) and above in at least 1 eye; where correction of astigmatism is considered clinically necessary
Ophthalmic | Intraocular lens replacement | Intraocular lens (IOL) | Monofocal, astigmatism correcting IOL | Alcon | ACRYSOF Aspheric UV Absorbing Toric Posterior Chamber Intraocular Lens | SA6AT2 (+32.0D) | Standalone | DE0502308 | Indicated for patients with astigmatism of 2.5 dioptre cylinder (DC) and above in at least 1 eye; where correction of astigmatism is considered clinically necessary
Ophthalmic | Intraocular lens replacement | Intraocular lens (IOL) | Monofocal, astigmatism correcting IOL | Alcon | ACRYSOF Aspheric UV Absorbing Toric Posterior Chamber Intraocular Lens | SA6AT2 (+33.0D) | Standalone | DE0502308 | Indicated for patients with astigmatism of 2.5 dioptre cylinder (DC) and above in at least 1 eye; where correction of astigmatism is considered clinically necessary
Ophthalmic | Intraocular lens replacement | Intraocular lens (IOL) | Monofocal, astigmatism correcting IOL | Alcon | ACRYSOF Aspheric UV Absorbing Toric Posterior Chamber Intraocular Lens | SA6AT2 (+34.0D) | Standalone | DE0502308 | Indicated for patients with astigmatism of 2.5 dioptre cylinder (DC) and above in at least 1 eye; where correction of astigmatism is considered clinically necessary
Ophthalmic | Intraocular lens replacement | Intraocular lens (IOL) | Monofocal, astigmatism correcting IOL | Alcon | ACRYSOF Aspheric UV Absorbing Toric Posterior Chamber Intraocular Lens | SA6AT3 (+6.0D) | Standalone | DE0502308 | Indicated for patients with astigmatism of 2.5 dioptre cylinder (DC) and above in at least 1 eye; where correction of astigmatism is considered clinically necessary
Ophthalmic | Intraocular lens replacement | Intraocular lens (IOL) | Monofocal, astigmatism correcting IOL | Alcon | ACRYSOF Aspheric UV Absorbing Toric Posterior Chamber Intraocular Lens | SA6AT3 (+6.5D) | Standalone | DE0502308 | Indicated for patients with astigmatism of 2.5 dioptre cylinder (DC) and above in at least 1 eye; where correction of astigmatism is considered clinically necessary
Ophthalmic | Intraocular lens replacement | Intraocular lens (IOL) | Monofocal, astigmatism correcting IOL | Alcon | ACRYSOF Aspheric UV Absorbing Toric Posterior Chamber Intraocular Lens | SA6AT3 (+7.0D) | Standalone | DE0502308 | Indicated for patients with astigmatism of 2.5 dioptre cylinder (DC) and above in at least 1 eye; where correction of astigmatism is considered clinically necessary
Ophthalmic | Intraocular lens replacement | Intraocular lens (IOL) | Monofocal, astigmatism correcting IOL | Alcon | ACRYSOF Aspheric UV Absorbing Toric Posterior Chamber Intraocular Lens | SA6AT3 (+7.5D) | Standalone | DE0502308 | Indicated for patients with astigmatism of 2.5 dioptre cylinder (DC) and above in at least 1 eye; where correction of astigmatism is considered clinically necessary
Ophthalmic | Intraocular lens replacement | Intraocular lens (IOL) | Monofocal, astigmatism correcting IOL | Alcon | ACRYSOF Aspheric UV Absorbing Toric Posterior Chamber Intraocular Lens | SA6AT3 (+8.0D) | Standalone | DE0502308 | Indicated for patients with astigmatism of 2.5 dioptre cylinder (DC) and above in at least 1 eye; where correction of astigmatism is considered clinically necessary
Ophthalmic | Intraocular lens replacement | Intraocular lens (IOL) | Monofocal, astigmatism correcting IOL | Alcon | ACRYSOF Aspheric UV Absorbing Toric Posterior Chamber Intraocular Lens | SA6AT3 (+8.5D) | Standalone | DE0502308 | Indicated for patients with astigmatism of 2.5 dioptre cylinder (DC) and above in at least 1 eye; where correction of astigmatism is considered clinically necessary
Ophthalmic | Intraocular lens replacement | Intraocular lens (IOL) | Monofocal, astigmatism correcting IOL | Alcon | ACRYSOF Aspheric UV Absorbing Toric Posterior Chamber Intraocular Lens | SA6AT3 (+9.0D) | Standalone | DE0502308 | Indicated for patients with astigmatism of 2.5 dioptre cylinder (DC) and above in at least 1 eye; where correction of astigmatism is considered clinically necessary
Ophthalmic | Intraocular lens replacement | Intraocular lens (IOL) | Monofocal, astigmatism correcting IOL | Alcon | ACRYSOF Aspheric UV Absorbing Toric Posterior Chamber Intraocular Lens | SA6AT3 (+9.5D) | Standalone | DE0502308 | Indicated for patients with astigmatism of 2.5 dioptre cylinder (DC) and above in at least 1 eye; where correction of astigmatism is considered clinically necessary
Ophthalmic | Intraocular lens replacement | Intraocular lens (IOL) | Monofocal, astigmatism correcting IOL | Alcon | ACRYSOF Aspheric UV Absorbing Toric Posterior Chamber Intraocular Lens | SA6AT3 (+10.0D) | Standalone | DE0502308 | Indicated for patients with astigmatism of 2.5 dioptre cylinder (DC) and above in at least 1 eye; where correction of astigmatism is considered clinically necessary
Ophthalmic | Intraocular lens replacement | Intraocular lens (IOL) | Monofocal, astigmatism correcting IOL | Alcon | ACRYSOF Aspheric UV Absorbing Toric Posterior Chamber Intraocular Lens | SA6AT3 ( +10.5D) | Standalone | DE0502308 | Indicated for patients with astigmatism of 2.5 dioptre cylinder (DC) and above in at least 1 eye; where correction of astigmatism is considered clinically necessary
Ophthalmic | Intraocular lens replacement | Intraocular lens (IOL) | Monofocal, astigmatism correcting IOL | Alcon | ACRYSOF Aspheric UV Absorbing Toric Posterior Chamber Intraocular Lens | SA6AT3 (+11.0D) | Standalone | DE0502308 | Indicated for patients with astigmatism of 2.5 dioptre cylinder (DC) and above in at least 1 eye; where correction of astigmatism is considered clinically necessary
Ophthalmic | Intraocular lens replacement | Intraocular lens (IOL) | Monofocal, astigmatism correcting IOL | Alcon | ACRYSOF Aspheric UV Absorbing Toric Posterior Chamber Intraocular Lens | SA6AT3 (+11.5D) | Standalone | DE0502308 | Indicated for patients with astigmatism of 2.5 dioptre cylinder (DC) and above in at least 1 eye; where correction of astigmatism is considered clinically necessary
Ophthalmic | Intraocular lens replacement | Intraocular lens (IOL) | Monofocal, astigmatism correcting IOL | Alcon | ACRYSOF Aspheric UV Absorbing Toric Posterior Chamber Intraocular Lens | SA6AT3 (+12.0D) | Standalone | DE0502308 | Indicated for patients with astigmatism of 2.5 dioptre cylinder (DC) and above in at least 1 eye; where correction of astigmatism is considered clinically necessary
Ophthalmic | Intraocular lens replacement | Intraocular lens (IOL) | Monofocal, astigmatism correcting IOL | Alcon | ACRYSOF Aspheric UV Absorbing Toric Posterior Chamber Intraocular Lens | SA6AT3 (+12.5D) | Standalone | DE0502308 | Indicated for patients with astigmatism of 2.5 dioptre cylinder (DC) and above in at least 1 eye; where correction of astigmatism is considered clinically necessary
Ophthalmic | Intraocular lens replacement | Intraocular lens (IOL) | Monofocal, astigmatism correcting IOL | Alcon | ACRYSOF Aspheric UV Absorbing Toric Posterior Chamber Intraocular Lens | SA6AT3 (+13.0D) | Standalone | DE0502308 | Indicated for patients with astigmatism of 2.5 dioptre cylinder (DC) and above in at least 1 eye; where correction of astigmatism is considered clinically necessary
Ophthalmic | Intraocular lens replacement | Intraocular lens (IOL) | Monofocal, astigmatism correcting IOL | Alcon | ACRYSOF Aspheric UV Absorbing Toric Posterior Chamber Intraocular Lens | SA6AT3 (+13.5D) | Standalone | DE0502308 | Indicated for patients with astigmatism of 2.5 dioptre cylinder (DC) and above in at least 1 eye; where correction of astigmatism is considered clinically necessary
Ophthalmic | Intraocular lens replacement | Intraocular lens (IOL) | Monofocal, astigmatism correcting IOL | Alcon | ACRYSOF Aspheric UV Absorbing Toric Posterior Chamber Intraocular Lens | SA6AT3 (+14.0D) | Standalone | DE0502308 | Indicated for patients with astigmatism of 2.5 dioptre cylinder (DC) and above in at least 1 eye; where correction of astigmatism is considered clinically necessary
Ophthalmic | Intraocular lens replacement | Intraocular lens (IOL) | Monofocal, astigmatism correcting IOL | Alcon | ACRYSOF Aspheric UV Absorbing Toric Posterior Chamber Intraocular Lens | SA6AT3 (+14.5D) | Standalone | DE0502308 | Indicated for patients with astigmatism of 2.5 dioptre cylinder (DC) and above in at least 1 eye; where correction of astigmatism is considered clinically necessary
Ophthalmic | Intraocular lens replacement | Intraocular lens (IOL) | Monofocal, astigmatism correcting IOL | Alcon | ACRYSOF Aspheric UV Absorbing Toric Posterior Chamber Intraocular Lens | SA6AT3 (+15.0D) | Standalone | DE0502308 | Indicated for patients with astigmatism of 2.5 dioptre cylinder (DC) and above in at least 1 eye; where correction of astigmatism is considered clinically necessary
Ophthalmic | Intraocular lens replacement | Intraocular lens (IOL) | Monofocal, astigmatism correcting IOL | Alcon | ACRYSOF Aspheric UV Absorbing Toric Posterior Chamber Intraocular Lens | SA6AT3 (+15.5D) | Standalone | DE0502308 | Indicated for patients with astigmatism of 2.5 dioptre cylinder (DC) and above in at least 1 eye; where correction of astigmatism is considered clinically necessary
Ophthalmic | Intraocular lens replacement | Intraocular lens (IOL) | Monofocal, astigmatism correcting IOL | Alcon | ACRYSOF Aspheric UV Absorbing Toric Posterior Chamber Intraocular Lens | SA6AT3 (+16.0D) | Standalone | DE0502308 | Indicated for patients with astigmatism of 2.5 dioptre cylinder (DC) and above in at least 1 eye; where correction of astigmatism is considered clinically necessary
Ophthalmic | Intraocular lens replacement | Intraocular lens (IOL) | Monofocal, astigmatism correcting IOL | Alcon | ACRYSOF Aspheric UV Absorbing Toric Posterior Chamber Intraocular Lens | SA6AT3 ( +16.5D) | Standalone | DE0502308 | Indicated for patients with astigmatism of 2.5 dioptre cylinder (DC) and above in at least 1 eye; where correction of astigmatism is considered clinically necessary
Ophthalmic | Intraocular lens replacement | Intraocular lens (IOL) | Monofocal, astigmatism correcting IOL | Alcon | ACRYSOF Aspheric UV Absorbing Toric Posterior Chamber Intraocular Lens | SA6AT3 ( +17.0D) | Standalone | DE0502308 | Indicated for patients with astigmatism of 2.5 dioptre cylinder (DC) and above in at least 1 eye; where correction of astigmatism is considered clinically necessary
Ophthalmic | Intraocular lens replacement | Intraocular lens (IOL) | Monofocal, astigmatism correcting IOL | Alcon | ACRYSOF Aspheric UV Absorbing Toric Posterior Chamber Intraocular Lens | SA6AT3 (+17.5D) | Standalone | DE0502308 | Indicated for patients with astigmatism of 2.5 dioptre cylinder (DC) and above in at least 1 eye; where correction of astigmatism is considered clinically necessary
Ophthalmic | Intraocular lens replacement | Intraocular lens (IOL) | Monofocal, astigmatism correcting IOL | Alcon | ACRYSOF Aspheric UV Absorbing Toric Posterior Chamber Intraocular Lens | SA6AT3 (+18.0D) | Standalone | DE0502308 | Indicated for patients with astigmatism of 2.5 dioptre cylinder (DC) and above in at least 1 eye; where correction of astigmatism is considered clinically necessary
Ophthalmic | Intraocular lens replacement | Intraocular lens (IOL) | Monofocal, astigmatism correcting IOL | Alcon | ACRYSOF Aspheric UV Absorbing Toric Posterior Chamber Intraocular Lens | SA6AT3 (+18.5D) | Standalone | DE0502308 | Indicated for patients with astigmatism of 2.5 dioptre cylinder (DC) and above in at least 1 eye; where correction of astigmatism is considered clinically necessary
Ophthalmic | Intraocular lens replacement | Intraocular lens (IOL) | Monofocal, astigmatism correcting IOL | Alcon | ACRYSOF Aspheric UV Absorbing Toric Posterior Chamber Intraocular Lens | SA6AT3 (+19.0D) | Standalone | DE0502308 | Indicated for patients with astigmatism of 2.5 dioptre cylinder (DC) and above in at least 1 eye; where correction of astigmatism is considered clinically necessary
Ophthalmic | Intraocular lens replacement | Intraocular lens (IOL) | Monofocal, astigmatism correcting IOL | Alcon | ACRYSOF Aspheric UV Absorbing Toric Posterior Chamber Intraocular Lens | SA6AT3 (+19.5D) | Standalone | DE0502308 | Indicated for patients with astigmatism of 2.5 dioptre cylinder (DC) and above in at least 1 eye; where correction of astigmatism is considered clinically necessary
Ophthalmic | Intraocular lens replacement | Intraocular lens (IOL) | Monofocal, astigmatism correcting IOL | Alcon | ACRYSOF Aspheric UV Absorbing Toric Posterior Chamber Intraocular Lens | SA6AT3 (+20.0D) | Standalone | DE0502308 | Indicated for patients with astigmatism of 2.5 dioptre cylinder (DC) and above in at least 1 eye; where correction of astigmatism is considered clinically necessary
Ophthalmic | Intraocular lens replacement | Intraocular lens (IOL) | Monofocal, astigmatism correcting IOL | Alcon | ACRYSOF Aspheric UV Absorbing Toric Posterior Chamber Intraocular Lens | SA6AT3 (+20.5D) | Standalone | DE0502308 | Indicated for patients with astigmatism of 2.5 dioptre cylinder (DC) and above in at least 1 eye; where correction of astigmatism is considered clinically necessary
Ophthalmic | Intraocular lens replacement | Intraocular lens (IOL) | Monofocal, astigmatism correcting IOL | Alcon | ACRYSOF Aspheric UV Absorbing Toric Posterior Chamber Intraocular Lens | SA6AT3 (+21.0D) | Standalone | DE0502308 | Indicated for patients with astigmatism of 2.5 dioptre cylinder (DC) and above in at least 1 eye; where correction of astigmatism is considered clinically necessary
Ophthalmic | Intraocular lens replacement | Intraocular lens (IOL) | Monofocal, astigmatism correcting IOL | Alcon | ACRYSOF Aspheric UV Absorbing Toric Posterior Chamber Intraocular Lens | SA6AT3 (+21.5D) | Standalone | DE0502308 | Indicated for patients with astigmatism of 2.5 dioptre cylinder (DC) and above in at least 1 eye; where correction of astigmatism is considered clinically necessary
Ophthalmic | Intraocular lens replacement | Intraocular lens (IOL) | Monofocal, astigmatism correcting IOL | Alcon | ACRYSOF Aspheric UV Absorbing Toric Posterior Chamber Intraocular Lens | SA6AT3 (+22.0D) | Standalone | DE0502308 | Indicated for patients with astigmatism of 2.5 dioptre cylinder (DC) and above in at least 1 eye; where correction of astigmatism is considered clinically necessary
Ophthalmic | Intraocular lens replacement | Intraocular lens (IOL) | Monofocal, astigmatism correcting IOL | Alcon | ACRYSOF Aspheric UV Absorbing Toric Posterior Chamber Intraocular Lens | SA6AT3 (+22.5D) | Standalone | DE0502308 | Indicated for patients with astigmatism of 2.5 dioptre cylinder (DC) and above in at least 1 eye; where correction of astigmatism is considered clinically necessary
Ophthalmic | Intraocular lens replacement | Intraocular lens (IOL) | Monofocal, astigmatism correcting IOL | Alcon | ACRYSOF Aspheric UV Absorbing Toric Posterior Chamber Intraocular Lens | SA6AT3 ( +23.0D) | Standalone | DE0502308 | Indicated for patients with astigmatism of 2.5 dioptre cylinder (DC) and above in at least 1 eye; where correction of astigmatism is considered clinically necessary
Ophthalmic | Intraocular lens replacement | Intraocular lens (IOL) | Monofocal, astigmatism correcting IOL | Alcon | ACRYSOF Aspheric UV Absorbing Toric Posterior Chamber Intraocular Lens | SA6AT3 (+23.5D) | Standalone | DE0502308 | Indicated for patients with astigmatism of 2.5 dioptre cylinder (DC) and above in at least 1 eye; where correction of astigmatism is considered clinically necessary
Ophthalmic | Intraocular lens replacement | Intraocular lens (IOL) | Monofocal, astigmatism correcting IOL | Alcon | ACRYSOF Aspheric UV Absorbing Toric Posterior Chamber Intraocular Lens | SA6AT3 (+24.0D) | Standalone | DE0502308 | Indicated for patients with astigmatism of 2.5 dioptre cylinder (DC) and above in at least 1 eye; where correction of astigmatism is considered clinically necessary
Ophthalmic | Intraocular lens replacement | Intraocular lens (IOL) | Monofocal, astigmatism correcting IOL | Alcon | ACRYSOF Aspheric UV Absorbing Toric Posterior Chamber Intraocular Lens | SA6AT3 (+24.5D) | Standalone | DE0502308 | Indicated for patients with astigmatism of 2.5 dioptre cylinder (DC) and above in at least 1 eye; where correction of astigmatism is considered clinically necessary
Ophthalmic | Intraocular lens replacement | Intraocular lens (IOL) | Monofocal, astigmatism correcting IOL | Alcon | ACRYSOF Aspheric UV Absorbing Toric Posterior Chamber Intraocular Lens | SA6AT3 (+25.0D) | Standalone | DE0502308 | Indicated for patients with astigmatism of 2.5 dioptre cylinder (DC) and above in at least 1 eye; where correction of astigmatism is considered clinically necessary
Ophthalmic | Intraocular lens replacement | Intraocular lens (IOL) | Monofocal, astigmatism correcting IOL | Alcon | ACRYSOF Aspheric UV Absorbing Toric Posterior Chamber Intraocular Lens | SA6AT3 (+25.5D) | Standalone | DE0502308 | Indicated for patients with astigmatism of 2.5 dioptre cylinder (DC) and above in at least 1 eye; where correction of astigmatism is considered clinically necessary
Ophthalmic | Intraocular lens replacement | Intraocular lens (IOL) | Monofocal, astigmatism correcting IOL | Alcon | ACRYSOF Aspheric UV Absorbing Toric Posterior Chamber Intraocular Lens | SA6AT3 (+26.0D) | Standalone | DE0502308 | Indicated for patients with astigmatism of 2.5 dioptre cylinder (DC) and above in at least 1 eye; where correction of astigmatism is considered clinically necessary
Ophthalmic | Intraocular lens replacement | Intraocular lens (IOL) | Monofocal, astigmatism correcting IOL | Alcon | ACRYSOF Aspheric UV Absorbing Toric Posterior Chamber Intraocular Lens | SA6AT3 ( +26.5D) | Standalone | DE0502308 | Indicated for patients with astigmatism of 2.5 dioptre cylinder (DC) and above in at least 1 eye; where correction of astigmatism is considered clinically necessary
Ophthalmic | Intraocular lens replacement | Intraocular lens (IOL) | Monofocal, astigmatism correcting IOL | Alcon | ACRYSOF Aspheric UV Absorbing Toric Posterior Chamber Intraocular Lens | SA6AT3 (+27.0D) | Standalone | DE0502308 | Indicated for patients with astigmatism of 2.5 dioptre cylinder (DC) and above in at least 1 eye; where correction of astigmatism is considered clinically necessary
Ophthalmic | Intraocular lens replacement | Intraocular lens (IOL) | Monofocal, astigmatism correcting IOL | Alcon | ACRYSOF Aspheric UV Absorbing Toric Posterior Chamber Intraocular Lens | SA6AT3 (+27.5D) | Standalone | DE0502308 | Indicated for patients with astigmatism of 2.5 dioptre cylinder (DC) and above in at least 1 eye; where correction of astigmatism is considered clinically necessary
Ophthalmic | Intraocular lens replacement | Intraocular lens (IOL) | Monofocal, astigmatism correcting IOL | Alcon | ACRYSOF Aspheric UV Absorbing Toric Posterior Chamber Intraocular Lens | SA6AT3 (+28.0D) | Standalone | DE0502308 | Indicated for patients with astigmatism of 2.5 dioptre cylinder (DC) and above in at least 1 eye; where correction of astigmatism is considered clinically necessary
Ophthalmic | Intraocular lens replacement | Intraocular lens (IOL) | Monofocal, astigmatism correcting IOL | Alcon | ACRYSOF Aspheric UV Absorbing Toric Posterior Chamber Intraocular Lens | SA6AT3 (+28.5D) | Standalone | DE0502308 | Indicated for patients with astigmatism of 2.5 dioptre cylinder (DC) and above in at least 1 eye; where correction of astigmatism is considered clinically necessary
Ophthalmic | Intraocular lens replacement | Intraocular lens (IOL) | Monofocal, astigmatism correcting IOL | Alcon | ACRYSOF Aspheric UV Absorbing Toric Posterior Chamber Intraocular Lens | SA6AT3 (+29.0D) | Standalone | DE0502308 | Indicated for patients with astigmatism of 2.5 dioptre cylinder (DC) and above in at least 1 eye; where correction of astigmatism is considered clinically necessary
Ophthalmic | Intraocular lens replacement | Intraocular lens (IOL) | Monofocal, astigmatism correcting IOL | Alcon | ACRYSOF Aspheric UV Absorbing Toric Posterior Chamber Intraocular Lens | SA6AT3 (+29.5D) | Standalone | DE0502308 | Indicated for patients with astigmatism of 2.5 dioptre cylinder (DC) and above in at least 1 eye; where correction of astigmatism is considered clinically necessary
Ophthalmic | Intraocular lens replacement | Intraocular lens (IOL) | Monofocal, astigmatism correcting IOL | Alcon | ACRYSOF Aspheric UV Absorbing Toric Posterior Chamber Intraocular Lens | SA6AT3 (+30.0D) | Standalone | DE0502308 | Indicated for patients with astigmatism of 2.5 dioptre cylinder (DC) and above in at least 1 eye; where correction of astigmatism is considered clinically necessary
Ophthalmic | Intraocular lens replacement | Intraocular lens (IOL) | Monofocal, astigmatism correcting IOL | Alcon | ACRYSOF Aspheric UV Absorbing Toric Posterior Chamber Intraocular Lens | SA6AT3 (+31.0D) | Standalone | DE0502308 | Indicated for patients with astigmatism of 2.5 dioptre cylinder (DC) and above in at least 1 eye; where correction of astigmatism is considered clinically necessary
Ophthalmic | Intraocular lens replacement | Intraocular lens (IOL) | Monofocal, astigmatism correcting IOL | Alcon | ACRYSOF Aspheric UV Absorbing Toric Posterior Chamber Intraocular Lens | SA6AT3 (+32.0D) | Standalone | DE0502308 | Indicated for patients with astigmatism of 2.5 dioptre cylinder (DC) and above in at least 1 eye; where correction of astigmatism is considered clinically necessary
Ophthalmic | Intraocular lens replacement | Intraocular lens (IOL) | Monofocal, astigmatism correcting IOL | Alcon | ACRYSOF Aspheric UV Absorbing Toric Posterior Chamber Intraocular Lens | SA6AT3 (+33.0D) | Standalone | DE0502308 | Indicated for patients with astigmatism of 2.5 dioptre cylinder (DC) and above in at least 1 eye; where correction of astigmatism is considered clinically necessary
Ophthalmic | Intraocular lens replacement | Intraocular lens (IOL) | Monofocal, astigmatism correcting IOL | Alcon | ACRYSOF Aspheric UV Absorbing Toric Posterior Chamber Intraocular Lens | SA6AT3 (+34.0D) | Standalone | DE0502308 | Indicated for patients with astigmatism of 2.5 dioptre cylinder (DC) and above in at least 1 eye; where correction of astigmatism is considered clinically necessary
Ophthalmic | Intraocular lens replacement | Intraocular lens (IOL) | Monofocal, astigmatism correcting IOL | Alcon | ACRYSOF Aspheric UV Absorbing Toric Posterior Chamber Intraocular Lens | SA6AT4 (+6.0D) | Standalone | DE0502308 | Indicated for patients with astigmatism of 2.5 dioptre cylinder (DC) and above in at least 1 eye; where correction of astigmatism is considered clinically necessary
Ophthalmic | Intraocular lens replacement | Intraocular lens (IOL) | Monofocal, astigmatism correcting IOL | Alcon | ACRYSOF Aspheric UV Absorbing Toric Posterior Chamber Intraocular Lens | SA6AT4 (+6.5D) | Standalone | DE0502308 | Indicated for patients with astigmatism of 2.5 dioptre cylinder (DC) and above in at least 1 eye; where correction of astigmatism is considered clinically necessary
Ophthalmic | Intraocular lens replacement | Intraocular lens (IOL) | Monofocal, astigmatism correcting IOL | Alcon | ACRYSOF Aspheric UV Absorbing Toric Posterior Chamber Intraocular Lens | SA6AT4 (+7.0D) | Standalone | DE0502308 | Indicated for patients with astigmatism of 2.5 dioptre cylinder (DC) and above in at least 1 eye; where correction of astigmatism is considered clinically necessary
Ophthalmic | Intraocular lens replacement | Intraocular lens (IOL) | Monofocal, astigmatism correcting IOL | Alcon | ACRYSOF Aspheric UV Absorbing Toric Posterior Chamber Intraocular Lens | SA6AT4 (+7.5D) | Standalone | DE0502308 | Indicated for patients with astigmatism of 2.5 dioptre cylinder (DC) and above in at least 1 eye; where correction of astigmatism is considered clinically necessary
Ophthalmic | Intraocular lens replacement | Intraocular lens (IOL) | Monofocal, astigmatism correcting IOL | Alcon | ACRYSOF Aspheric UV Absorbing Toric Posterior Chamber Intraocular Lens | SA6AT4 (+8.0D) | Standalone | DE0502308 | Indicated for patients with astigmatism of 2.5 dioptre cylinder (DC) and above in at least 1 eye; where correction of astigmatism is considered clinically necessary
Ophthalmic | Intraocular lens replacement | Intraocular lens (IOL) | Monofocal, astigmatism correcting IOL | Alcon | ACRYSOF Aspheric UV Absorbing Toric Posterior Chamber Intraocular Lens | SA6AT4 (+8.5D) | Standalone | DE0502308 | Indicated for patients with astigmatism of 2.5 dioptre cylinder (DC) and above in at least 1 eye; where correction of astigmatism is considered clinically necessary
Ophthalmic | Intraocular lens replacement | Intraocular lens (IOL) | Monofocal, astigmatism correcting IOL | Alcon | ACRYSOF Aspheric UV Absorbing Toric Posterior Chamber Intraocular Lens | SA6AT4 (+9.0D) | Standalone | DE0502308 | Indicated for patients with astigmatism of 2.5 dioptre cylinder (DC) and above in at least 1 eye; where correction of astigmatism is considered clinically necessary
Ophthalmic | Intraocular lens replacement | Intraocular lens (IOL) | Monofocal, astigmatism correcting IOL | Alcon | ACRYSOF Aspheric UV Absorbing Toric Posterior Chamber Intraocular Lens | SA6AT4 (+9.5D) | Standalone | DE0502308 | Indicated for patients with astigmatism of 2.5 dioptre cylinder (DC) and above in at least 1 eye; where correction of astigmatism is considered clinically necessary
Ophthalmic | Intraocular lens replacement | Intraocular lens (IOL) | Monofocal, astigmatism correcting IOL | Alcon | ACRYSOF Aspheric UV Absorbing Toric Posterior Chamber Intraocular Lens | SA6AT4 (+10.0D) | Standalone | DE0502308 | Indicated for patients with astigmatism of 2.5 dioptre cylinder (DC) and above in at least 1 eye; where correction of astigmatism is considered clinically necessary
Ophthalmic | Intraocular lens replacement | Intraocular lens (IOL) | Monofocal, astigmatism correcting IOL | Alcon | ACRYSOF Aspheric UV Absorbing Toric Posterior Chamber Intraocular Lens | SA6AT4 ( +10.5D) | Standalone | DE0502308 | Indicated for patients with astigmatism of 2.5 dioptre cylinder (DC) and above in at least 1 eye; where correction of astigmatism is considered clinically necessary
Ophthalmic | Intraocular lens replacement | Intraocular lens (IOL) | Monofocal, astigmatism correcting IOL | Alcon | ACRYSOF Aspheric UV Absorbing Toric Posterior Chamber Intraocular Lens | SA6AT4 (+11.0D) | Standalone | DE0502308 | Indicated for patients with astigmatism of 2.5 dioptre cylinder (DC) and above in at least 1 eye; where correction of astigmatism is considered clinically necessary
Ophthalmic | Intraocular lens replacement | Intraocular lens (IOL) | Monofocal, astigmatism correcting IOL | Alcon | ACRYSOF Aspheric UV Absorbing Toric Posterior Chamber Intraocular Lens | SA6AT4 (+11.5D) | Standalone | DE0502308 | Indicated for patients with astigmatism of 2.5 dioptre cylinder (DC) and above in at least 1 eye; where correction of astigmatism is considered clinically necessary
Ophthalmic | Intraocular lens replacement | Intraocular lens (IOL) | Monofocal, astigmatism correcting IOL | Alcon | ACRYSOF Aspheric UV Absorbing Toric Posterior Chamber Intraocular Lens | SA6AT4 (+12.0D) | Standalone | DE0502308 | Indicated for patients with astigmatism of 2.5 dioptre cylinder (DC) and above in at least 1 eye; where correction of astigmatism is considered clinically necessary
Ophthalmic | Intraocular lens replacement | Intraocular lens (IOL) | Monofocal, astigmatism correcting IOL | Alcon | ACRYSOF Aspheric UV Absorbing Toric Posterior Chamber Intraocular Lens | SA6AT4 (+12.5D) | Standalone | DE0502308 | Indicated for patients with astigmatism of 2.5 dioptre cylinder (DC) and above in at least 1 eye; where correction of astigmatism is considered clinically necessary
Ophthalmic | Intraocular lens replacement | Intraocular lens (IOL) | Monofocal, astigmatism correcting IOL | Alcon | ACRYSOF Aspheric UV Absorbing Toric Posterior Chamber Intraocular Lens | SA6AT4 (+13.0D) | Standalone | DE0502308 | Indicated for patients with astigmatism of 2.5 dioptre cylinder (DC) and above in at least 1 eye; where correction of astigmatism is considered clinically necessary
Ophthalmic | Intraocular lens replacement | Intraocular lens (IOL) | Monofocal, astigmatism correcting IOL | Alcon | ACRYSOF Aspheric UV Absorbing Toric Posterior Chamber Intraocular Lens | SA6AT4 (+13.5D) | Standalone | DE0502308 | Indicated for patients with astigmatism of 2.5 dioptre cylinder (DC) and above in at least 1 eye; where correction of astigmatism is considered clinically necessary
Ophthalmic | Intraocular lens replacement | Intraocular lens (IOL) | Monofocal, astigmatism correcting IOL | Alcon | ACRYSOF Aspheric UV Absorbing Toric Posterior Chamber Intraocular Lens | SA6AT4 (+14.0D) | Standalone | DE0502308 | Indicated for patients with astigmatism of 2.5 dioptre cylinder (DC) and above in at least 1 eye; where correction of astigmatism is considered clinically necessary
Ophthalmic | Intraocular lens replacement | Intraocular lens (IOL) | Monofocal, astigmatism correcting IOL | Alcon | ACRYSOF Aspheric UV Absorbing Toric Posterior Chamber Intraocular Lens | SA6AT4 (+14.5D) | Standalone | DE0502308 | Indicated for patients with astigmatism of 2.5 dioptre cylinder (DC) and above in at least 1 eye; where correction of astigmatism is considered clinically necessary
Ophthalmic | Intraocular lens replacement | Intraocular lens (IOL) | Monofocal, astigmatism correcting IOL | Alcon | ACRYSOF Aspheric UV Absorbing Toric Posterior Chamber Intraocular Lens | SA6AT4 (+15.0D) | Standalone | DE0502308 | Indicated for patients with astigmatism of 2.5 dioptre cylinder (DC) and above in at least 1 eye; where correction of astigmatism is considered clinically necessary
Ophthalmic | Intraocular lens replacement | Intraocular lens (IOL) | Monofocal, astigmatism correcting IOL | Alcon | ACRYSOF Aspheric UV Absorbing Toric Posterior Chamber Intraocular Lens | SA6AT4 (+15.5D) | Standalone | DE0502308 | Indicated for patients with astigmatism of 2.5 dioptre cylinder (DC) and above in at least 1 eye; where correction of astigmatism is considered clinically necessary
Ophthalmic | Intraocular lens replacement | Intraocular lens (IOL) | Monofocal, astigmatism correcting IOL | Alcon | ACRYSOF Aspheric UV Absorbing Toric Posterior Chamber Intraocular Lens | SA6AT4 (+16.0D) | Standalone | DE0502308 | Indicated for patients with astigmatism of 2.5 dioptre cylinder (DC) and above in at least 1 eye; where correction of astigmatism is considered clinically necessary
Ophthalmic | Intraocular lens replacement | Intraocular lens (IOL) | Monofocal, astigmatism correcting IOL | Alcon | ACRYSOF Aspheric UV Absorbing Toric Posterior Chamber Intraocular Lens | SA6AT4 ( +16.5D) | Standalone | DE0502308 | Indicated for patients with astigmatism of 2.5 dioptre cylinder (DC) and above in at least 1 eye; where correction of astigmatism is considered clinically necessary
Ophthalmic | Intraocular lens replacement | Intraocular lens (IOL) | Monofocal, astigmatism correcting IOL | Alcon | ACRYSOF Aspheric UV Absorbing Toric Posterior Chamber Intraocular Lens | SA6AT4 ( +17.0D) | Standalone | DE0502308 | Indicated for patients with astigmatism of 2.5 dioptre cylinder (DC) and above in at least 1 eye; where correction of astigmatism is considered clinically necessary
Ophthalmic | Intraocular lens replacement | Intraocular lens (IOL) | Monofocal, astigmatism correcting IOL | Alcon | ACRYSOF Aspheric UV Absorbing Toric Posterior Chamber Intraocular Lens | SA6AT4 (+17.5D) | Standalone | DE0502308 | Indicated for patients with astigmatism of 2.5 dioptre cylinder (DC) and above in at least 1 eye; where correction of astigmatism is considered clinically necessary
Ophthalmic | Intraocular lens replacement | Intraocular lens (IOL) | Monofocal, astigmatism correcting IOL | Alcon | ACRYSOF Aspheric UV Absorbing Toric Posterior Chamber Intraocular Lens | SA6AT4 (+18.0D) | Standalone | DE0502308 | Indicated for patients with astigmatism of 2.5 dioptre cylinder (DC) and above in at least 1 eye; where correction of astigmatism is considered clinically necessary
Ophthalmic | Intraocular lens replacement | Intraocular lens (IOL) | Monofocal, astigmatism correcting IOL | Alcon | ACRYSOF Aspheric UV Absorbing Toric Posterior Chamber Intraocular Lens | SA6AT4 (+18.5D) | Standalone | DE0502308 | Indicated for patients with astigmatism of 2.5 dioptre cylinder (DC) and above in at least 1 eye; where correction of astigmatism is considered clinically necessary
Ophthalmic | Intraocular lens replacement | Intraocular lens (IOL) | Monofocal, astigmatism correcting IOL | Alcon | ACRYSOF Aspheric UV Absorbing Toric Posterior Chamber Intraocular Lens | SA6AT4 (+19.0D) | Standalone | DE0502308 | Indicated for patients with astigmatism of 2.5 dioptre cylinder (DC) and above in at least 1 eye; where correction of astigmatism is considered clinically necessary
Ophthalmic | Intraocular lens replacement | Intraocular lens (IOL) | Monofocal, astigmatism correcting IOL | Alcon | ACRYSOF Aspheric UV Absorbing Toric Posterior Chamber Intraocular Lens | SA6AT4 (+19.5D) | Standalone | DE0502308 | Indicated for patients with astigmatism of 2.5 dioptre cylinder (DC) and above in at least 1 eye; where correction of astigmatism is considered clinically necessary
Ophthalmic | Intraocular lens replacement | Intraocular lens (IOL) | Monofocal, astigmatism correcting IOL | Alcon | ACRYSOF Aspheric UV Absorbing Toric Posterior Chamber Intraocular Lens | SA6AT4 (+20.0D) | Standalone | DE0502308 | Indicated for patients with astigmatism of 2.5 dioptre cylinder (DC) and above in at least 1 eye; where correction of astigmatism is considered clinically necessary
Ophthalmic | Intraocular lens replacement | Intraocular lens (IOL) | Monofocal, astigmatism correcting IOL | Alcon | ACRYSOF Aspheric UV Absorbing Toric Posterior Chamber Intraocular Lens | SA6AT4 (+20.5D) | Standalone | DE0502308 | Indicated for patients with astigmatism of 2.5 dioptre cylinder (DC) and above in at least 1 eye; where correction of astigmatism is considered clinically necessary
Ophthalmic | Intraocular lens replacement | Intraocular lens (IOL) | Monofocal, astigmatism correcting IOL | Alcon | ACRYSOF Aspheric UV Absorbing Toric Posterior Chamber Intraocular Lens | SA6AT4 (+21.0D) | Standalone | DE0502308 | Indicated for patients with astigmatism of 2.5 dioptre cylinder (DC) and above in at least 1 eye; where correction of astigmatism is considered clinically necessary
Ophthalmic | Intraocular lens replacement | Intraocular lens (IOL) | Monofocal, astigmatism correcting IOL | Alcon | ACRYSOF Aspheric UV Absorbing Toric Posterior Chamber Intraocular Lens | SA6AT4 (+21.5D) | Standalone | DE0502308 | Indicated for patients with astigmatism of 2.5 dioptre cylinder (DC) and above in at least 1 eye; where correction of astigmatism is considered clinically necessary
Ophthalmic | Intraocular lens replacement | Intraocular lens (IOL) | Monofocal, astigmatism correcting IOL | Alcon | ACRYSOF Aspheric UV Absorbing Toric Posterior Chamber Intraocular Lens | SA6AT4 (+22.0D) | Standalone | DE0502308 | Indicated for patients with astigmatism of 2.5 dioptre cylinder (DC) and above in at least 1 eye; where correction of astigmatism is considered clinically necessary
Ophthalmic | Intraocular lens replacement | Intraocular lens (IOL) | Monofocal, astigmatism correcting IOL | Alcon | ACRYSOF Aspheric UV Absorbing Toric Posterior Chamber Intraocular Lens | SA6AT4 (+22.5D) | Standalone | DE0502308 | Indicated for patients with astigmatism of 2.5 dioptre cylinder (DC) and above in at least 1 eye; where correction of astigmatism is considered clinically necessary
Ophthalmic | Intraocular lens replacement | Intraocular lens (IOL) | Monofocal, astigmatism correcting IOL | Alcon | ACRYSOF Aspheric UV Absorbing Toric Posterior Chamber Intraocular Lens | SA6AT4 ( +23.0D) | Standalone | DE0502308 | Indicated for patients with astigmatism of 2.5 dioptre cylinder (DC) and above in at least 1 eye; where correction of astigmatism is considered clinically necessary
Ophthalmic | Intraocular lens replacement | Intraocular lens (IOL) | Monofocal, astigmatism correcting IOL | Alcon | ACRYSOF Aspheric UV Absorbing Toric Posterior Chamber Intraocular Lens | SA6AT4 (+23.5D) | Standalone | DE0502308 | Indicated for patients with astigmatism of 2.5 dioptre cylinder (DC) and above in at least 1 eye; where correction of astigmatism is considered clinically necessary
Ophthalmic | Intraocular lens replacement | Intraocular lens (IOL) | Monofocal, astigmatism correcting IOL | Alcon | ACRYSOF Aspheric UV Absorbing Toric Posterior Chamber Intraocular Lens | SA6AT4 (+24.0D) | Standalone | DE0502308 | Indicated for patients with astigmatism of 2.5 dioptre cylinder (DC) and above in at least 1 eye; where correction of astigmatism is considered clinically necessary
Ophthalmic | Intraocular lens replacement | Intraocular lens (IOL) | Monofocal, astigmatism correcting IOL | Alcon | ACRYSOF Aspheric UV Absorbing Toric Posterior Chamber Intraocular Lens | SA6AT4 (+24.5D) | Standalone | DE0502308 | Indicated for patients with astigmatism of 2.5 dioptre cylinder (DC) and above in at least 1 eye; where correction of astigmatism is considered clinically necessary
Ophthalmic | Intraocular lens replacement | Intraocular lens (IOL) | Monofocal, astigmatism correcting IOL | Alcon | ACRYSOF Aspheric UV Absorbing Toric Posterior Chamber Intraocular Lens | SA6AT4 (+25.0D) | Standalone | DE0502308 | Indicated for patients with astigmatism of 2.5 dioptre cylinder (DC) and above in at least 1 eye; where correction of astigmatism is considered clinically necessary
Ophthalmic | Intraocular lens replacement | Intraocular lens (IOL) | Monofocal, astigmatism correcting IOL | Alcon | ACRYSOF Aspheric UV Absorbing Toric Posterior Chamber Intraocular Lens | SA6AT4 (+25.5D) | Standalone | DE0502308 | Indicated for patients with astigmatism of 2.5 dioptre cylinder (DC) and above in at least 1 eye; where correction of astigmatism is considered clinically necessary
Ophthalmic | Intraocular lens replacement | Intraocular lens (IOL) | Monofocal, astigmatism correcting IOL | Alcon | ACRYSOF Aspheric UV Absorbing Toric Posterior Chamber Intraocular Lens | SA6AT4 (+26.0D) | Standalone | DE0502308 | Indicated for patients with astigmatism of 2.5 dioptre cylinder (DC) and above in at least 1 eye; where correction of astigmatism is considered clinically necessary
Ophthalmic | Intraocular lens replacement | Intraocular lens (IOL) | Monofocal, astigmatism correcting IOL | Alcon | ACRYSOF Aspheric UV Absorbing Toric Posterior Chamber Intraocular Lens | SA6AT4 ( +26.5D) | Standalone | DE0502308 | Indicated for patients with astigmatism of 2.5 dioptre cylinder (DC) and above in at least 1 eye; where correction of astigmatism is considered clinically necessary
Ophthalmic | Intraocular lens replacement | Intraocular lens (IOL) | Monofocal, astigmatism correcting IOL | Alcon | ACRYSOF Aspheric UV Absorbing Toric Posterior Chamber Intraocular Lens | SA6AT4 (+27.0D) | Standalone | DE0502308 | Indicated for patients with astigmatism of 2.5 dioptre cylinder (DC) and above in at least 1 eye; where correction of astigmatism is considered clinically necessary
Ophthalmic | Intraocular lens replacement | Intraocular lens (IOL) | Monofocal, astigmatism correcting IOL | Alcon | ACRYSOF Aspheric UV Absorbing Toric Posterior Chamber Intraocular Lens | SA6AT4 (+27.5D) | Standalone | DE0502308 | Indicated for patients with astigmatism of 2.5 dioptre cylinder (DC) and above in at least 1 eye; where correction of astigmatism is considered clinically necessary
Ophthalmic | Intraocular lens replacement | Intraocular lens (IOL) | Monofocal, astigmatism correcting IOL | Alcon | ACRYSOF Aspheric UV Absorbing Toric Posterior Chamber Intraocular Lens | SA6AT4 (+28.0D) | Standalone | DE0502308 | Indicated for patients with astigmatism of 2.5 dioptre cylinder (DC) and above in at least 1 eye; where correction of astigmatism is considered clinically necessary
Ophthalmic | Intraocular lens replacement | Intraocular lens (IOL) | Monofocal, astigmatism correcting IOL | Alcon | ACRYSOF Aspheric UV Absorbing Toric Posterior Chamber Intraocular Lens | SA6AT4 (+28.5D) | Standalone | DE0502308 | Indicated for patients with astigmatism of 2.5 dioptre cylinder (DC) and above in at least 1 eye; where correction of astigmatism is considered clinically necessary
Ophthalmic | Intraocular lens replacement | Intraocular lens (IOL) | Monofocal, astigmatism correcting IOL | Alcon | ACRYSOF Aspheric UV Absorbing Toric Posterior Chamber Intraocular Lens | SA6AT4 (+29.0D) | Standalone | DE0502308 | Indicated for patients with astigmatism of 2.5 dioptre cylinder (DC) and above in at least 1 eye; where correction of astigmatism is considered clinically necessary
Ophthalmic | Intraocular lens replacement | Intraocular lens (IOL) | Monofocal, astigmatism correcting IOL | Alcon | ACRYSOF Aspheric UV Absorbing Toric Posterior Chamber Intraocular Lens | SA6AT4 (+29.5D) | Standalone | DE0502308 | Indicated for patients with astigmatism of 2.5 dioptre cylinder (DC) and above in at least 1 eye; where correction of astigmatism is considered clinically necessary
Ophthalmic | Intraocular lens replacement | Intraocular lens (IOL) | Monofocal, astigmatism correcting IOL | Alcon | ACRYSOF Aspheric UV Absorbing Toric Posterior Chamber Intraocular Lens | SA6AT4 (+30.0D) | Standalone | DE0502308 | Indicated for patients with astigmatism of 2.5 dioptre cylinder (DC) and above in at least 1 eye; where correction of astigmatism is considered clinically necessary
Ophthalmic | Intraocular lens replacement | Intraocular lens (IOL) | Monofocal, astigmatism correcting IOL | Alcon | ACRYSOF Aspheric UV Absorbing Toric Posterior Chamber Intraocular Lens | SA6AT4 (+31.0D) | Standalone | DE0502308 | Indicated for patients with astigmatism of 2.5 dioptre cylinder (DC) and above in at least 1 eye; where correction of astigmatism is considered clinically necessary
Ophthalmic | Intraocular lens replacement | Intraocular lens (IOL) | Monofocal, astigmatism correcting IOL | Alcon | ACRYSOF Aspheric UV Absorbing Toric Posterior Chamber Intraocular Lens | SA6AT4 (+32.0D) | Standalone | DE0502308 | Indicated for patients with astigmatism of 2.5 dioptre cylinder (DC) and above in at least 1 eye; where correction of astigmatism is considered clinically necessary
Ophthalmic | Intraocular lens replacement | Intraocular lens (IOL) | Monofocal, astigmatism correcting IOL | Alcon | ACRYSOF Aspheric UV Absorbing Toric Posterior Chamber Intraocular Lens | SA6AT4 (+33.0D) | Standalone | DE0502308 | Indicated for patients with astigmatism of 2.5 dioptre cylinder (DC) and above in at least 1 eye; where correction of astigmatism is considered clinically necessary
Ophthalmic | Intraocular lens replacement | Intraocular lens (IOL) | Monofocal, astigmatism correcting IOL | Alcon | ACRYSOF Aspheric UV Absorbing Toric Posterior Chamber Intraocular Lens | SA6AT4 (+34.0D) | Standalone | DE0502308 | Indicated for patients with astigmatism of 2.5 dioptre cylinder (DC) and above in at least 1 eye; where correction of astigmatism is considered clinically necessary
Ophthalmic | Intraocular lens replacement | Intraocular lens (IOL) | Monofocal, astigmatism correcting IOL | Alcon | ACRYSOF Aspheric UV Absorbing Toric Posterior Chamber Intraocular Lens | SA6AT5 (+6.0D) | Standalone | DE0502308 | Indicated for patients with astigmatism of 2.5 dioptre cylinder (DC) and above in at least 1 eye; where correction of astigmatism is considered clinically necessary
Ophthalmic | Intraocular lens replacement | Intraocular lens (IOL) | Monofocal, astigmatism correcting IOL | Alcon | ACRYSOF Aspheric UV Absorbing Toric Posterior Chamber Intraocular Lens | SA6AT5 (+6.5D) | Standalone | DE0502308 | Indicated for patients with astigmatism of 2.5 dioptre cylinder (DC) and above in at least 1 eye; where correction of astigmatism is considered clinically necessary
Ophthalmic | Intraocular lens replacement | Intraocular lens (IOL) | Monofocal, astigmatism correcting IOL | Alcon | ACRYSOF Aspheric UV Absorbing Toric Posterior Chamber Intraocular Lens | SA6AT5 (+7.0D) | Standalone | DE0502308 | Indicated for patients with astigmatism of 2.5 dioptre cylinder (DC) and above in at least 1 eye; where correction of astigmatism is considered clinically necessary
Ophthalmic | Intraocular lens replacement | Intraocular lens (IOL) | Monofocal, astigmatism correcting IOL | Alcon | ACRYSOF Aspheric UV Absorbing Toric Posterior Chamber Intraocular Lens | SA6AT5 (+7.5D) | Standalone | DE0502308 | Indicated for patients with astigmatism of 2.5 dioptre cylinder (DC) and above in at least 1 eye; where correction of astigmatism is considered clinically necessary
Ophthalmic | Intraocular lens replacement | Intraocular lens (IOL) | Monofocal, astigmatism correcting IOL | Alcon | ACRYSOF Aspheric UV Absorbing Toric Posterior Chamber Intraocular Lens | SA6AT5 (+8.0D) | Standalone | DE0502308 | Indicated for patients with astigmatism of 2.5 dioptre cylinder (DC) and above in at least 1 eye; where correction of astigmatism is considered clinically necessary
Ophthalmic | Intraocular lens replacement | Intraocular lens (IOL) | Monofocal, astigmatism correcting IOL | Alcon | ACRYSOF Aspheric UV Absorbing Toric Posterior Chamber Intraocular Lens | SA6AT5 (+8.5D) | Standalone | DE0502308 | Indicated for patients with astigmatism of 2.5 dioptre cylinder (DC) and above in at least 1 eye; where correction of astigmatism is considered clinically necessary
Ophthalmic | Intraocular lens replacement | Intraocular lens (IOL) | Monofocal, astigmatism correcting IOL | Alcon | ACRYSOF Aspheric UV Absorbing Toric Posterior Chamber Intraocular Lens | SA6AT5 (+9.0D) | Standalone | DE0502308 | Indicated for patients with astigmatism of 2.5 dioptre cylinder (DC) and above in at least 1 eye; where correction of astigmatism is considered clinically necessary
Ophthalmic | Intraocular lens replacement | Intraocular lens (IOL) | Monofocal, astigmatism correcting IOL | Alcon | ACRYSOF Aspheric UV Absorbing Toric Posterior Chamber Intraocular Lens | SA6AT5 (+9.5D) | Standalone | DE0502308 | Indicated for patients with astigmatism of 2.5 dioptre cylinder (DC) and above in at least 1 eye; where correction of astigmatism is considered clinically necessary
Ophthalmic | Intraocular lens replacement | Intraocular lens (IOL) | Monofocal, astigmatism correcting IOL | Alcon | ACRYSOF Aspheric UV Absorbing Toric Posterior Chamber Intraocular Lens | SA6AT5 (+10.0D) | Standalone | DE0502308 | Indicated for patients with astigmatism of 2.5 dioptre cylinder (DC) and above in at least 1 eye; where correction of astigmatism is considered clinically necessary
Ophthalmic | Intraocular lens replacement | Intraocular lens (IOL) | Monofocal, astigmatism correcting IOL | Alcon | ACRYSOF Aspheric UV Absorbing Toric Posterior Chamber Intraocular Lens | SA6AT5 ( +10.5D) | Standalone | DE0502308 | Indicated for patients with astigmatism of 2.5 dioptre cylinder (DC) and above in at least 1 eye; where correction of astigmatism is considered clinically necessary
Ophthalmic | Intraocular lens replacement | Intraocular lens (IOL) | Monofocal, astigmatism correcting IOL | Alcon | ACRYSOF Aspheric UV Absorbing Toric Posterior Chamber Intraocular Lens | SA6AT5 (+11.0D) | Standalone | DE0502308 | Indicated for patients with astigmatism of 2.5 dioptre cylinder (DC) and above in at least 1 eye; where correction of astigmatism is considered clinically necessary
Ophthalmic | Intraocular lens replacement | Intraocular lens (IOL) | Monofocal, astigmatism correcting IOL | Alcon | ACRYSOF Aspheric UV Absorbing Toric Posterior Chamber Intraocular Lens | SA6AT5 (+11.5D) | Standalone | DE0502308 | Indicated for patients with astigmatism of 2.5 dioptre cylinder (DC) and above in at least 1 eye; where correction of astigmatism is considered clinically necessary
Ophthalmic | Intraocular lens replacement | Intraocular lens (IOL) | Monofocal, astigmatism correcting IOL | Alcon | ACRYSOF Aspheric UV Absorbing Toric Posterior Chamber Intraocular Lens | SA6AT5 (+12.0D) | Standalone | DE0502308 | Indicated for patients with astigmatism of 2.5 dioptre cylinder (DC) and above in at least 1 eye; where correction of astigmatism is considered clinically necessary
Ophthalmic | Intraocular lens replacement | Intraocular lens (IOL) | Monofocal, astigmatism correcting IOL | Alcon | ACRYSOF Aspheric UV Absorbing Toric Posterior Chamber Intraocular Lens | SA6AT5 (+12.5D) | Standalone | DE0502308 | Indicated for patients with astigmatism of 2.5 dioptre cylinder (DC) and above in at least 1 eye; where correction of astigmatism is considered clinically necessary
Ophthalmic | Intraocular lens replacement | Intraocular lens (IOL) | Monofocal, astigmatism correcting IOL | Alcon | ACRYSOF Aspheric UV Absorbing Toric Posterior Chamber Intraocular Lens | SA6AT5 (+13.0D) | Standalone | DE0502308 | Indicated for patients with astigmatism of 2.5 dioptre cylinder (DC) and above in at least 1 eye; where correction of astigmatism is considered clinically necessary
Ophthalmic | Intraocular lens replacement | Intraocular lens (IOL) | Monofocal, astigmatism correcting IOL | Alcon | ACRYSOF Aspheric UV Absorbing Toric Posterior Chamber Intraocular Lens | SA6AT5 (+13.5D) | Standalone | DE0502308 | Indicated for patients with astigmatism of 2.5 dioptre cylinder (DC) and above in at least 1 eye; where correction of astigmatism is considered clinically necessary
Ophthalmic | Intraocular lens replacement | Intraocular lens (IOL) | Monofocal, astigmatism correcting IOL | Alcon | ACRYSOF Aspheric UV Absorbing Toric Posterior Chamber Intraocular Lens | SA6AT5 (+14.0D) | Standalone | DE0502308 | Indicated for patients with astigmatism of 2.5 dioptre cylinder (DC) and above in at least 1 eye; where correction of astigmatism is considered clinically necessary
Ophthalmic | Intraocular lens replacement | Intraocular lens (IOL) | Monofocal, astigmatism correcting IOL | Alcon | ACRYSOF Aspheric UV Absorbing Toric Posterior Chamber Intraocular Lens | SA6AT5 (+14.5D) | Standalone | DE0502308 | Indicated for patients with astigmatism of 2.5 dioptre cylinder (DC) and above in at least 1 eye; where correction of astigmatism is considered clinically necessary
Ophthalmic | Intraocular lens replacement | Intraocular lens (IOL) | Monofocal, astigmatism correcting IOL | Alcon | ACRYSOF Aspheric UV Absorbing Toric Posterior Chamber Intraocular Lens | SA6AT5 (+15.0D) | Standalone | DE0502308 | Indicated for patients with astigmatism of 2.5 dioptre cylinder (DC) and above in at least 1 eye; where correction of astigmatism is considered clinically necessary
Ophthalmic | Intraocular lens replacement | Intraocular lens (IOL) | Monofocal, astigmatism correcting IOL | Alcon | ACRYSOF Aspheric UV Absorbing Toric Posterior Chamber Intraocular Lens | SA6AT5 (+15.5D) | Standalone | DE0502308 | Indicated for patients with astigmatism of 2.5 dioptre cylinder (DC) and above in at least 1 eye; where correction of astigmatism is considered clinically necessary
Ophthalmic | Intraocular lens replacement | Intraocular lens (IOL) | Monofocal, astigmatism correcting IOL | Alcon | ACRYSOF Aspheric UV Absorbing Toric Posterior Chamber Intraocular Lens | SA6AT5 (+16.0D) | Standalone | DE0502308 | Indicated for patients with astigmatism of 2.5 dioptre cylinder (DC) and above in at least 1 eye; where correction of astigmatism is considered clinically necessary
Ophthalmic | Intraocular lens replacement | Intraocular lens (IOL) | Monofocal, astigmatism correcting IOL | Alcon | ACRYSOF Aspheric UV Absorbing Toric Posterior Chamber Intraocular Lens | SA6AT5 ( +16.5D) | Standalone | DE0502308 | Indicated for patients with astigmatism of 2.5 dioptre cylinder (DC) and above in at least 1 eye; where correction of astigmatism is considered clinically necessary
Ophthalmic | Intraocular lens replacement | Intraocular lens (IOL) | Monofocal, astigmatism correcting IOL | Alcon | ACRYSOF Aspheric UV Absorbing Toric Posterior Chamber Intraocular Lens | SA6AT5 ( +17.0D) | Standalone | DE0502308 | Indicated for patients with astigmatism of 2.5 dioptre cylinder (DC) and above in at least 1 eye; where correction of astigmatism is considered clinically necessary
Ophthalmic | Intraocular lens replacement | Intraocular lens (IOL) | Monofocal, astigmatism correcting IOL | Alcon | ACRYSOF Aspheric UV Absorbing Toric Posterior Chamber Intraocular Lens | SA6AT5 (+17.5D) | Standalone | DE0502308 | Indicated for patients with astigmatism of 2.5 dioptre cylinder (DC) and above in at least 1 eye; where correction of astigmatism is considered clinically necessary
Ophthalmic | Intraocular lens replacement | Intraocular lens (IOL) | Monofocal, astigmatism correcting IOL | Alcon | ACRYSOF Aspheric UV Absorbing Toric Posterior Chamber Intraocular Lens | SA6AT5 (+18.0D) | Standalone | DE0502308 | Indicated for patients with astigmatism of 2.5 dioptre cylinder (DC) and above in at least 1 eye; where correction of astigmatism is considered clinically necessary
Ophthalmic | Intraocular lens replacement | Intraocular lens (IOL) | Monofocal, astigmatism correcting IOL | Alcon | ACRYSOF Aspheric UV Absorbing Toric Posterior Chamber Intraocular Lens | SA6AT5 (+18.5D) | Standalone | DE0502308 | Indicated for patients with astigmatism of 2.5 dioptre cylinder (DC) and above in at least 1 eye; where correction of astigmatism is considered clinically necessary
Ophthalmic | Intraocular lens replacement | Intraocular lens (IOL) | Monofocal, astigmatism correcting IOL | Alcon | ACRYSOF Aspheric UV Absorbing Toric Posterior Chamber Intraocular Lens | SA6AT5 (+19.0D) | Standalone | DE0502308 | Indicated for patients with astigmatism of 2.5 dioptre cylinder (DC) and above in at least 1 eye; where correction of astigmatism is considered clinically necessary
Ophthalmic | Intraocular lens replacement | Intraocular lens (IOL) | Monofocal, astigmatism correcting IOL | Alcon | ACRYSOF Aspheric UV Absorbing Toric Posterior Chamber Intraocular Lens | SA6AT5 (+19.5D) | Standalone | DE0502308 | Indicated for patients with astigmatism of 2.5 dioptre cylinder (DC) and above in at least 1 eye; where correction of astigmatism is considered clinically necessary
Ophthalmic | Intraocular lens replacement | Intraocular lens (IOL) | Monofocal, astigmatism correcting IOL | Alcon | ACRYSOF Aspheric UV Absorbing Toric Posterior Chamber Intraocular Lens | SA6AT5 (+20.0D) | Standalone | DE0502308 | Indicated for patients with astigmatism of 2.5 dioptre cylinder (DC) and above in at least 1 eye; where correction of astigmatism is considered clinically necessary
Ophthalmic | Intraocular lens replacement | Intraocular lens (IOL) | Monofocal, astigmatism correcting IOL | Alcon | ACRYSOF Aspheric UV Absorbing Toric Posterior Chamber Intraocular Lens | SA6AT5 (+20.5D) | Standalone | DE0502308 | Indicated for patients with astigmatism of 2.5 dioptre cylinder (DC) and above in at least 1 eye; where correction of astigmatism is considered clinically necessary
Ophthalmic | Intraocular lens replacement | Intraocular lens (IOL) | Monofocal, astigmatism correcting IOL | Alcon | ACRYSOF Aspheric UV Absorbing Toric Posterior Chamber Intraocular Lens | SA6AT5 (+21.0D) | Standalone | DE0502308 | Indicated for patients with astigmatism of 2.5 dioptre cylinder (DC) and above in at least 1 eye; where correction of astigmatism is considered clinically necessary
Ophthalmic | Intraocular lens replacement | Intraocular lens (IOL) | Monofocal, astigmatism correcting IOL | Alcon | ACRYSOF Aspheric UV Absorbing Toric Posterior Chamber Intraocular Lens | SA6AT5 (+21.5D) | Standalone | DE0502308 | Indicated for patients with astigmatism of 2.5 dioptre cylinder (DC) and above in at least 1 eye; where correction of astigmatism is considered clinically necessary
Ophthalmic | Intraocular lens replacement | Intraocular lens (IOL) | Monofocal, astigmatism correcting IOL | Alcon | ACRYSOF Aspheric UV Absorbing Toric Posterior Chamber Intraocular Lens | SA6AT5 (+22.0D) | Standalone | DE0502308 | Indicated for patients with astigmatism of 2.5 dioptre cylinder (DC) and above in at least 1 eye; where correction of astigmatism is considered clinically necessary
Ophthalmic | Intraocular lens replacement | Intraocular lens (IOL) | Monofocal, astigmatism correcting IOL | Alcon | ACRYSOF Aspheric UV Absorbing Toric Posterior Chamber Intraocular Lens | SA6AT5 (+22.5D) | Standalone | DE0502308 | Indicated for patients with astigmatism of 2.5 dioptre cylinder (DC) and above in at least 1 eye; where correction of astigmatism is considered clinically necessary
Ophthalmic | Intraocular lens replacement | Intraocular lens (IOL) | Monofocal, astigmatism correcting IOL | Alcon | ACRYSOF Aspheric UV Absorbing Toric Posterior Chamber Intraocular Lens | SA6AT5 ( +23.0D) | Standalone | DE0502308 | Indicated for patients with astigmatism of 2.5 dioptre cylinder (DC) and above in at least 1 eye; where correction of astigmatism is considered clinically necessary
Ophthalmic | Intraocular lens replacement | Intraocular lens (IOL) | Monofocal, astigmatism correcting IOL | Alcon | ACRYSOF Aspheric UV Absorbing Toric Posterior Chamber Intraocular Lens | SA6AT5 (+23.5D) | Standalone | DE0502308 | Indicated for patients with astigmatism of 2.5 dioptre cylinder (DC) and above in at least 1 eye; where correction of astigmatism is considered clinically necessary
Ophthalmic | Intraocular lens replacement | Intraocular lens (IOL) | Monofocal, astigmatism correcting IOL | Alcon | ACRYSOF Aspheric UV Absorbing Toric Posterior Chamber Intraocular Lens | SA6AT5 (+24.0D) | Standalone | DE0502308 | Indicated for patients with astigmatism of 2.5 dioptre cylinder (DC) and above in at least 1 eye; where correction of astigmatism is considered clinically necessary
Ophthalmic | Intraocular lens replacement | Intraocular lens (IOL) | Monofocal, astigmatism correcting IOL | Alcon | ACRYSOF Aspheric UV Absorbing Toric Posterior Chamber Intraocular Lens | SA6AT5 (+24.5D) | Standalone | DE0502308 | Indicated for patients with astigmatism of 2.5 dioptre cylinder (DC) and above in at least 1 eye; where correction of astigmatism is considered clinically necessary
Ophthalmic | Intraocular lens replacement | Intraocular lens (IOL) | Monofocal, astigmatism correcting IOL | Alcon | ACRYSOF Aspheric UV Absorbing Toric Posterior Chamber Intraocular Lens | SA6AT5 (+25.0D) | Standalone | DE0502308 | Indicated for patients with astigmatism of 2.5 dioptre cylinder (DC) and above in at least 1 eye; where correction of astigmatism is considered clinically necessary
Ophthalmic | Intraocular lens replacement | Intraocular lens (IOL) | Monofocal, astigmatism correcting IOL | Alcon | ACRYSOF Aspheric UV Absorbing Toric Posterior Chamber Intraocular Lens | SA6AT5 (+25.5D) | Standalone | DE0502308 | Indicated for patients with astigmatism of 2.5 dioptre cylinder (DC) and above in at least 1 eye; where correction of astigmatism is considered clinically necessary
Ophthalmic | Intraocular lens replacement | Intraocular lens (IOL) | Monofocal, astigmatism correcting IOL | Alcon | ACRYSOF Aspheric UV Absorbing Toric Posterior Chamber Intraocular Lens | SA6AT5 (+26.0D) | Standalone | DE0502308 | Indicated for patients with astigmatism of 2.5 dioptre cylinder (DC) and above in at least 1 eye; where correction of astigmatism is considered clinically necessary
Ophthalmic | Intraocular lens replacement | Intraocular lens (IOL) | Monofocal, astigmatism correcting IOL | Alcon | ACRYSOF Aspheric UV Absorbing Toric Posterior Chamber Intraocular Lens | SA6AT5 ( +26.5D) | Standalone | DE0502308 | Indicated for patients with astigmatism of 2.5 dioptre cylinder (DC) and above in at least 1 eye; where correction of astigmatism is considered clinically necessary
Ophthalmic | Intraocular lens replacement | Intraocular lens (IOL) | Monofocal, astigmatism correcting IOL | Alcon | ACRYSOF Aspheric UV Absorbing Toric Posterior Chamber Intraocular Lens | SA6AT5 (+27.0D) | Standalone | DE0502308 | Indicated for patients with astigmatism of 2.5 dioptre cylinder (DC) and above in at least 1 eye; where correction of astigmatism is considered clinically necessary
Ophthalmic | Intraocular lens replacement | Intraocular lens (IOL) | Monofocal, astigmatism correcting IOL | Alcon | ACRYSOF Aspheric UV Absorbing Toric Posterior Chamber Intraocular Lens | SA6AT5 (+27.5D) | Standalone | DE0502308 | Indicated for patients with astigmatism of 2.5 dioptre cylinder (DC) and above in at least 1 eye; where correction of astigmatism is considered clinically necessary
Ophthalmic | Intraocular lens replacement | Intraocular lens (IOL) | Monofocal, astigmatism correcting IOL | Alcon | ACRYSOF Aspheric UV Absorbing Toric Posterior Chamber Intraocular Lens | SA6AT5 (+28.0D) | Standalone | DE0502308 | Indicated for patients with astigmatism of 2.5 dioptre cylinder (DC) and above in at least 1 eye; where correction of astigmatism is considered clinically necessary
Ophthalmic | Intraocular lens replacement | Intraocular lens (IOL) | Monofocal, astigmatism correcting IOL | Alcon | ACRYSOF Aspheric UV Absorbing Toric Posterior Chamber Intraocular Lens | SA6AT5 (+28.5D) | Standalone | DE0502308 | Indicated for patients with astigmatism of 2.5 dioptre cylinder (DC) and above in at least 1 eye; where correction of astigmatism is considered clinically necessary
Ophthalmic | Intraocular lens replacement | Intraocular lens (IOL) | Monofocal, astigmatism correcting IOL | Alcon | ACRYSOF Aspheric UV Absorbing Toric Posterior Chamber Intraocular Lens | SA6AT5 (+29.0D) | Standalone | DE0502308 | Indicated for patients with astigmatism of 2.5 dioptre cylinder (DC) and above in at least 1 eye; where correction of astigmatism is considered clinically necessary
Ophthalmic | Intraocular lens replacement | Intraocular lens (IOL) | Monofocal, astigmatism correcting IOL | Alcon | ACRYSOF Aspheric UV Absorbing Toric Posterior Chamber Intraocular Lens | SA6AT5 (+29.5D) | Standalone | DE0502308 | Indicated for patients with astigmatism of 2.5 dioptre cylinder (DC) and above in at least 1 eye; where correction of astigmatism is considered clinically necessary
Ophthalmic | Intraocular lens replacement | Intraocular lens (IOL) | Monofocal, astigmatism correcting IOL | Alcon | ACRYSOF Aspheric UV Absorbing Toric Posterior Chamber Intraocular Lens | SA6AT5 (+30.0D) | Standalone | DE0502308 | Indicated for patients with astigmatism of 2.5 dioptre cylinder (DC) and above in at least 1 eye; where correction of astigmatism is considered clinically necessary
Ophthalmic | Intraocular lens replacement | Intraocular lens (IOL) | Monofocal, astigmatism correcting IOL | Alcon | ACRYSOF Aspheric UV Absorbing Toric Posterior Chamber Intraocular Lens | SA6AT5 (+31.0D) | Standalone | DE0502308 | Indicated for patients with astigmatism of 2.5 dioptre cylinder (DC) and above in at least 1 eye; where correction of astigmatism is considered clinically necessary
Ophthalmic | Intraocular lens replacement | Intraocular lens (IOL) | Monofocal, astigmatism correcting IOL | Alcon | ACRYSOF Aspheric UV Absorbing Toric Posterior Chamber Intraocular Lens | SA6AT5 (+32.0D) | Standalone | DE0502308 | Indicated for patients with astigmatism of 2.5 dioptre cylinder (DC) and above in at least 1 eye; where correction of astigmatism is considered clinically necessary
Ophthalmic | Intraocular lens replacement | Intraocular lens (IOL) | Monofocal, astigmatism correcting IOL | Alcon | ACRYSOF Aspheric UV Absorbing Toric Posterior Chamber Intraocular Lens | SA6AT5 (+33.0D) | Standalone | DE0502308 | Indicated for patients with astigmatism of 2.5 dioptre cylinder (DC) and above in at least 1 eye; where correction of astigmatism is considered clinically necessary
Ophthalmic | Intraocular lens replacement | Intraocular lens (IOL) | Monofocal, astigmatism correcting IOL | Alcon | ACRYSOF Aspheric UV Absorbing Toric Posterior Chamber Intraocular Lens | SA6AT5 (+34.0D) | Standalone | DE0502308 | Indicated for patients with astigmatism of 2.5 dioptre cylinder (DC) and above in at least 1 eye; where correction of astigmatism is considered clinically necessary
Ophthalmic | Intraocular lens replacement | Intraocular lens (IOL) | Monofocal, astigmatism correcting IOL | Alcon | ACRYSOF Aspheric UV Absorbing Toric Posterior Chamber Intraocular Lens | SA6AT6 (+6.0D) | Standalone | DE0502308 | Indicated for patients with astigmatism of 2.5 dioptre cylinder (DC) and above in at least 1 eye; where correction of astigmatism is considered clinically necessary
Ophthalmic | Intraocular lens replacement | Intraocular lens (IOL) | Monofocal, astigmatism correcting IOL | Alcon | ACRYSOF Aspheric UV Absorbing Toric Posterior Chamber Intraocular Lens | SA6AT6 (+6.5D) | Standalone | DE0502308 | Indicated for patients with astigmatism of 2.5 dioptre cylinder (DC) and above in at least 1 eye; where correction of astigmatism is considered clinically necessary
Ophthalmic | Intraocular lens replacement | Intraocular lens (IOL) | Monofocal, astigmatism correcting IOL | Alcon | ACRYSOF Aspheric UV Absorbing Toric Posterior Chamber Intraocular Lens | SA6AT6 (+7.0D) | Standalone | DE0502308 | Indicated for patients with astigmatism of 2.5 dioptre cylinder (DC) and above in at least 1 eye; where correction of astigmatism is considered clinically necessary
Ophthalmic | Intraocular lens replacement | Intraocular lens (IOL) | Monofocal, astigmatism correcting IOL | Alcon | ACRYSOF Aspheric UV Absorbing Toric Posterior Chamber Intraocular Lens | SA6AT6 (+7.5D) | Standalone | DE0502308 | Indicated for patients with astigmatism of 2.5 dioptre cylinder (DC) and above in at least 1 eye; where correction of astigmatism is considered clinically necessary
Ophthalmic | Intraocular lens replacement | Intraocular lens (IOL) | Monofocal, astigmatism correcting IOL | Alcon | ACRYSOF Aspheric UV Absorbing Toric Posterior Chamber Intraocular Lens | SA6AT6 (+8.0D) | Standalone | DE0502308 | Indicated for patients with astigmatism of 2.5 dioptre cylinder (DC) and above in at least 1 eye; where correction of astigmatism is considered clinically necessary
Ophthalmic | Intraocular lens replacement | Intraocular lens (IOL) | Monofocal, astigmatism correcting IOL | Alcon | ACRYSOF Aspheric UV Absorbing Toric Posterior Chamber Intraocular Lens | SA6AT6 (+8.5D) | Standalone | DE0502308 | Indicated for patients with astigmatism of 2.5 dioptre cylinder (DC) and above in at least 1 eye; where correction of astigmatism is considered clinically necessary
Ophthalmic | Intraocular lens replacement | Intraocular lens (IOL) | Monofocal, astigmatism correcting IOL | Alcon | ACRYSOF Aspheric UV Absorbing Toric Posterior Chamber Intraocular Lens | SA6AT6 (+9.0D) | Standalone | DE0502308 | Indicated for patients with astigmatism of 2.5 dioptre cylinder (DC) and above in at least 1 eye; where correction of astigmatism is considered clinically necessary
Ophthalmic | Intraocular lens replacement | Intraocular lens (IOL) | Monofocal, astigmatism correcting IOL | Alcon | ACRYSOF Aspheric UV Absorbing Toric Posterior Chamber Intraocular Lens | SA6AT6 (+9.5D) | Standalone | DE0502308 | Indicated for patients with astigmatism of 2.5 dioptre cylinder (DC) and above in at least 1 eye; where correction of astigmatism is considered clinically necessary
Ophthalmic | Intraocular lens replacement | Intraocular lens (IOL) | Monofocal, astigmatism correcting IOL | Alcon | ACRYSOF Aspheric UV Absorbing Toric Posterior Chamber Intraocular Lens | SA6AT6 (+10.0D) | Standalone | DE0502308 | Indicated for patients with astigmatism of 2.5 dioptre cylinder (DC) and above in at least 1 eye; where correction of astigmatism is considered clinically necessary
Ophthalmic | Intraocular lens replacement | Intraocular lens (IOL) | Monofocal, astigmatism correcting IOL | Alcon | ACRYSOF Aspheric UV Absorbing Toric Posterior Chamber Intraocular Lens | SA6AT6 ( +10.5D) | Standalone | DE0502308 | Indicated for patients with astigmatism of 2.5 dioptre cylinder (DC) and above in at least 1 eye; where correction of astigmatism is considered clinically necessary
Ophthalmic | Intraocular lens replacement | Intraocular lens (IOL) | Monofocal, astigmatism correcting IOL | Alcon | ACRYSOF Aspheric UV Absorbing Toric Posterior Chamber Intraocular Lens | SA6AT6 (+11.0D) | Standalone | DE0502308 | Indicated for patients with astigmatism of 2.5 dioptre cylinder (DC) and above in at least 1 eye; where correction of astigmatism is considered clinically necessary
Ophthalmic | Intraocular lens replacement | Intraocular lens (IOL) | Monofocal, astigmatism correcting IOL | Alcon | ACRYSOF Aspheric UV Absorbing Toric Posterior Chamber Intraocular Lens | SA6AT6 (+11.5D) | Standalone | DE0502308 | Indicated for patients with astigmatism of 2.5 dioptre cylinder (DC) and above in at least 1 eye; where correction of astigmatism is considered clinically necessary
Ophthalmic | Intraocular lens replacement | Intraocular lens (IOL) | Monofocal, astigmatism correcting IOL | Alcon | ACRYSOF Aspheric UV Absorbing Toric Posterior Chamber Intraocular Lens | SA6AT6 (+12.0D) | Standalone | DE0502308 | Indicated for patients with astigmatism of 2.5 dioptre cylinder (DC) and above in at least 1 eye; where correction of astigmatism is considered clinically necessary
Ophthalmic | Intraocular lens replacement | Intraocular lens (IOL) | Monofocal, astigmatism correcting IOL | Alcon | ACRYSOF Aspheric UV Absorbing Toric Posterior Chamber Intraocular Lens | SA6AT6 (+12.5D) | Standalone | DE0502308 | Indicated for patients with astigmatism of 2.5 dioptre cylinder (DC) and above in at least 1 eye; where correction of astigmatism is considered clinically necessary
Ophthalmic | Intraocular lens replacement | Intraocular lens (IOL) | Monofocal, astigmatism correcting IOL | Alcon | ACRYSOF Aspheric UV Absorbing Toric Posterior Chamber Intraocular Lens | SA6AT6 (+13.0D) | Standalone | DE0502308 | Indicated for patients with astigmatism of 2.5 dioptre cylinder (DC) and above in at least 1 eye; where correction of astigmatism is considered clinically necessary
Ophthalmic | Intraocular lens replacement | Intraocular lens (IOL) | Monofocal, astigmatism correcting IOL | Alcon | ACRYSOF Aspheric UV Absorbing Toric Posterior Chamber Intraocular Lens | SA6AT6 (+13.5D) | Standalone | DE0502308 | Indicated for patients with astigmatism of 2.5 dioptre cylinder (DC) and above in at least 1 eye; where correction of astigmatism is considered clinically necessary
Ophthalmic | Intraocular lens replacement | Intraocular lens (IOL) | Monofocal, astigmatism correcting IOL | Alcon | ACRYSOF Aspheric UV Absorbing Toric Posterior Chamber Intraocular Lens | SA6AT6 (+14.0D) | Standalone | DE0502308 | Indicated for patients with astigmatism of 2.5 dioptre cylinder (DC) and above in at least 1 eye; where correction of astigmatism is considered clinically necessary
Ophthalmic | Intraocular lens replacement | Intraocular lens (IOL) | Monofocal, astigmatism correcting IOL | Alcon | ACRYSOF Aspheric UV Absorbing Toric Posterior Chamber Intraocular Lens | SA6AT6 (+14.5D) | Standalone | DE0502308 | Indicated for patients with astigmatism of 2.5 dioptre cylinder (DC) and above in at least 1 eye; where correction of astigmatism is considered clinically necessary
Ophthalmic | Intraocular lens replacement | Intraocular lens (IOL) | Monofocal, astigmatism correcting IOL | Alcon | ACRYSOF Aspheric UV Absorbing Toric Posterior Chamber Intraocular Lens | SA6AT6 (+15.0D) | Standalone | DE0502308 | Indicated for patients with astigmatism of 2.5 dioptre cylinder (DC) and above in at least 1 eye; where correction of astigmatism is considered clinically necessary
Ophthalmic | Intraocular lens replacement | Intraocular lens (IOL) | Monofocal, astigmatism correcting IOL | Alcon | ACRYSOF Aspheric UV Absorbing Toric Posterior Chamber Intraocular Lens | SA6AT6 (+15.5D) | Standalone | DE0502308 | Indicated for patients with astigmatism of 2.5 dioptre cylinder (DC) and above in at least 1 eye; where correction of astigmatism is considered clinically necessary
Ophthalmic | Intraocular lens replacement | Intraocular lens (IOL) | Monofocal, astigmatism correcting IOL | Alcon | ACRYSOF Aspheric UV Absorbing Toric Posterior Chamber Intraocular Lens | SA6AT6 (+16.0D) | Standalone | DE0502308 | Indicated for patients with astigmatism of 2.5 dioptre cylinder (DC) and above in at least 1 eye; where correction of astigmatism is considered clinically necessary
Ophthalmic | Intraocular lens replacement | Intraocular lens (IOL) | Monofocal, astigmatism correcting IOL | Alcon | ACRYSOF Aspheric UV Absorbing Toric Posterior Chamber Intraocular Lens | SA6AT6 ( +16.5D) | Standalone | DE0502308 | Indicated for patients with astigmatism of 2.5 dioptre cylinder (DC) and above in at least 1 eye; where correction of astigmatism is considered clinically necessary
Ophthalmic | Intraocular lens replacement | Intraocular lens (IOL) | Monofocal, astigmatism correcting IOL | Alcon | ACRYSOF Aspheric UV Absorbing Toric Posterior Chamber Intraocular Lens | SA6AT6 ( +17.0D) | Standalone | DE0502308 | Indicated for patients with astigmatism of 2.5 dioptre cylinder (DC) and above in at least 1 eye; where correction of astigmatism is considered clinically necessary
Ophthalmic | Intraocular lens replacement | Intraocular lens (IOL) | Monofocal, astigmatism correcting IOL | Alcon | ACRYSOF Aspheric UV Absorbing Toric Posterior Chamber Intraocular Lens | SA6AT6 (+17.5D) | Standalone | DE0502308 | Indicated for patients with astigmatism of 2.5 dioptre cylinder (DC) and above in at least 1 eye; where correction of astigmatism is considered clinically necessary
Ophthalmic | Intraocular lens replacement | Intraocular lens (IOL) | Monofocal, astigmatism correcting IOL | Alcon | ACRYSOF Aspheric UV Absorbing Toric Posterior Chamber Intraocular Lens | SA6AT6 (+18.0D) | Standalone | DE0502308 | Indicated for patients with astigmatism of 2.5 dioptre cylinder (DC) and above in at least 1 eye; where correction of astigmatism is considered clinically necessary
Ophthalmic | Intraocular lens replacement | Intraocular lens (IOL) | Monofocal, astigmatism correcting IOL | Alcon | ACRYSOF Aspheric UV Absorbing Toric Posterior Chamber Intraocular Lens | SA6AT6 (+18.5D) | Standalone | DE0502308 | Indicated for patients with astigmatism of 2.5 dioptre cylinder (DC) and above in at least 1 eye; where correction of astigmatism is considered clinically necessary
Ophthalmic | Intraocular lens replacement | Intraocular lens (IOL) | Monofocal, astigmatism correcting IOL | Alcon | ACRYSOF Aspheric UV Absorbing Toric Posterior Chamber Intraocular Lens | SA6AT6 (+19.0D) | Standalone | DE0502308 | Indicated for patients with astigmatism of 2.5 dioptre cylinder (DC) and above in at least 1 eye; where correction of astigmatism is considered clinically necessary
Ophthalmic | Intraocular lens replacement | Intraocular lens (IOL) | Monofocal, astigmatism correcting IOL | Alcon | ACRYSOF Aspheric UV Absorbing Toric Posterior Chamber Intraocular Lens | SA6AT6 (+19.5D) | Standalone | DE0502308 | Indicated for patients with astigmatism of 2.5 dioptre cylinder (DC) and above in at least 1 eye; where correction of astigmatism is considered clinically necessary
Ophthalmic | Intraocular lens replacement | Intraocular lens (IOL) | Monofocal, astigmatism correcting IOL | Alcon | ACRYSOF Aspheric UV Absorbing Toric Posterior Chamber Intraocular Lens | SA6AT6 (+20.0D) | Standalone | DE0502308 | Indicated for patients with astigmatism of 2.5 dioptre cylinder (DC) and above in at least 1 eye; where correction of astigmatism is considered clinically necessary
Ophthalmic | Intraocular lens replacement | Intraocular lens (IOL) | Monofocal, astigmatism correcting IOL | Alcon | ACRYSOF Aspheric UV Absorbing Toric Posterior Chamber Intraocular Lens | SA6AT6 (+20.5D) | Standalone | DE0502308 | Indicated for patients with astigmatism of 2.5 dioptre cylinder (DC) and above in at least 1 eye; where correction of astigmatism is considered clinically necessary
Ophthalmic | Intraocular lens replacement | Intraocular lens (IOL) | Monofocal, astigmatism correcting IOL | Alcon | ACRYSOF Aspheric UV Absorbing Toric Posterior Chamber Intraocular Lens | SA6AT6 (+21.0D) | Standalone | DE0502308 | Indicated for patients with astigmatism of 2.5 dioptre cylinder (DC) and above in at least 1 eye; where correction of astigmatism is considered clinically necessary
Ophthalmic | Intraocular lens replacement | Intraocular lens (IOL) | Monofocal, astigmatism correcting IOL | Alcon | ACRYSOF Aspheric UV Absorbing Toric Posterior Chamber Intraocular Lens | SA6AT6 (+21.5D) | Standalone | DE0502308 | Indicated for patients with astigmatism of 2.5 dioptre cylinder (DC) and above in at least 1 eye; where correction of astigmatism is considered clinically necessary
Ophthalmic | Intraocular lens replacement | Intraocular lens (IOL) | Monofocal, astigmatism correcting IOL | Alcon | ACRYSOF Aspheric UV Absorbing Toric Posterior Chamber Intraocular Lens | SA6AT6 (+22.0D) | Standalone | DE0502308 | Indicated for patients with astigmatism of 2.5 dioptre cylinder (DC) and above in at least 1 eye; where correction of astigmatism is considered clinically necessary
Ophthalmic | Intraocular lens replacement | Intraocular lens (IOL) | Monofocal, astigmatism correcting IOL | Alcon | ACRYSOF Aspheric UV Absorbing Toric Posterior Chamber Intraocular Lens | SA6AT6 (+22.5D) | Standalone | DE0502308 | Indicated for patients with astigmatism of 2.5 dioptre cylinder (DC) and above in at least 1 eye; where correction of astigmatism is considered clinically necessary
Ophthalmic | Intraocular lens replacement | Intraocular lens (IOL) | Monofocal, astigmatism correcting IOL | Alcon | ACRYSOF Aspheric UV Absorbing Toric Posterior Chamber Intraocular Lens | SA6AT6 ( +23.0D) | Standalone | DE0502308 | Indicated for patients with astigmatism of 2.5 dioptre cylinder (DC) and above in at least 1 eye; where correction of astigmatism is considered clinically necessary
Ophthalmic | Intraocular lens replacement | Intraocular lens (IOL) | Monofocal, astigmatism correcting IOL | Alcon | ACRYSOF Aspheric UV Absorbing Toric Posterior Chamber Intraocular Lens | SA6AT6 (+23.5D) | Standalone | DE0502308 | Indicated for patients with astigmatism of 2.5 dioptre cylinder (DC) and above in at least 1 eye; where correction of astigmatism is considered clinically necessary
Ophthalmic | Intraocular lens replacement | Intraocular lens (IOL) | Monofocal, astigmatism correcting IOL | Alcon | ACRYSOF Aspheric UV Absorbing Toric Posterior Chamber Intraocular Lens | SA6AT6 (+24.0D) | Standalone | DE0502308 | Indicated for patients with astigmatism of 2.5 dioptre cylinder (DC) and above in at least 1 eye; where correction of astigmatism is considered clinically necessary
Ophthalmic | Intraocular lens replacement | Intraocular lens (IOL) | Monofocal, astigmatism correcting IOL | Alcon | ACRYSOF Aspheric UV Absorbing Toric Posterior Chamber Intraocular Lens | SA6AT6 (+24.5D) | Standalone | DE0502308 | Indicated for patients with astigmatism of 2.5 dioptre cylinder (DC) and above in at least 1 eye; where correction of astigmatism is considered clinically necessary
Ophthalmic | Intraocular lens replacement | Intraocular lens (IOL) | Monofocal, astigmatism correcting IOL | Alcon | ACRYSOF Aspheric UV Absorbing Toric Posterior Chamber Intraocular Lens | SA6AT6 (+25.0D) | Standalone | DE0502308 | Indicated for patients with astigmatism of 2.5 dioptre cylinder (DC) and above in at least 1 eye; where correction of astigmatism is considered clinically necessary
Ophthalmic | Intraocular lens replacement | Intraocular lens (IOL) | Monofocal, astigmatism correcting IOL | Alcon | ACRYSOF Aspheric UV Absorbing Toric Posterior Chamber Intraocular Lens | SA6AT6 (+25.5D) | Standalone | DE0502308 | Indicated for patients with astigmatism of 2.5 dioptre cylinder (DC) and above in at least 1 eye; where correction of astigmatism is considered clinically necessary
Ophthalmic | Intraocular lens replacement | Intraocular lens (IOL) | Monofocal, astigmatism correcting IOL | Alcon | ACRYSOF Aspheric UV Absorbing Toric Posterior Chamber Intraocular Lens | SA6AT6 (+26.0D) | Standalone | DE0502308 | Indicated for patients with astigmatism of 2.5 dioptre cylinder (DC) and above in at least 1 eye; where correction of astigmatism is considered clinically necessary
Ophthalmic | Intraocular lens replacement | Intraocular lens (IOL) | Monofocal, astigmatism correcting IOL | Alcon | ACRYSOF Aspheric UV Absorbing Toric Posterior Chamber Intraocular Lens | SA6AT6 ( +26.5D) | Standalone | DE0502308 | Indicated for patients with astigmatism of 2.5 dioptre cylinder (DC) and above in at least 1 eye; where correction of astigmatism is considered clinically necessary
Ophthalmic | Intraocular lens replacement | Intraocular lens (IOL) | Monofocal, astigmatism correcting IOL | Alcon | ACRYSOF Aspheric UV Absorbing Toric Posterior Chamber Intraocular Lens | SA6AT6 (+27.0D) | Standalone | DE0502308 | Indicated for patients with astigmatism of 2.5 dioptre cylinder (DC) and above in at least 1 eye; where correction of astigmatism is considered clinically necessary
Ophthalmic | Intraocular lens replacement | Intraocular lens (IOL) | Monofocal, astigmatism correcting IOL | Alcon | ACRYSOF Aspheric UV Absorbing Toric Posterior Chamber Intraocular Lens | SA6AT6 (+27.5D) | Standalone | DE0502308 | Indicated for patients with astigmatism of 2.5 dioptre cylinder (DC) and above in at least 1 eye; where correction of astigmatism is considered clinically necessary
Ophthalmic | Intraocular lens replacement | Intraocular lens (IOL) | Monofocal, astigmatism correcting IOL | Alcon | ACRYSOF Aspheric UV Absorbing Toric Posterior Chamber Intraocular Lens | SA6AT6 (+28.0D) | Standalone | DE0502308 | Indicated for patients with astigmatism of 2.5 dioptre cylinder (DC) and above in at least 1 eye; where correction of astigmatism is considered clinically necessary
Ophthalmic | Intraocular lens replacement | Intraocular lens (IOL) | Monofocal, astigmatism correcting IOL | Alcon | ACRYSOF Aspheric UV Absorbing Toric Posterior Chamber Intraocular Lens | SA6AT6 (+28.5D) | Standalone | DE0502308 | Indicated for patients with astigmatism of 2.5 dioptre cylinder (DC) and above in at least 1 eye; where correction of astigmatism is considered clinically necessary
Ophthalmic | Intraocular lens replacement | Intraocular lens (IOL) | Monofocal, astigmatism correcting IOL | Alcon | ACRYSOF Aspheric UV Absorbing Toric Posterior Chamber Intraocular Lens | SA6AT6 (+29.0D) | Standalone | DE0502308 | Indicated for patients with astigmatism of 2.5 dioptre cylinder (DC) and above in at least 1 eye; where correction of astigmatism is considered clinically necessary
Ophthalmic | Intraocular lens replacement | Intraocular lens (IOL) | Monofocal, astigmatism correcting IOL | Alcon | ACRYSOF Aspheric UV Absorbing Toric Posterior Chamber Intraocular Lens | SA6AT6 (+29.5D) | Standalone | DE0502308 | Indicated for patients with astigmatism of 2.5 dioptre cylinder (DC) and above in at least 1 eye; where correction of astigmatism is considered clinically necessary
Ophthalmic | Intraocular lens replacement | Intraocular lens (IOL) | Monofocal, astigmatism correcting IOL | Alcon | ACRYSOF Aspheric UV Absorbing Toric Posterior Chamber Intraocular Lens | SA6AT6 (+30.0D) | Standalone | DE0502308 | Indicated for patients with astigmatism of 2.5 dioptre cylinder (DC) and above in at least 1 eye; where correction of astigmatism is considered clinically necessary
Ophthalmic | Intraocular lens replacement | Intraocular lens (IOL) | Monofocal, astigmatism correcting IOL | Alcon | ACRYSOF Aspheric UV Absorbing Toric Posterior Chamber Intraocular Lens | SA6AT6 (+31.0D) | Standalone | DE0502308 | Indicated for patients with astigmatism of 2.5 dioptre cylinder (DC) and above in at least 1 eye; where correction of astigmatism is considered clinically necessary
Ophthalmic | Intraocular lens replacement | Intraocular lens (IOL) | Monofocal, astigmatism correcting IOL | Alcon | ACRYSOF Aspheric UV Absorbing Toric Posterior Chamber Intraocular Lens | SA6AT6 (+32.0D) | Standalone | DE0502308 | Indicated for patients with astigmatism of 2.5 dioptre cylinder (DC) and above in at least 1 eye; where correction of astigmatism is considered clinically necessary
Ophthalmic | Intraocular lens replacement | Intraocular lens (IOL) | Monofocal, astigmatism correcting IOL | Alcon | ACRYSOF Aspheric UV Absorbing Toric Posterior Chamber Intraocular Lens | SA6AT6 (+33.0D) | Standalone | DE0502308 | Indicated for patients with astigmatism of 2.5 dioptre cylinder (DC) and above in at least 1 eye; where correction of astigmatism is considered clinically necessary
Ophthalmic | Intraocular lens replacement | Intraocular lens (IOL) | Monofocal, astigmatism correcting IOL | Alcon | ACRYSOF Aspheric UV Absorbing Toric Posterior Chamber Intraocular Lens | SA6AT6 (+34.0D) | Standalone | DE0502308 | Indicated for patients with astigmatism of 2.5 dioptre cylinder (DC) and above in at least 1 eye; where correction of astigmatism is considered clinically necessary
Ophthalmic | Intraocular lens replacement | Intraocular lens (IOL) | Monofocal, astigmatism correcting IOL | Alcon | ACRYSOF Aspheric UV Absorbing Toric Posterior Chamber Intraocular Lens | SA6AT7 (+6.0D) | Standalone | DE0502308 | Indicated for patients with astigmatism of 2.5 dioptre cylinder (DC) and above in at least 1 eye; where correction of astigmatism is considered clinically necessary
Ophthalmic | Intraocular lens replacement | Intraocular lens (IOL) | Monofocal, astigmatism correcting IOL | Alcon | ACRYSOF Aspheric UV Absorbing Toric Posterior Chamber Intraocular Lens | SA6AT7 (+6.5D) | Standalone | DE0502308 | Indicated for patients with astigmatism of 2.5 dioptre cylinder (DC) and above in at least 1 eye; where correction of astigmatism is considered clinically necessary
Ophthalmic | Intraocular lens replacement | Intraocular lens (IOL) | Monofocal, astigmatism correcting IOL | Alcon | ACRYSOF Aspheric UV Absorbing Toric Posterior Chamber Intraocular Lens | SA6AT7 (+7.0D) | Standalone | DE0502308 | Indicated for patients with astigmatism of 2.5 dioptre cylinder (DC) and above in at least 1 eye; where correction of astigmatism is considered clinically necessary
Ophthalmic | Intraocular lens replacement | Intraocular lens (IOL) | Monofocal, astigmatism correcting IOL | Alcon | ACRYSOF Aspheric UV Absorbing Toric Posterior Chamber Intraocular Lens | SA6AT7 (+7.5D) | Standalone | DE0502308 | Indicated for patients with astigmatism of 2.5 dioptre cylinder (DC) and above in at least 1 eye; where correction of astigmatism is considered clinically necessary
Ophthalmic | Intraocular lens replacement | Intraocular lens (IOL) | Monofocal, astigmatism correcting IOL | Alcon | ACRYSOF Aspheric UV Absorbing Toric Posterior Chamber Intraocular Lens | SA6AT7 (+8.0D) | Standalone | DE0502308 | Indicated for patients with astigmatism of 2.5 dioptre cylinder (DC) and above in at least 1 eye; where correction of astigmatism is considered clinically necessary
Ophthalmic | Intraocular lens replacement | Intraocular lens (IOL) | Monofocal, astigmatism correcting IOL | Alcon | ACRYSOF Aspheric UV Absorbing Toric Posterior Chamber Intraocular Lens | SA6AT7 (+8.5D) | Standalone | DE0502308 | Indicated for patients with astigmatism of 2.5 dioptre cylinder (DC) and above in at least 1 eye; where correction of astigmatism is considered clinically necessary
Ophthalmic | Intraocular lens replacement | Intraocular lens (IOL) | Monofocal, astigmatism correcting IOL | Alcon | ACRYSOF Aspheric UV Absorbing Toric Posterior Chamber Intraocular Lens | SA6AT7 (+9.0D) | Standalone | DE0502308 | Indicated for patients with astigmatism of 2.5 dioptre cylinder (DC) and above in at least 1 eye; where correction of astigmatism is considered clinically necessary
Ophthalmic | Intraocular lens replacement | Intraocular lens (IOL) | Monofocal, astigmatism correcting IOL | Alcon | ACRYSOF Aspheric UV Absorbing Toric Posterior Chamber Intraocular Lens | SA6AT7 (+9.5D) | Standalone | DE0502308 | Indicated for patients with astigmatism of 2.5 dioptre cylinder (DC) and above in at least 1 eye; where correction of astigmatism is considered clinically necessary
Ophthalmic | Intraocular lens replacement | Intraocular lens (IOL) | Monofocal, astigmatism correcting IOL | Alcon | ACRYSOF Aspheric UV Absorbing Toric Posterior Chamber Intraocular Lens | SA6AT7 (+10.0D) | Standalone | DE0502308 | Indicated for patients with astigmatism of 2.5 dioptre cylinder (DC) and above in at least 1 eye; where correction of astigmatism is considered clinically necessary
Ophthalmic | Intraocular lens replacement | Intraocular lens (IOL) | Monofocal, astigmatism correcting IOL | Alcon | ACRYSOF Aspheric UV Absorbing Toric Posterior Chamber Intraocular Lens | SA6AT7 ( +10.5D) | Standalone | DE0502308 | Indicated for patients with astigmatism of 2.5 dioptre cylinder (DC) and above in at least 1 eye; where correction of astigmatism is considered clinically necessary
Ophthalmic | Intraocular lens replacement | Intraocular lens (IOL) | Monofocal, astigmatism correcting IOL | Alcon | ACRYSOF Aspheric UV Absorbing Toric Posterior Chamber Intraocular Lens | SA6AT7 (+11.0D) | Standalone | DE0502308 | Indicated for patients with astigmatism of 2.5 dioptre cylinder (DC) and above in at least 1 eye; where correction of astigmatism is considered clinically necessary
Ophthalmic | Intraocular lens replacement | Intraocular lens (IOL) | Monofocal, astigmatism correcting IOL | Alcon | ACRYSOF Aspheric UV Absorbing Toric Posterior Chamber Intraocular Lens | SA6AT7 (+11.5D) | Standalone | DE0502308 | Indicated for patients with astigmatism of 2.5 dioptre cylinder (DC) and above in at least 1 eye; where correction of astigmatism is considered clinically necessary
Ophthalmic | Intraocular lens replacement | Intraocular lens (IOL) | Monofocal, astigmatism correcting IOL | Alcon | ACRYSOF Aspheric UV Absorbing Toric Posterior Chamber Intraocular Lens | SA6AT7 (+12.0D) | Standalone | DE0502308 | Indicated for patients with astigmatism of 2.5 dioptre cylinder (DC) and above in at least 1 eye; where correction of astigmatism is considered clinically necessary
Ophthalmic | Intraocular lens replacement | Intraocular lens (IOL) | Monofocal, astigmatism correcting IOL | Alcon | ACRYSOF Aspheric UV Absorbing Toric Posterior Chamber Intraocular Lens | SA6AT7 (+12.5D) | Standalone | DE0502308 | Indicated for patients with astigmatism of 2.5 dioptre cylinder (DC) and above in at least 1 eye; where correction of astigmatism is considered clinically necessary
Ophthalmic | Intraocular lens replacement | Intraocular lens (IOL) | Monofocal, astigmatism correcting IOL | Alcon | ACRYSOF Aspheric UV Absorbing Toric Posterior Chamber Intraocular Lens | SA6AT7 (+13.0D) | Standalone | DE0502308 | Indicated for patients with astigmatism of 2.5 dioptre cylinder (DC) and above in at least 1 eye; where correction of astigmatism is considered clinically necessary
Ophthalmic | Intraocular lens replacement | Intraocular lens (IOL) | Monofocal, astigmatism correcting IOL | Alcon | ACRYSOF Aspheric UV Absorbing Toric Posterior Chamber Intraocular Lens | SA6AT7 (+13.5D) | Standalone | DE0502308 | Indicated for patients with astigmatism of 2.5 dioptre cylinder (DC) and above in at least 1 eye; where correction of astigmatism is considered clinically necessary
Ophthalmic | Intraocular lens replacement | Intraocular lens (IOL) | Monofocal, astigmatism correcting IOL | Alcon | ACRYSOF Aspheric UV Absorbing Toric Posterior Chamber Intraocular Lens | SA6AT7 (+14.0D) | Standalone | DE0502308 | Indicated for patients with astigmatism of 2.5 dioptre cylinder (DC) and above in at least 1 eye; where correction of astigmatism is considered clinically necessary
Ophthalmic | Intraocular lens replacement | Intraocular lens (IOL) | Monofocal, astigmatism correcting IOL | Alcon | ACRYSOF Aspheric UV Absorbing Toric Posterior Chamber Intraocular Lens | SA6AT7 (+14.5D) | Standalone | DE0502308 | Indicated for patients with astigmatism of 2.5 dioptre cylinder (DC) and above in at least 1 eye; where correction of astigmatism is considered clinically necessary
Ophthalmic | Intraocular lens replacement | Intraocular lens (IOL) | Monofocal, astigmatism correcting IOL | Alcon | ACRYSOF Aspheric UV Absorbing Toric Posterior Chamber Intraocular Lens | SA6AT7 (+15.0D) | Standalone | DE0502308 | Indicated for patients with astigmatism of 2.5 dioptre cylinder (DC) and above in at least 1 eye; where correction of astigmatism is considered clinically necessary
Ophthalmic | Intraocular lens replacement | Intraocular lens (IOL) | Monofocal, astigmatism correcting IOL | Alcon | ACRYSOF Aspheric UV Absorbing Toric Posterior Chamber Intraocular Lens | SA6AT7 (+15.5D) | Standalone | DE0502308 | Indicated for patients with astigmatism of 2.5 dioptre cylinder (DC) and above in at least 1 eye; where correction of astigmatism is considered clinically necessary
Ophthalmic | Intraocular lens replacement | Intraocular lens (IOL) | Monofocal, astigmatism correcting IOL | Alcon | ACRYSOF Aspheric UV Absorbing Toric Posterior Chamber Intraocular Lens | SA6AT7 (+16.0D) | Standalone | DE0502308 | Indicated for patients with astigmatism of 2.5 dioptre cylinder (DC) and above in at least 1 eye; where correction of astigmatism is considered clinically necessary
Ophthalmic | Intraocular lens replacement | Intraocular lens (IOL) | Monofocal, astigmatism correcting IOL | Alcon | ACRYSOF Aspheric UV Absorbing Toric Posterior Chamber Intraocular Lens | SA6AT7 ( +16.5D) | Standalone | DE0502308 | Indicated for patients with astigmatism of 2.5 dioptre cylinder (DC) and above in at least 1 eye; where correction of astigmatism is considered clinically necessary
Ophthalmic | Intraocular lens replacement | Intraocular lens (IOL) | Monofocal, astigmatism correcting IOL | Alcon | ACRYSOF Aspheric UV Absorbing Toric Posterior Chamber Intraocular Lens | SA6AT7 ( +17.0D) | Standalone | DE0502308 | Indicated for patients with astigmatism of 2.5 dioptre cylinder (DC) and above in at least 1 eye; where correction of astigmatism is considered clinically necessary
Ophthalmic | Intraocular lens replacement | Intraocular lens (IOL) | Monofocal, astigmatism correcting IOL | Alcon | ACRYSOF Aspheric UV Absorbing Toric Posterior Chamber Intraocular Lens | SA6AT7 (+17.5D) | Standalone | DE0502308 | Indicated for patients with astigmatism of 2.5 dioptre cylinder (DC) and above in at least 1 eye; where correction of astigmatism is considered clinically necessary
Ophthalmic | Intraocular lens replacement | Intraocular lens (IOL) | Monofocal, astigmatism correcting IOL | Alcon | ACRYSOF Aspheric UV Absorbing Toric Posterior Chamber Intraocular Lens | SA6AT7 (+18.0D) | Standalone | DE0502308 | Indicated for patients with astigmatism of 2.5 dioptre cylinder (DC) and above in at least 1 eye; where correction of astigmatism is considered clinically necessary
Ophthalmic | Intraocular lens replacement | Intraocular lens (IOL) | Monofocal, astigmatism correcting IOL | Alcon | ACRYSOF Aspheric UV Absorbing Toric Posterior Chamber Intraocular Lens | SA6AT7 (+18.5D) | Standalone | DE0502308 | Indicated for patients with astigmatism of 2.5 dioptre cylinder (DC) and above in at least 1 eye; where correction of astigmatism is considered clinically necessary
Ophthalmic | Intraocular lens replacement | Intraocular lens (IOL) | Monofocal, astigmatism correcting IOL | Alcon | ACRYSOF Aspheric UV Absorbing Toric Posterior Chamber Intraocular Lens | SA6AT7 (+19.0D) | Standalone | DE0502308 | Indicated for patients with astigmatism of 2.5 dioptre cylinder (DC) and above in at least 1 eye; where correction of astigmatism is considered clinically necessary
Ophthalmic | Intraocular lens replacement | Intraocular lens (IOL) | Monofocal, astigmatism correcting IOL | Alcon | ACRYSOF Aspheric UV Absorbing Toric Posterior Chamber Intraocular Lens | SA6AT7 (+19.5D) | Standalone | DE0502308 | Indicated for patients with astigmatism of 2.5 dioptre cylinder (DC) and above in at least 1 eye; where correction of astigmatism is considered clinically necessary
Ophthalmic | Intraocular lens replacement | Intraocular lens (IOL) | Monofocal, astigmatism correcting IOL | Alcon | ACRYSOF Aspheric UV Absorbing Toric Posterior Chamber Intraocular Lens | SA6AT7 (+20.0D) | Standalone | DE0502308 | Indicated for patients with astigmatism of 2.5 dioptre cylinder (DC) and above in at least 1 eye; where correction of astigmatism is considered clinically necessary
Ophthalmic | Intraocular lens replacement | Intraocular lens (IOL) | Monofocal, astigmatism correcting IOL | Alcon | ACRYSOF Aspheric UV Absorbing Toric Posterior Chamber Intraocular Lens | SA6AT7 (+20.5D) | Standalone | DE0502308 | Indicated for patients with astigmatism of 2.5 dioptre cylinder (DC) and above in at least 1 eye; where correction of astigmatism is considered clinically necessary
Ophthalmic | Intraocular lens replacement | Intraocular lens (IOL) | Monofocal, astigmatism correcting IOL | Alcon | ACRYSOF Aspheric UV Absorbing Toric Posterior Chamber Intraocular Lens | SA6AT7 (+21.0D) | Standalone | DE0502308 | Indicated for patients with astigmatism of 2.5 dioptre cylinder (DC) and above in at least 1 eye; where correction of astigmatism is considered clinically necessary
Ophthalmic | Intraocular lens replacement | Intraocular lens (IOL) | Monofocal, astigmatism correcting IOL | Alcon | ACRYSOF Aspheric UV Absorbing Toric Posterior Chamber Intraocular Lens | SA6AT7 (+21.5D) | Standalone | DE0502308 | Indicated for patients with astigmatism of 2.5 dioptre cylinder (DC) and above in at least 1 eye; where correction of astigmatism is considered clinically necessary
Ophthalmic | Intraocular lens replacement | Intraocular lens (IOL) | Monofocal, astigmatism correcting IOL | Alcon | ACRYSOF Aspheric UV Absorbing Toric Posterior Chamber Intraocular Lens | SA6AT7 (+22.0D) | Standalone | DE0502308 | Indicated for patients with astigmatism of 2.5 dioptre cylinder (DC) and above in at least 1 eye; where correction of astigmatism is considered clinically necessary
Ophthalmic | Intraocular lens replacement | Intraocular lens (IOL) | Monofocal, astigmatism correcting IOL | Alcon | ACRYSOF Aspheric UV Absorbing Toric Posterior Chamber Intraocular Lens | SA6AT7 (+22.5D) | Standalone | DE0502308 | Indicated for patients with astigmatism of 2.5 dioptre cylinder (DC) and above in at least 1 eye; where correction of astigmatism is considered clinically necessary
Ophthalmic | Intraocular lens replacement | Intraocular lens (IOL) | Monofocal, astigmatism correcting IOL | Alcon | ACRYSOF Aspheric UV Absorbing Toric Posterior Chamber Intraocular Lens | SA6AT7 ( +23.0D) | Standalone | DE0502308 | Indicated for patients with astigmatism of 2.5 dioptre cylinder (DC) and above in at least 1 eye; where correction of astigmatism is considered clinically necessary
Ophthalmic | Intraocular lens replacement | Intraocular lens (IOL) | Monofocal, astigmatism correcting IOL | Alcon | ACRYSOF Aspheric UV Absorbing Toric Posterior Chamber Intraocular Lens | SA6AT7 (+23.5D) | Standalone | DE0502308 | Indicated for patients with astigmatism of 2.5 dioptre cylinder (DC) and above in at least 1 eye; where correction of astigmatism is considered clinically necessary
Ophthalmic | Intraocular lens replacement | Intraocular lens (IOL) | Monofocal, astigmatism correcting IOL | Alcon | ACRYSOF Aspheric UV Absorbing Toric Posterior Chamber Intraocular Lens | SA6AT7 (+24.0D) | Standalone | DE0502308 | Indicated for patients with astigmatism of 2.5 dioptre cylinder (DC) and above in at least 1 eye; where correction of astigmatism is considered clinically necessary
Ophthalmic | Intraocular lens replacement | Intraocular lens (IOL) | Monofocal, astigmatism correcting IOL | Alcon | ACRYSOF Aspheric UV Absorbing Toric Posterior Chamber Intraocular Lens | SA6AT7 (+24.5D) | Standalone | DE0502308 | Indicated for patients with astigmatism of 2.5 dioptre cylinder (DC) and above in at least 1 eye; where correction of astigmatism is considered clinically necessary
Ophthalmic | Intraocular lens replacement | Intraocular lens (IOL) | Monofocal, astigmatism correcting IOL | Alcon | ACRYSOF Aspheric UV Absorbing Toric Posterior Chamber Intraocular Lens | SA6AT7 (+25.0D) | Standalone | DE0502308 | Indicated for patients with astigmatism of 2.5 dioptre cylinder (DC) and above in at least 1 eye; where correction of astigmatism is considered clinically necessary
Ophthalmic | Intraocular lens replacement | Intraocular lens (IOL) | Monofocal, astigmatism correcting IOL | Alcon | ACRYSOF Aspheric UV Absorbing Toric Posterior Chamber Intraocular Lens | SA6AT7 (+25.5D) | Standalone | DE0502308 | Indicated for patients with astigmatism of 2.5 dioptre cylinder (DC) and above in at least 1 eye; where correction of astigmatism is considered clinically necessary
Ophthalmic | Intraocular lens replacement | Intraocular lens (IOL) | Monofocal, astigmatism correcting IOL | Alcon | ACRYSOF Aspheric UV Absorbing Toric Posterior Chamber Intraocular Lens | SA6AT7 (+26.0D) | Standalone | DE0502308 | Indicated for patients with astigmatism of 2.5 dioptre cylinder (DC) and above in at least 1 eye; where correction of astigmatism is considered clinically necessary
Ophthalmic | Intraocular lens replacement | Intraocular lens (IOL) | Monofocal, astigmatism correcting IOL | Alcon | ACRYSOF Aspheric UV Absorbing Toric Posterior Chamber Intraocular Lens | SA6AT7 ( +26.5D) | Standalone | DE0502308 | Indicated for patients with astigmatism of 2.5 dioptre cylinder (DC) and above in at least 1 eye; where correction of astigmatism is considered clinically necessary
Ophthalmic | Intraocular lens replacement | Intraocular lens (IOL) | Monofocal, astigmatism correcting IOL | Alcon | ACRYSOF Aspheric UV Absorbing Toric Posterior Chamber Intraocular Lens | SA6AT7 (+27.0D) | Standalone | DE0502308 | Indicated for patients with astigmatism of 2.5 dioptre cylinder (DC) and above in at least 1 eye; where correction of astigmatism is considered clinically necessary
Ophthalmic | Intraocular lens replacement | Intraocular lens (IOL) | Monofocal, astigmatism correcting IOL | Alcon | ACRYSOF Aspheric UV Absorbing Toric Posterior Chamber Intraocular Lens | SA6AT7 (+27.5D) | Standalone | DE0502308 | Indicated for patients with astigmatism of 2.5 dioptre cylinder (DC) and above in at least 1 eye; where correction of astigmatism is considered clinically necessary
Ophthalmic | Intraocular lens replacement | Intraocular lens (IOL) | Monofocal, astigmatism correcting IOL | Alcon | ACRYSOF Aspheric UV Absorbing Toric Posterior Chamber Intraocular Lens | SA6AT7 (+28.0D) | Standalone | DE0502308 | Indicated for patients with astigmatism of 2.5 dioptre cylinder (DC) and above in at least 1 eye; where correction of astigmatism is considered clinically necessary
Ophthalmic | Intraocular lens replacement | Intraocular lens (IOL) | Monofocal, astigmatism correcting IOL | Alcon | ACRYSOF Aspheric UV Absorbing Toric Posterior Chamber Intraocular Lens | SA6AT7 (+28.5D) | Standalone | DE0502308 | Indicated for patients with astigmatism of 2.5 dioptre cylinder (DC) and above in at least 1 eye; where correction of astigmatism is considered clinically necessary
Ophthalmic | Intraocular lens replacement | Intraocular lens (IOL) | Monofocal, astigmatism correcting IOL | Alcon | ACRYSOF Aspheric UV Absorbing Toric Posterior Chamber Intraocular Lens | SA6AT7 (+29.0D) | Standalone | DE0502308 | Indicated for patients with astigmatism of 2.5 dioptre cylinder (DC) and above in at least 1 eye; where correction of astigmatism is considered clinically necessary
Ophthalmic | Intraocular lens replacement | Intraocular lens (IOL) | Monofocal, astigmatism correcting IOL | Alcon | ACRYSOF Aspheric UV Absorbing Toric Posterior Chamber Intraocular Lens | SA6AT7 (+29.5D) | Standalone | DE0502308 | Indicated for patients with astigmatism of 2.5 dioptre cylinder (DC) and above in at least 1 eye; where correction of astigmatism is considered clinically necessary
Ophthalmic | Intraocular lens replacement | Intraocular lens (IOL) | Monofocal, astigmatism correcting IOL | Alcon | ACRYSOF Aspheric UV Absorbing Toric Posterior Chamber Intraocular Lens | SA6AT7 (+30.0D) | Standalone | DE0502308 | Indicated for patients with astigmatism of 2.5 dioptre cylinder (DC) and above in at least 1 eye; where correction of astigmatism is considered clinically necessary
Ophthalmic | Intraocular lens replacement | Intraocular lens (IOL) | Monofocal, astigmatism correcting IOL | Alcon | ACRYSOF Aspheric UV Absorbing Toric Posterior Chamber Intraocular Lens | SA6AT7 (+31.0D) | Standalone | DE0502308 | Indicated for patients with astigmatism of 2.5 dioptre cylinder (DC) and above in at least 1 eye; where correction of astigmatism is considered clinically necessary
Ophthalmic | Intraocular lens replacement | Intraocular lens (IOL) | Monofocal, astigmatism correcting IOL | Alcon | ACRYSOF Aspheric UV Absorbing Toric Posterior Chamber Intraocular Lens | SA6AT7 (+32.0D) | Standalone | DE0502308 | Indicated for patients with astigmatism of 2.5 dioptre cylinder (DC) and above in at least 1 eye; where correction of astigmatism is considered clinically necessary
Ophthalmic | Intraocular lens replacement | Intraocular lens (IOL) | Monofocal, astigmatism correcting IOL | Alcon | ACRYSOF Aspheric UV Absorbing Toric Posterior Chamber Intraocular Lens | SA6AT7 (+33.0D) | Standalone | DE0502308 | Indicated for patients with astigmatism of 2.5 dioptre cylinder (DC) and above in at least 1 eye; where correction of astigmatism is considered clinically necessary
Ophthalmic | Intraocular lens replacement | Intraocular lens (IOL) | Monofocal, astigmatism correcting IOL | Alcon | ACRYSOF Aspheric UV Absorbing Toric Posterior Chamber Intraocular Lens | SA6AT7 (+34.0D) | Standalone | DE0502308 | Indicated for patients with astigmatism of 2.5 dioptre cylinder (DC) and above in at least 1 eye; where correction of astigmatism is considered clinically necessary
Ophthalmic | Intraocular lens replacement | Intraocular lens (IOL) | Monofocal, astigmatism correcting IOL | Alcon | ACRYSOF Aspheric UV Absorbing Toric Posterior Chamber Intraocular Lens | SA6AT8 (+6.0D) | Standalone | DE0502308 | Indicated for patients with astigmatism of 2.5 dioptre cylinder (DC) and above in at least 1 eye; where correction of astigmatism is considered clinically necessary
Ophthalmic | Intraocular lens replacement | Intraocular lens (IOL) | Monofocal, astigmatism correcting IOL | Alcon | ACRYSOF Aspheric UV Absorbing Toric Posterior Chamber Intraocular Lens | SA6AT8 (+6.5D) | Standalone | DE0502308 | Indicated for patients with astigmatism of 2.5 dioptre cylinder (DC) and above in at least 1 eye; where correction of astigmatism is considered clinically necessary
Ophthalmic | Intraocular lens replacement | Intraocular lens (IOL) | Monofocal, astigmatism correcting IOL | Alcon | ACRYSOF Aspheric UV Absorbing Toric Posterior Chamber Intraocular Lens | SA6AT8 (+7.0D) | Standalone | DE0502308 | Indicated for patients with astigmatism of 2.5 dioptre cylinder (DC) and above in at least 1 eye; where correction of astigmatism is considered clinically necessary
Ophthalmic | Intraocular lens replacement | Intraocular lens (IOL) | Monofocal, astigmatism correcting IOL | Alcon | ACRYSOF Aspheric UV Absorbing Toric Posterior Chamber Intraocular Lens | SA6AT8 (+7.5D) | Standalone | DE0502308 | Indicated for patients with astigmatism of 2.5 dioptre cylinder (DC) and above in at least 1 eye; where correction of astigmatism is considered clinically necessary
Ophthalmic | Intraocular lens replacement | Intraocular lens (IOL) | Monofocal, astigmatism correcting IOL | Alcon | ACRYSOF Aspheric UV Absorbing Toric Posterior Chamber Intraocular Lens | SA6AT8 (+8.0D) | Standalone | DE0502308 | Indicated for patients with astigmatism of 2.5 dioptre cylinder (DC) and above in at least 1 eye; where correction of astigmatism is considered clinically necessary
Ophthalmic | Intraocular lens replacement | Intraocular lens (IOL) | Monofocal, astigmatism correcting IOL | Alcon | ACRYSOF Aspheric UV Absorbing Toric Posterior Chamber Intraocular Lens | SA6AT8 (+8.5D) | Standalone | DE0502308 | Indicated for patients with astigmatism of 2.5 dioptre cylinder (DC) and above in at least 1 eye; where correction of astigmatism is considered clinically necessary
Ophthalmic | Intraocular lens replacement | Intraocular lens (IOL) | Monofocal, astigmatism correcting IOL | Alcon | ACRYSOF Aspheric UV Absorbing Toric Posterior Chamber Intraocular Lens | SA6AT8 (+9.0D) | Standalone | DE0502308 | Indicated for patients with astigmatism of 2.5 dioptre cylinder (DC) and above in at least 1 eye; where correction of astigmatism is considered clinically necessary
Ophthalmic | Intraocular lens replacement | Intraocular lens (IOL) | Monofocal, astigmatism correcting IOL | Alcon | ACRYSOF Aspheric UV Absorbing Toric Posterior Chamber Intraocular Lens | SA6AT8 (+9.5D) | Standalone | DE0502308 | Indicated for patients with astigmatism of 2.5 dioptre cylinder (DC) and above in at least 1 eye; where correction of astigmatism is considered clinically necessary
Ophthalmic | Intraocular lens replacement | Intraocular lens (IOL) | Monofocal, astigmatism correcting IOL | Alcon | ACRYSOF Aspheric UV Absorbing Toric Posterior Chamber Intraocular Lens | SA6AT8 (+10.0D) | Standalone | DE0502308 | Indicated for patients with astigmatism of 2.5 dioptre cylinder (DC) and above in at least 1 eye; where correction of astigmatism is considered clinically necessary
Ophthalmic | Intraocular lens replacement | Intraocular lens (IOL) | Monofocal, astigmatism correcting IOL | Alcon | ACRYSOF Aspheric UV Absorbing Toric Posterior Chamber Intraocular Lens | SA6AT8 ( +10.5D) | Standalone | DE0502308 | Indicated for patients with astigmatism of 2.5 dioptre cylinder (DC) and above in at least 1 eye; where correction of astigmatism is considered clinically necessary
Ophthalmic | Intraocular lens replacement | Intraocular lens (IOL) | Monofocal, astigmatism correcting IOL | Alcon | ACRYSOF Aspheric UV Absorbing Toric Posterior Chamber Intraocular Lens | SA6AT8 (+11.0D) | Standalone | DE0502308 | Indicated for patients with astigmatism of 2.5 dioptre cylinder (DC) and above in at least 1 eye; where correction of astigmatism is considered clinically necessary
Ophthalmic | Intraocular lens replacement | Intraocular lens (IOL) | Monofocal, astigmatism correcting IOL | Alcon | ACRYSOF Aspheric UV Absorbing Toric Posterior Chamber Intraocular Lens | SA6AT8 (+11.5D) | Standalone | DE0502308 | Indicated for patients with astigmatism of 2.5 dioptre cylinder (DC) and above in at least 1 eye; where correction of astigmatism is considered clinically necessary
Ophthalmic | Intraocular lens replacement | Intraocular lens (IOL) | Monofocal, astigmatism correcting IOL | Alcon | ACRYSOF Aspheric UV Absorbing Toric Posterior Chamber Intraocular Lens | SA6AT8 (+12.0D) | Standalone | DE0502308 | Indicated for patients with astigmatism of 2.5 dioptre cylinder (DC) and above in at least 1 eye; where correction of astigmatism is considered clinically necessary
Ophthalmic | Intraocular lens replacement | Intraocular lens (IOL) | Monofocal, astigmatism correcting IOL | Alcon | ACRYSOF Aspheric UV Absorbing Toric Posterior Chamber Intraocular Lens | SA6AT8 (+12.5D) | Standalone | DE0502308 | Indicated for patients with astigmatism of 2.5 dioptre cylinder (DC) and above in at least 1 eye; where correction of astigmatism is considered clinically necessary
Ophthalmic | Intraocular lens replacement | Intraocular lens (IOL) | Monofocal, astigmatism correcting IOL | Alcon | ACRYSOF Aspheric UV Absorbing Toric Posterior Chamber Intraocular Lens | SA6AT8 (+13.0D) | Standalone | DE0502308 | Indicated for patients with astigmatism of 2.5 dioptre cylinder (DC) and above in at least 1 eye; where correction of astigmatism is considered clinically necessary
Ophthalmic | Intraocular lens replacement | Intraocular lens (IOL) | Monofocal, astigmatism correcting IOL | Alcon | ACRYSOF Aspheric UV Absorbing Toric Posterior Chamber Intraocular Lens | SA6AT8 (+13.5D) | Standalone | DE0502308 | Indicated for patients with astigmatism of 2.5 dioptre cylinder (DC) and above in at least 1 eye; where correction of astigmatism is considered clinically necessary
Ophthalmic | Intraocular lens replacement | Intraocular lens (IOL) | Monofocal, astigmatism correcting IOL | Alcon | ACRYSOF Aspheric UV Absorbing Toric Posterior Chamber Intraocular Lens | SA6AT8 (+14.0D) | Standalone | DE0502308 | Indicated for patients with astigmatism of 2.5 dioptre cylinder (DC) and above in at least 1 eye; where correction of astigmatism is considered clinically necessary
Ophthalmic | Intraocular lens replacement | Intraocular lens (IOL) | Monofocal, astigmatism correcting IOL | Alcon | ACRYSOF Aspheric UV Absorbing Toric Posterior Chamber Intraocular Lens | SA6AT8 (+14.5D) | Standalone | DE0502308 | Indicated for patients with astigmatism of 2.5 dioptre cylinder (DC) and above in at least 1 eye; where correction of astigmatism is considered clinically necessary
Ophthalmic | Intraocular lens replacement | Intraocular lens (IOL) | Monofocal, astigmatism correcting IOL | Alcon | ACRYSOF Aspheric UV Absorbing Toric Posterior Chamber Intraocular Lens | SA6AT8 (+15.0D) | Standalone | DE0502308 | Indicated for patients with astigmatism of 2.5 dioptre cylinder (DC) and above in at least 1 eye; where correction of astigmatism is considered clinically necessary
Ophthalmic | Intraocular lens replacement | Intraocular lens (IOL) | Monofocal, astigmatism correcting IOL | Alcon | ACRYSOF Aspheric UV Absorbing Toric Posterior Chamber Intraocular Lens | SA6AT8 (+15.5D) | Standalone | DE0502308 | Indicated for patients with astigmatism of 2.5 dioptre cylinder (DC) and above in at least 1 eye; where correction of astigmatism is considered clinically necessary
Ophthalmic | Intraocular lens replacement | Intraocular lens (IOL) | Monofocal, astigmatism correcting IOL | Alcon | ACRYSOF Aspheric UV Absorbing Toric Posterior Chamber Intraocular Lens | SA6AT8 (+16.0D) | Standalone | DE0502308 | Indicated for patients with astigmatism of 2.5 dioptre cylinder (DC) and above in at least 1 eye; where correction of astigmatism is considered clinically necessary
Ophthalmic | Intraocular lens replacement | Intraocular lens (IOL) | Monofocal, astigmatism correcting IOL | Alcon | ACRYSOF Aspheric UV Absorbing Toric Posterior Chamber Intraocular Lens | SA6AT8 ( +16.5D) | Standalone | DE0502308 | Indicated for patients with astigmatism of 2.5 dioptre cylinder (DC) and above in at least 1 eye; where correction of astigmatism is considered clinically necessary
Ophthalmic | Intraocular lens replacement | Intraocular lens (IOL) | Monofocal, astigmatism correcting IOL | Alcon | ACRYSOF Aspheric UV Absorbing Toric Posterior Chamber Intraocular Lens | SA6AT8 ( +17.0D) | Standalone | DE0502308 | Indicated for patients with astigmatism of 2.5 dioptre cylinder (DC) and above in at least 1 eye; where correction of astigmatism is considered clinically necessary
Ophthalmic | Intraocular lens replacement | Intraocular lens (IOL) | Monofocal, astigmatism correcting IOL | Alcon | ACRYSOF Aspheric UV Absorbing Toric Posterior Chamber Intraocular Lens | SA6AT8 (+17.5D) | Standalone | DE0502308 | Indicated for patients with astigmatism of 2.5 dioptre cylinder (DC) and above in at least 1 eye; where correction of astigmatism is considered clinically necessary
Ophthalmic | Intraocular lens replacement | Intraocular lens (IOL) | Monofocal, astigmatism correcting IOL | Alcon | ACRYSOF Aspheric UV Absorbing Toric Posterior Chamber Intraocular Lens | SA6AT8 (+18.0D) | Standalone | DE0502308 | Indicated for patients with astigmatism of 2.5 dioptre cylinder (DC) and above in at least 1 eye; where correction of astigmatism is considered clinically necessary
Ophthalmic | Intraocular lens replacement | Intraocular lens (IOL) | Monofocal, astigmatism correcting IOL | Alcon | ACRYSOF Aspheric UV Absorbing Toric Posterior Chamber Intraocular Lens | SA6AT8 (+18.5D) | Standalone | DE0502308 | Indicated for patients with astigmatism of 2.5 dioptre cylinder (DC) and above in at least 1 eye; where correction of astigmatism is considered clinically necessary
Ophthalmic | Intraocular lens replacement | Intraocular lens (IOL) | Monofocal, astigmatism correcting IOL | Alcon | ACRYSOF Aspheric UV Absorbing Toric Posterior Chamber Intraocular Lens | SA6AT8 (+19.0D) | Standalone | DE0502308 | Indicated for patients with astigmatism of 2.5 dioptre cylinder (DC) and above in at least 1 eye; where correction of astigmatism is considered clinically necessary
Ophthalmic | Intraocular lens replacement | Intraocular lens (IOL) | Monofocal, astigmatism correcting IOL | Alcon | ACRYSOF Aspheric UV Absorbing Toric Posterior Chamber Intraocular Lens | SA6AT8 (+19.5D) | Standalone | DE0502308 | Indicated for patients with astigmatism of 2.5 dioptre cylinder (DC) and above in at least 1 eye; where correction of astigmatism is considered clinically necessary
Ophthalmic | Intraocular lens replacement | Intraocular lens (IOL) | Monofocal, astigmatism correcting IOL | Alcon | ACRYSOF Aspheric UV Absorbing Toric Posterior Chamber Intraocular Lens | SA6AT8 (+20.0D) | Standalone | DE0502308 | Indicated for patients with astigmatism of 2.5 dioptre cylinder (DC) and above in at least 1 eye; where correction of astigmatism is considered clinically necessary
Ophthalmic | Intraocular lens replacement | Intraocular lens (IOL) | Monofocal, astigmatism correcting IOL | Alcon | ACRYSOF Aspheric UV Absorbing Toric Posterior Chamber Intraocular Lens | SA6AT8 (+20.5D) | Standalone | DE0502308 | Indicated for patients with astigmatism of 2.5 dioptre cylinder (DC) and above in at least 1 eye; where correction of astigmatism is considered clinically necessary
Ophthalmic | Intraocular lens replacement | Intraocular lens (IOL) | Monofocal, astigmatism correcting IOL | Alcon | ACRYSOF Aspheric UV Absorbing Toric Posterior Chamber Intraocular Lens | SA6AT8 (+21.0D) | Standalone | DE0502308 | Indicated for patients with astigmatism of 2.5 dioptre cylinder (DC) and above in at least 1 eye; where correction of astigmatism is considered clinically necessary
Ophthalmic | Intraocular lens replacement | Intraocular lens (IOL) | Monofocal, astigmatism correcting IOL | Alcon | ACRYSOF Aspheric UV Absorbing Toric Posterior Chamber Intraocular Lens | SA6AT8 (+21.5D) | Standalone | DE0502308 | Indicated for patients with astigmatism of 2.5 dioptre cylinder (DC) and above in at least 1 eye; where correction of astigmatism is considered clinically necessary
Ophthalmic | Intraocular lens replacement | Intraocular lens (IOL) | Monofocal, astigmatism correcting IOL | Alcon | ACRYSOF Aspheric UV Absorbing Toric Posterior Chamber Intraocular Lens | SA6AT8 (+22.0D) | Standalone | DE0502308 | Indicated for patients with astigmatism of 2.5 dioptre cylinder (DC) and above in at least 1 eye; where correction of astigmatism is considered clinically necessary
Ophthalmic | Intraocular lens replacement | Intraocular lens (IOL) | Monofocal, astigmatism correcting IOL | Alcon | ACRYSOF Aspheric UV Absorbing Toric Posterior Chamber Intraocular Lens | SA6AT8 (+22.5D) | Standalone | DE0502308 | Indicated for patients with astigmatism of 2.5 dioptre cylinder (DC) and above in at least 1 eye; where correction of astigmatism is considered clinically necessary
Ophthalmic | Intraocular lens replacement | Intraocular lens (IOL) | Monofocal, astigmatism correcting IOL | Alcon | ACRYSOF Aspheric UV Absorbing Toric Posterior Chamber Intraocular Lens | SA6AT8 ( +23.0D) | Standalone | DE0502308 | Indicated for patients with astigmatism of 2.5 dioptre cylinder (DC) and above in at least 1 eye; where correction of astigmatism is considered clinically necessary
Ophthalmic | Intraocular lens replacement | Intraocular lens (IOL) | Monofocal, astigmatism correcting IOL | Alcon | ACRYSOF Aspheric UV Absorbing Toric Posterior Chamber Intraocular Lens | SA6AT8 (+23.5D) | Standalone | DE0502308 | Indicated for patients with astigmatism of 2.5 dioptre cylinder (DC) and above in at least 1 eye; where correction of astigmatism is considered clinically necessary
Ophthalmic | Intraocular lens replacement | Intraocular lens (IOL) | Monofocal, astigmatism correcting IOL | Alcon | ACRYSOF Aspheric UV Absorbing Toric Posterior Chamber Intraocular Lens | SA6AT8 (+24.0D) | Standalone | DE0502308 | Indicated for patients with astigmatism of 2.5 dioptre cylinder (DC) and above in at least 1 eye; where correction of astigmatism is considered clinically necessary
Ophthalmic | Intraocular lens replacement | Intraocular lens (IOL) | Monofocal, astigmatism correcting IOL | Alcon | ACRYSOF Aspheric UV Absorbing Toric Posterior Chamber Intraocular Lens | SA6AT8 (+24.5D) | Standalone | DE0502308 | Indicated for patients with astigmatism of 2.5 dioptre cylinder (DC) and above in at least 1 eye; where correction of astigmatism is considered clinically necessary
Ophthalmic | Intraocular lens replacement | Intraocular lens (IOL) | Monofocal, astigmatism correcting IOL | Alcon | ACRYSOF Aspheric UV Absorbing Toric Posterior Chamber Intraocular Lens | SA6AT8 (+25.0D) | Standalone | DE0502308 | Indicated for patients with astigmatism of 2.5 dioptre cylinder (DC) and above in at least 1 eye; where correction of astigmatism is considered clinically necessary
Ophthalmic | Intraocular lens replacement | Intraocular lens (IOL) | Monofocal, astigmatism correcting IOL | Alcon | ACRYSOF Aspheric UV Absorbing Toric Posterior Chamber Intraocular Lens | SA6AT8 (+25.5D) | Standalone | DE0502308 | Indicated for patients with astigmatism of 2.5 dioptre cylinder (DC) and above in at least 1 eye; where correction of astigmatism is considered clinically necessary
Ophthalmic | Intraocular lens replacement | Intraocular lens (IOL) | Monofocal, astigmatism correcting IOL | Alcon | ACRYSOF Aspheric UV Absorbing Toric Posterior Chamber Intraocular Lens | SA6AT8 (+26.0D) | Standalone | DE0502308 | Indicated for patients with astigmatism of 2.5 dioptre cylinder (DC) and above in at least 1 eye; where correction of astigmatism is considered clinically necessary
Ophthalmic | Intraocular lens replacement | Intraocular lens (IOL) | Monofocal, astigmatism correcting IOL | Alcon | ACRYSOF Aspheric UV Absorbing Toric Posterior Chamber Intraocular Lens | SA6AT8 ( +26.5D) | Standalone | DE0502308 | Indicated for patients with astigmatism of 2.5 dioptre cylinder (DC) and above in at least 1 eye; where correction of astigmatism is considered clinically necessary
Ophthalmic | Intraocular lens replacement | Intraocular lens (IOL) | Monofocal, astigmatism correcting IOL | Alcon | ACRYSOF Aspheric UV Absorbing Toric Posterior Chamber Intraocular Lens | SA6AT8 (+27.0D) | Standalone | DE0502308 | Indicated for patients with astigmatism of 2.5 dioptre cylinder (DC) and above in at least 1 eye; where correction of astigmatism is considered clinically necessary
Ophthalmic | Intraocular lens replacement | Intraocular lens (IOL) | Monofocal, astigmatism correcting IOL | Alcon | ACRYSOF Aspheric UV Absorbing Toric Posterior Chamber Intraocular Lens | SA6AT8 (+27.5D) | Standalone | DE0502308 | Indicated for patients with astigmatism of 2.5 dioptre cylinder (DC) and above in at least 1 eye; where correction of astigmatism is considered clinically necessary
Ophthalmic | Intraocular lens replacement | Intraocular lens (IOL) | Monofocal, astigmatism correcting IOL | Alcon | ACRYSOF Aspheric UV Absorbing Toric Posterior Chamber Intraocular Lens | SA6AT8 (+28.0D) | Standalone | DE0502308 | Indicated for patients with astigmatism of 2.5 dioptre cylinder (DC) and above in at least 1 eye; where correction of astigmatism is considered clinically necessary
Ophthalmic | Intraocular lens replacement | Intraocular lens (IOL) | Monofocal, astigmatism correcting IOL | Alcon | ACRYSOF Aspheric UV Absorbing Toric Posterior Chamber Intraocular Lens | SA6AT8 (+28.5D) | Standalone | DE0502308 | Indicated for patients with astigmatism of 2.5 dioptre cylinder (DC) and above in at least 1 eye; where correction of astigmatism is considered clinically necessary
Ophthalmic | Intraocular lens replacement | Intraocular lens (IOL) | Monofocal, astigmatism correcting IOL | Alcon | ACRYSOF Aspheric UV Absorbing Toric Posterior Chamber Intraocular Lens | SA6AT8 (+29.0D) | Standalone | DE0502308 | Indicated for patients with astigmatism of 2.5 dioptre cylinder (DC) and above in at least 1 eye; where correction of astigmatism is considered clinically necessary
Ophthalmic | Intraocular lens replacement | Intraocular lens (IOL) | Monofocal, astigmatism correcting IOL | Alcon | ACRYSOF Aspheric UV Absorbing Toric Posterior Chamber Intraocular Lens | SA6AT8 (+29.5D) | Standalone | DE0502308 | Indicated for patients with astigmatism of 2.5 dioptre cylinder (DC) and above in at least 1 eye; where correction of astigmatism is considered clinically necessary
Ophthalmic | Intraocular lens replacement | Intraocular lens (IOL) | Monofocal, astigmatism correcting IOL | Alcon | ACRYSOF Aspheric UV Absorbing Toric Posterior Chamber Intraocular Lens | SA6AT8 (+30.0D) | Standalone | DE0502308 | Indicated for patients with astigmatism of 2.5 dioptre cylinder (DC) and above in at least 1 eye; where correction of astigmatism is considered clinically necessary
Ophthalmic | Intraocular lens replacement | Intraocular lens (IOL) | Monofocal, astigmatism correcting IOL | Alcon | ACRYSOF Aspheric UV Absorbing Toric Posterior Chamber Intraocular Lens | SA6AT8 (+31.0D) | Standalone | DE0502308 | Indicated for patients with astigmatism of 2.5 dioptre cylinder (DC) and above in at least 1 eye; where correction of astigmatism is considered clinically necessary
Ophthalmic | Intraocular lens replacement | Intraocular lens (IOL) | Monofocal, astigmatism correcting IOL | Alcon | ACRYSOF Aspheric UV Absorbing Toric Posterior Chamber Intraocular Lens | SA6AT8 (+32.0D) | Standalone | DE0502308 | Indicated for patients with astigmatism of 2.5 dioptre cylinder (DC) and above in at least 1 eye; where correction of astigmatism is considered clinically necessary
Ophthalmic | Intraocular lens replacement | Intraocular lens (IOL) | Monofocal, astigmatism correcting IOL | Alcon | ACRYSOF Aspheric UV Absorbing Toric Posterior Chamber Intraocular Lens | SA6AT8 (+33.0D) | Standalone | DE0502308 | Indicated for patients with astigmatism of 2.5 dioptre cylinder (DC) and above in at least 1 eye; where correction of astigmatism is considered clinically necessary
Ophthalmic | Intraocular lens replacement | Intraocular lens (IOL) | Monofocal, astigmatism correcting IOL | Alcon | ACRYSOF Aspheric UV Absorbing Toric Posterior Chamber Intraocular Lens | SA6AT8 (+34.0D) | Standalone | DE0502308 | Indicated for patients with astigmatism of 2.5 dioptre cylinder (DC) and above in at least 1 eye; where correction of astigmatism is considered clinically necessary
Ophthalmic | Intraocular lens replacement | Intraocular lens (IOL) | Monofocal, astigmatism correcting IOL | Alcon | ACRYSOF Aspheric UV Absorbing Toric Posterior Chamber Intraocular Lens | SA6AT9 (+6.0D) | Standalone | DE0502308 | Indicated for patients with astigmatism of 2.5 dioptre cylinder (DC) and above in at least 1 eye; where correction of astigmatism is considered clinically necessary
Ophthalmic | Intraocular lens replacement | Intraocular lens (IOL) | Monofocal, astigmatism correcting IOL | Alcon | ACRYSOF Aspheric UV Absorbing Toric Posterior Chamber Intraocular Lens | SA6AT9 (+6.5D) | Standalone | DE0502308 | Indicated for patients with astigmatism of 2.5 dioptre cylinder (DC) and above in at least 1 eye; where correction of astigmatism is considered clinically necessary
Ophthalmic | Intraocular lens replacement | Intraocular lens (IOL) | Monofocal, astigmatism correcting IOL | Alcon | ACRYSOF Aspheric UV Absorbing Toric Posterior Chamber Intraocular Lens | SA6AT9 (+7.0D) | Standalone | DE0502308 | Indicated for patients with astigmatism of 2.5 dioptre cylinder (DC) and above in at least 1 eye; where correction of astigmatism is considered clinically necessary
Ophthalmic | Intraocular lens replacement | Intraocular lens (IOL) | Monofocal, astigmatism correcting IOL | Alcon | ACRYSOF Aspheric UV Absorbing Toric Posterior Chamber Intraocular Lens | SA6AT9 (+7.5D) | Standalone | DE0502308 | Indicated for patients with astigmatism of 2.5 dioptre cylinder (DC) and above in at least 1 eye; where correction of astigmatism is considered clinically necessary
Ophthalmic | Intraocular lens replacement | Intraocular lens (IOL) | Monofocal, astigmatism correcting IOL | Alcon | ACRYSOF Aspheric UV Absorbing Toric Posterior Chamber Intraocular Lens | SA6AT9 (+8.0D) | Standalone | DE0502308 | Indicated for patients with astigmatism of 2.5 dioptre cylinder (DC) and above in at least 1 eye; where correction of astigmatism is considered clinically necessary
Ophthalmic | Intraocular lens replacement | Intraocular lens (IOL) | Monofocal, astigmatism correcting IOL | Alcon | ACRYSOF Aspheric UV Absorbing Toric Posterior Chamber Intraocular Lens | SA6AT9 (+8.5D) | Standalone | DE0502308 | Indicated for patients with astigmatism of 2.5 dioptre cylinder (DC) and above in at least 1 eye; where correction of astigmatism is considered clinically necessary
Ophthalmic | Intraocular lens replacement | Intraocular lens (IOL) | Monofocal, astigmatism correcting IOL | Alcon | ACRYSOF Aspheric UV Absorbing Toric Posterior Chamber Intraocular Lens | SA6AT9 (+9.0D) | Standalone | DE0502308 | Indicated for patients with astigmatism of 2.5 dioptre cylinder (DC) and above in at least 1 eye; where correction of astigmatism is considered clinically necessary
Ophthalmic | Intraocular lens replacement | Intraocular lens (IOL) | Monofocal, astigmatism correcting IOL | Alcon | ACRYSOF Aspheric UV Absorbing Toric Posterior Chamber Intraocular Lens | SA6AT9 (+9.5D) | Standalone | DE0502308 | Indicated for patients with astigmatism of 2.5 dioptre cylinder (DC) and above in at least 1 eye; where correction of astigmatism is considered clinically necessary
Ophthalmic | Intraocular lens replacement | Intraocular lens (IOL) | Monofocal, astigmatism correcting IOL | Alcon | ACRYSOF Aspheric UV Absorbing Toric Posterior Chamber Intraocular Lens | SA6AT9 (+10.0D) | Standalone | DE0502308 | Indicated for patients with astigmatism of 2.5 dioptre cylinder (DC) and above in at least 1 eye; where correction of astigmatism is considered clinically necessary
Ophthalmic | Intraocular lens replacement | Intraocular lens (IOL) | Monofocal, astigmatism correcting IOL | Alcon | ACRYSOF Aspheric UV Absorbing Toric Posterior Chamber Intraocular Lens | SA6AT9 ( +10.5D) | Standalone | DE0502308 | Indicated for patients with astigmatism of 2.5 dioptre cylinder (DC) and above in at least 1 eye; where correction of astigmatism is considered clinically necessary
Ophthalmic | Intraocular lens replacement | Intraocular lens (IOL) | Monofocal, astigmatism correcting IOL | Alcon | ACRYSOF Aspheric UV Absorbing Toric Posterior Chamber Intraocular Lens | SA6AT9 (+11.0D) | Standalone | DE0502308 | Indicated for patients with astigmatism of 2.5 dioptre cylinder (DC) and above in at least 1 eye; where correction of astigmatism is considered clinically necessary
Ophthalmic | Intraocular lens replacement | Intraocular lens (IOL) | Monofocal, astigmatism correcting IOL | Alcon | ACRYSOF Aspheric UV Absorbing Toric Posterior Chamber Intraocular Lens | SA6AT9 (+11.5D) | Standalone | DE0502308 | Indicated for patients with astigmatism of 2.5 dioptre cylinder (DC) and above in at least 1 eye; where correction of astigmatism is considered clinically necessary
Ophthalmic | Intraocular lens replacement | Intraocular lens (IOL) | Monofocal, astigmatism correcting IOL | Alcon | ACRYSOF Aspheric UV Absorbing Toric Posterior Chamber Intraocular Lens | SA6AT9 (+12.0D) | Standalone | DE0502308 | Indicated for patients with astigmatism of 2.5 dioptre cylinder (DC) and above in at least 1 eye; where correction of astigmatism is considered clinically necessary
Ophthalmic | Intraocular lens replacement | Intraocular lens (IOL) | Monofocal, astigmatism correcting IOL | Alcon | ACRYSOF Aspheric UV Absorbing Toric Posterior Chamber Intraocular Lens | SA6AT9 (+12.5D) | Standalone | DE0502308 | Indicated for patients with astigmatism of 2.5 dioptre cylinder (DC) and above in at least 1 eye; where correction of astigmatism is considered clinically necessary
Ophthalmic | Intraocular lens replacement | Intraocular lens (IOL) | Monofocal, astigmatism correcting IOL | Alcon | ACRYSOF Aspheric UV Absorbing Toric Posterior Chamber Intraocular Lens | SA6AT9 (+13.0D) | Standalone | DE0502308 | Indicated for patients with astigmatism of 2.5 dioptre cylinder (DC) and above in at least 1 eye; where correction of astigmatism is considered clinically necessary
Ophthalmic | Intraocular lens replacement | Intraocular lens (IOL) | Monofocal, astigmatism correcting IOL | Alcon | ACRYSOF Aspheric UV Absorbing Toric Posterior Chamber Intraocular Lens | SA6AT9 (+13.5D) | Standalone | DE0502308 | Indicated for patients with astigmatism of 2.5 dioptre cylinder (DC) and above in at least 1 eye; where correction of astigmatism is considered clinically necessary
Ophthalmic | Intraocular lens replacement | Intraocular lens (IOL) | Monofocal, astigmatism correcting IOL | Alcon | ACRYSOF Aspheric UV Absorbing Toric Posterior Chamber Intraocular Lens | SA6AT9 (+14.0D) | Standalone | DE0502308 | Indicated for patients with astigmatism of 2.5 dioptre cylinder (DC) and above in at least 1 eye; where correction of astigmatism is considered clinically necessary
Ophthalmic | Intraocular lens replacement | Intraocular lens (IOL) | Monofocal, astigmatism correcting IOL | Alcon | ACRYSOF Aspheric UV Absorbing Toric Posterior Chamber Intraocular Lens | SA6AT9 (+14.5D) | Standalone | DE0502308 | Indicated for patients with astigmatism of 2.5 dioptre cylinder (DC) and above in at least 1 eye; where correction of astigmatism is considered clinically necessary
Ophthalmic | Intraocular lens replacement | Intraocular lens (IOL) | Monofocal, astigmatism correcting IOL | Alcon | ACRYSOF Aspheric UV Absorbing Toric Posterior Chamber Intraocular Lens | SA6AT9 (+15.0D) | Standalone | DE0502308 | Indicated for patients with astigmatism of 2.5 dioptre cylinder (DC) and above in at least 1 eye; where correction of astigmatism is considered clinically necessary
Ophthalmic | Intraocular lens replacement | Intraocular lens (IOL) | Monofocal, astigmatism correcting IOL | Alcon | ACRYSOF Aspheric UV Absorbing Toric Posterior Chamber Intraocular Lens | SA6AT9 (+15.5D) | Standalone | DE0502308 | Indicated for patients with astigmatism of 2.5 dioptre cylinder (DC) and above in at least 1 eye; where correction of astigmatism is considered clinically necessary
Ophthalmic | Intraocular lens replacement | Intraocular lens (IOL) | Monofocal, astigmatism correcting IOL | Alcon | ACRYSOF Aspheric UV Absorbing Toric Posterior Chamber Intraocular Lens | SA6AT9 (+16.0D) | Standalone | DE0502308 | Indicated for patients with astigmatism of 2.5 dioptre cylinder (DC) and above in at least 1 eye; where correction of astigmatism is considered clinically necessary
Ophthalmic | Intraocular lens replacement | Intraocular lens (IOL) | Monofocal, astigmatism correcting IOL | Alcon | ACRYSOF Aspheric UV Absorbing Toric Posterior Chamber Intraocular Lens | SA6AT9 ( +16.5D) | Standalone | DE0502308 | Indicated for patients with astigmatism of 2.5 dioptre cylinder (DC) and above in at least 1 eye; where correction of astigmatism is considered clinically necessary
Ophthalmic | Intraocular lens replacement | Intraocular lens (IOL) | Monofocal, astigmatism correcting IOL | Alcon | ACRYSOF Aspheric UV Absorbing Toric Posterior Chamber Intraocular Lens | SA6AT9 ( +17.0D) | Standalone | DE0502308 | Indicated for patients with astigmatism of 2.5 dioptre cylinder (DC) and above in at least 1 eye; where correction of astigmatism is considered clinically necessary
Ophthalmic | Intraocular lens replacement | Intraocular lens (IOL) | Monofocal, astigmatism correcting IOL | Alcon | ACRYSOF Aspheric UV Absorbing Toric Posterior Chamber Intraocular Lens | SA6AT9 (+17.5D) | Standalone | DE0502308 | Indicated for patients with astigmatism of 2.5 dioptre cylinder (DC) and above in at least 1 eye; where correction of astigmatism is considered clinically necessary
Ophthalmic | Intraocular lens replacement | Intraocular lens (IOL) | Monofocal, astigmatism correcting IOL | Alcon | ACRYSOF Aspheric UV Absorbing Toric Posterior Chamber Intraocular Lens | SA6AT9 (+18.0D) | Standalone | DE0502308 | Indicated for patients with astigmatism of 2.5 dioptre cylinder (DC) and above in at least 1 eye; where correction of astigmatism is considered clinically necessary
Ophthalmic | Intraocular lens replacement | Intraocular lens (IOL) | Monofocal, astigmatism correcting IOL | Alcon | ACRYSOF Aspheric UV Absorbing Toric Posterior Chamber Intraocular Lens | SA6AT9 (+18.5D) | Standalone | DE0502308 | Indicated for patients with astigmatism of 2.5 dioptre cylinder (DC) and above in at least 1 eye; where correction of astigmatism is considered clinically necessary
Ophthalmic | Intraocular lens replacement | Intraocular lens (IOL) | Monofocal, astigmatism correcting IOL | Alcon | ACRYSOF Aspheric UV Absorbing Toric Posterior Chamber Intraocular Lens | SA6AT9 (+19.0D) | Standalone | DE0502308 | Indicated for patients with astigmatism of 2.5 dioptre cylinder (DC) and above in at least 1 eye; where correction of astigmatism is considered clinically necessary
Ophthalmic | Intraocular lens replacement | Intraocular lens (IOL) | Monofocal, astigmatism correcting IOL | Alcon | ACRYSOF Aspheric UV Absorbing Toric Posterior Chamber Intraocular Lens | SA6AT9 (+19.5D) | Standalone | DE0502308 | Indicated for patients with astigmatism of 2.5 dioptre cylinder (DC) and above in at least 1 eye; where correction of astigmatism is considered clinically necessary
Ophthalmic | Intraocular lens replacement | Intraocular lens (IOL) | Monofocal, astigmatism correcting IOL | Alcon | ACRYSOF Aspheric UV Absorbing Toric Posterior Chamber Intraocular Lens | SA6AT9 (+20.0D) | Standalone | DE0502308 | Indicated for patients with astigmatism of 2.5 dioptre cylinder (DC) and above in at least 1 eye; where correction of astigmatism is considered clinically necessary
Ophthalmic | Intraocular lens replacement | Intraocular lens (IOL) | Monofocal, astigmatism correcting IOL | Alcon | ACRYSOF Aspheric UV Absorbing Toric Posterior Chamber Intraocular Lens | SA6AT9 (+20.5D) | Standalone | DE0502308 | Indicated for patients with astigmatism of 2.5 dioptre cylinder (DC) and above in at least 1 eye; where correction of astigmatism is considered clinically necessary
Ophthalmic | Intraocular lens replacement | Intraocular lens (IOL) | Monofocal, astigmatism correcting IOL | Alcon | ACRYSOF Aspheric UV Absorbing Toric Posterior Chamber Intraocular Lens | SA6AT9 (+21.0D) | Standalone | DE0502308 | Indicated for patients with astigmatism of 2.5 dioptre cylinder (DC) and above in at least 1 eye; where correction of astigmatism is considered clinically necessary
Ophthalmic | Intraocular lens replacement | Intraocular lens (IOL) | Monofocal, astigmatism correcting IOL | Alcon | ACRYSOF Aspheric UV Absorbing Toric Posterior Chamber Intraocular Lens | SA6AT9 (+21.5D) | Standalone | DE0502308 | Indicated for patients with astigmatism of 2.5 dioptre cylinder (DC) and above in at least 1 eye; where correction of astigmatism is considered clinically necessary
Ophthalmic | Intraocular lens replacement | Intraocular lens (IOL) | Monofocal, astigmatism correcting IOL | Alcon | ACRYSOF Aspheric UV Absorbing Toric Posterior Chamber Intraocular Lens | SA6AT9 (+22.0D) | Standalone | DE0502308 | Indicated for patients with astigmatism of 2.5 dioptre cylinder (DC) and above in at least 1 eye; where correction of astigmatism is considered clinically necessary
Ophthalmic | Intraocular lens replacement | Intraocular lens (IOL) | Monofocal, astigmatism correcting IOL | Alcon | ACRYSOF Aspheric UV Absorbing Toric Posterior Chamber Intraocular Lens | SA6AT9 (+22.5D) | Standalone | DE0502308 | Indicated for patients with astigmatism of 2.5 dioptre cylinder (DC) and above in at least 1 eye; where correction of astigmatism is considered clinically necessary
Ophthalmic | Intraocular lens replacement | Intraocular lens (IOL) | Monofocal, astigmatism correcting IOL | Alcon | ACRYSOF Aspheric UV Absorbing Toric Posterior Chamber Intraocular Lens | SA6AT9 ( +23.0D) | Standalone | DE0502308 | Indicated for patients with astigmatism of 2.5 dioptre cylinder (DC) and above in at least 1 eye; where correction of astigmatism is considered clinically necessary
Ophthalmic | Intraocular lens replacement | Intraocular lens (IOL) | Monofocal, astigmatism correcting IOL | Alcon | ACRYSOF Aspheric UV Absorbing Toric Posterior Chamber Intraocular Lens | SA6AT9 (+23.5D) | Standalone | DE0502308 | Indicated for patients with astigmatism of 2.5 dioptre cylinder (DC) and above in at least 1 eye; where correction of astigmatism is considered clinically necessary
Ophthalmic | Intraocular lens replacement | Intraocular lens (IOL) | Monofocal, astigmatism correcting IOL | Alcon | ACRYSOF Aspheric UV Absorbing Toric Posterior Chamber Intraocular Lens | SA6AT9 (+24.0D) | Standalone | DE0502308 | Indicated for patients with astigmatism of 2.5 dioptre cylinder (DC) and above in at least 1 eye; where correction of astigmatism is considered clinically necessary
Ophthalmic | Intraocular lens replacement | Intraocular lens (IOL) | Monofocal, astigmatism correcting IOL | Alcon | ACRYSOF Aspheric UV Absorbing Toric Posterior Chamber Intraocular Lens | SA6AT9 (+24.5D) | Standalone | DE0502308 | Indicated for patients with astigmatism of 2.5 dioptre cylinder (DC) and above in at least 1 eye; where correction of astigmatism is considered clinically necessary
Ophthalmic | Intraocular lens replacement | Intraocular lens (IOL) | Monofocal, astigmatism correcting IOL | Alcon | ACRYSOF Aspheric UV Absorbing Toric Posterior Chamber Intraocular Lens | SA6AT9 (+25.0D) | Standalone | DE0502308 | Indicated for patients with astigmatism of 2.5 dioptre cylinder (DC) and above in at least 1 eye; where correction of astigmatism is considered clinically necessary
Ophthalmic | Intraocular lens replacement | Intraocular lens (IOL) | Monofocal, astigmatism correcting IOL | Alcon | ACRYSOF Aspheric UV Absorbing Toric Posterior Chamber Intraocular Lens | SA6AT9 (+25.5D) | Standalone | DE0502308 | Indicated for patients with astigmatism of 2.5 dioptre cylinder (DC) and above in at least 1 eye; where correction of astigmatism is considered clinically necessary
Ophthalmic | Intraocular lens replacement | Intraocular lens (IOL) | Monofocal, astigmatism correcting IOL | Alcon | ACRYSOF Aspheric UV Absorbing Toric Posterior Chamber Intraocular Lens | SA6AT9 (+26.0D) | Standalone | DE0502308 | Indicated for patients with astigmatism of 2.5 dioptre cylinder (DC) and above in at least 1 eye; where correction of astigmatism is considered clinically necessary
Ophthalmic | Intraocular lens replacement | Intraocular lens (IOL) | Monofocal, astigmatism correcting IOL | Alcon | ACRYSOF Aspheric UV Absorbing Toric Posterior Chamber Intraocular Lens | SA6AT9 ( +26.5D) | Standalone | DE0502308 | Indicated for patients with astigmatism of 2.5 dioptre cylinder (DC) and above in at least 1 eye; where correction of astigmatism is considered clinically necessary
Ophthalmic | Intraocular lens replacement | Intraocular lens (IOL) | Monofocal, astigmatism correcting IOL | Alcon | ACRYSOF Aspheric UV Absorbing Toric Posterior Chamber Intraocular Lens | SA6AT9 (+27.0D) | Standalone | DE0502308 | Indicated for patients with astigmatism of 2.5 dioptre cylinder (DC) and above in at least 1 eye; where correction of astigmatism is considered clinically necessary
Ophthalmic | Intraocular lens replacement | Intraocular lens (IOL) | Monofocal, astigmatism correcting IOL | Alcon | ACRYSOF Aspheric UV Absorbing Toric Posterior Chamber Intraocular Lens | SA6AT9 (+27.5D) | Standalone | DE0502308 | Indicated for patients with astigmatism of 2.5 dioptre cylinder (DC) and above in at least 1 eye; where correction of astigmatism is considered clinically necessary
Ophthalmic | Intraocular lens replacement | Intraocular lens (IOL) | Monofocal, astigmatism correcting IOL | Alcon | ACRYSOF Aspheric UV Absorbing Toric Posterior Chamber Intraocular Lens | SA6AT9 (+28.0D) | Standalone | DE0502308 | Indicated for patients with astigmatism of 2.5 dioptre cylinder (DC) and above in at least 1 eye; where correction of astigmatism is considered clinically necessary
Ophthalmic | Intraocular lens replacement | Intraocular lens (IOL) | Monofocal, astigmatism correcting IOL | Alcon | ACRYSOF Aspheric UV Absorbing Toric Posterior Chamber Intraocular Lens | SA6AT9 (+28.5D) | Standalone | DE0502308 | Indicated for patients with astigmatism of 2.5 dioptre cylinder (DC) and above in at least 1 eye; where correction of astigmatism is considered clinically necessary
Ophthalmic | Intraocular lens replacement | Intraocular lens (IOL) | Monofocal, astigmatism correcting IOL | Alcon | ACRYSOF Aspheric UV Absorbing Toric Posterior Chamber Intraocular Lens | SA6AT9 (+29.0D) | Standalone | DE0502308 | Indicated for patients with astigmatism of 2.5 dioptre cylinder (DC) and above in at least 1 eye; where correction of astigmatism is considered clinically necessary
Ophthalmic | Intraocular lens replacement | Intraocular lens (IOL) | Monofocal, astigmatism correcting IOL | Alcon | ACRYSOF Aspheric UV Absorbing Toric Posterior Chamber Intraocular Lens | SA6AT9 (+29.5D) | Standalone | DE0502308 | Indicated for patients with astigmatism of 2.5 dioptre cylinder (DC) and above in at least 1 eye; where correction of astigmatism is considered clinically necessary
Ophthalmic | Intraocular lens replacement | Intraocular lens (IOL) | Monofocal, astigmatism correcting IOL | Alcon | ACRYSOF Aspheric UV Absorbing Toric Posterior Chamber Intraocular Lens | SA6AT9 (+30.0D) | Standalone | DE0502308 | Indicated for patients with astigmatism of 2.5 dioptre cylinder (DC) and above in at least 1 eye; where correction of astigmatism is considered clinically necessary
Ophthalmic | Intraocular lens replacement | Intraocular lens (IOL) | Monofocal, astigmatism correcting IOL | Alcon | ACRYSOF Aspheric UV Absorbing Toric Posterior Chamber Intraocular Lens | SA6AT9 (+31.0D) | Standalone | DE0502308 | Indicated for patients with astigmatism of 2.5 dioptre cylinder (DC) and above in at least 1 eye; where correction of astigmatism is considered clinically necessary
Ophthalmic | Intraocular lens replacement | Intraocular lens (IOL) | Monofocal, astigmatism correcting IOL | Alcon | ACRYSOF Aspheric UV Absorbing Toric Posterior Chamber Intraocular Lens | SA6AT9 (+32.0D) | Standalone | DE0502308 | Indicated for patients with astigmatism of 2.5 dioptre cylinder (DC) and above in at least 1 eye; where correction of astigmatism is considered clinically necessary
Ophthalmic | Intraocular lens replacement | Intraocular lens (IOL) | Monofocal, astigmatism correcting IOL | Alcon | ACRYSOF Aspheric UV Absorbing Toric Posterior Chamber Intraocular Lens | SA6AT9 (+33.0D) | Standalone | DE0502308 | Indicated for patients with astigmatism of 2.5 dioptre cylinder (DC) and above in at least 1 eye; where correction of astigmatism is considered clinically necessary
Ophthalmic | Intraocular lens replacement | Intraocular lens (IOL) | Monofocal, astigmatism correcting IOL | Alcon | ACRYSOF Aspheric UV Absorbing Toric Posterior Chamber Intraocular Lens | SA6AT9 (+34.0D) | Standalone | DE0502308 | Indicated for patients with astigmatism of 2.5 dioptre cylinder (DC) and above in at least 1 eye; where correction of astigmatism is considered clinically necessary
Ophthalmic | Intraocular lens replacement | Intraocular lens (IOL) | Monofocal, astigmatism correcting IOL | AMO | JJSV TECNIS Toric II 1-Piece IOL | ZCU100I050 | Standalone | DE0505161 | Indicated for patients with astigmatism of 2.5 dioptre cylinder (DC) and above in at least 1 eye; where correction of astigmatism is considered clinically necessary
Ophthalmic | Intraocular lens replacement | Intraocular lens (IOL) | Monofocal, astigmatism correcting IOL | AMO | JJSV TECNIS Toric II 1-Piece IOL | ZCU100I055 | Standalone | DE0505161 | Indicated for patients with astigmatism of 2.5 dioptre cylinder (DC) and above in at least 1 eye; where correction of astigmatism is considered clinically necessary
Ophthalmic | Intraocular lens replacement | Intraocular lens (IOL) | Monofocal, astigmatism correcting IOL | AMO | JJSV TECNIS Toric II 1-Piece IOL | ZCU100I060 | Standalone | DE0505161 | Indicated for patients with astigmatism of 2.5 dioptre cylinder (DC) and above in at least 1 eye; where correction of astigmatism is considered clinically necessary
Ophthalmic | Intraocular lens replacement | Intraocular lens (IOL) | Monofocal, astigmatism correcting IOL | AMO | JJSV TECNIS Toric II 1-Piece IOL | ZCU100I065 | Standalone | DE0505161 | Indicated for patients with astigmatism of 2.5 dioptre cylinder (DC) and above in at least 1 eye; where correction of astigmatism is considered clinically necessary
Ophthalmic | Intraocular lens replacement | Intraocular lens (IOL) | Monofocal, astigmatism correcting IOL | AMO | JJSV TECNIS Toric II 1-Piece IOL | ZCU100I070 | Standalone | DE0505161 | Indicated for patients with astigmatism of 2.5 dioptre cylinder (DC) and above in at least 1 eye; where correction of astigmatism is considered clinically necessary
Ophthalmic | Intraocular lens replacement | Intraocular lens (IOL) | Monofocal, astigmatism correcting IOL | AMO | JJSV TECNIS Toric II 1-Piece IOL | ZCU100I075 | Standalone | DE0505161 | Indicated for patients with astigmatism of 2.5 dioptre cylinder (DC) and above in at least 1 eye; where correction of astigmatism is considered clinically necessary
Ophthalmic | Intraocular lens replacement | Intraocular lens (IOL) | Monofocal, astigmatism correcting IOL | AMO | JJSV TECNIS Toric II 1-Piece IOL | ZCU100I080 | Standalone | DE0505161 | Indicated for patients with astigmatism of 2.5 dioptre cylinder (DC) and above in at least 1 eye; where correction of astigmatism is considered clinically necessary
Ophthalmic | Intraocular lens replacement | Intraocular lens (IOL) | Monofocal, astigmatism correcting IOL | AMO | JJSV TECNIS Toric II 1-Piece IOL | ZCU100I085 | Standalone | DE0505161 | Indicated for patients with astigmatism of 2.5 dioptre cylinder (DC) and above in at least 1 eye; where correction of astigmatism is considered clinically necessary
Ophthalmic | Intraocular lens replacement | Intraocular lens (IOL) | Monofocal, astigmatism correcting IOL | AMO | JJSV TECNIS Toric II 1-Piece IOL | ZCU100I090 | Standalone | DE0505161 | Indicated for patients with astigmatism of 2.5 dioptre cylinder (DC) and above in at least 1 eye; where correction of astigmatism is considered clinically necessary
Ophthalmic | Intraocular lens replacement | Intraocular lens (IOL) | Monofocal, astigmatism correcting IOL | AMO | JJSV TECNIS Toric II 1-Piece IOL | ZCU100I095 | Standalone | DE0505161 | Indicated for patients with astigmatism of 2.5 dioptre cylinder (DC) and above in at least 1 eye; where correction of astigmatism is considered clinically necessary
Ophthalmic | Intraocular lens replacement | Intraocular lens (IOL) | Monofocal, astigmatism correcting IOL | AMO | JJSV TECNIS Toric II 1-Piece IOL | ZCU100I100 | Standalone | DE0505161 | Indicated for patients with astigmatism of 2.5 dioptre cylinder (DC) and above in at least 1 eye; where correction of astigmatism is considered clinically necessary
Ophthalmic | Intraocular lens replacement | Intraocular lens (IOL) | Monofocal, astigmatism correcting IOL | AMO | JJSV TECNIS Toric II 1-Piece IOL | ZCU100I105 | Standalone | DE0505161 | Indicated for patients with astigmatism of 2.5 dioptre cylinder (DC) and above in at least 1 eye; where correction of astigmatism is considered clinically necessary
Ophthalmic | Intraocular lens replacement | Intraocular lens (IOL) | Monofocal, astigmatism correcting IOL | AMO | JJSV TECNIS Toric II 1-Piece IOL | ZCU100I110 | Standalone | DE0505161 | Indicated for patients with astigmatism of 2.5 dioptre cylinder (DC) and above in at least 1 eye; where correction of astigmatism is considered clinically necessary
Ophthalmic | Intraocular lens replacement | Intraocular lens (IOL) | Monofocal, astigmatism correcting IOL | AMO | JJSV TECNIS Toric II 1-Piece IOL | ZCU100I115 | Standalone | DE0505161 | Indicated for patients with astigmatism of 2.5 dioptre cylinder (DC) and above in at least 1 eye; where correction of astigmatism is considered clinically necessary
Ophthalmic | Intraocular lens replacement | Intraocular lens (IOL) | Monofocal, astigmatism correcting IOL | AMO | JJSV TECNIS Toric II 1-Piece IOL | ZCU100I120 | Standalone | DE0505161 | Indicated for patients with astigmatism of 2.5 dioptre cylinder (DC) and above in at least 1 eye; where correction of astigmatism is considered clinically necessary
Ophthalmic | Intraocular lens replacement | Intraocular lens (IOL) | Monofocal, astigmatism correcting IOL | AMO | JJSV TECNIS Toric II 1-Piece IOL | ZCU100I125 | Standalone | DE0505161 | Indicated for patients with astigmatism of 2.5 dioptre cylinder (DC) and above in at least 1 eye; where correction of astigmatism is considered clinically necessary
Ophthalmic | Intraocular lens replacement | Intraocular lens (IOL) | Monofocal, astigmatism correcting IOL | AMO | JJSV TECNIS Toric II 1-Piece IOL | ZCU100I130 | Standalone | DE0505161 | Indicated for patients with astigmatism of 2.5 dioptre cylinder (DC) and above in at least 1 eye; where correction of astigmatism is considered clinically necessary
Ophthalmic | Intraocular lens replacement | Intraocular lens (IOL) | Monofocal, astigmatism correcting IOL | AMO | JJSV TECNIS Toric II 1-Piece IOL | ZCU100I135 | Standalone | DE0505161 | Indicated for patients with astigmatism of 2.5 dioptre cylinder (DC) and above in at least 1 eye; where correction of astigmatism is considered clinically necessary
Ophthalmic | Intraocular lens replacement | Intraocular lens (IOL) | Monofocal, astigmatism correcting IOL | AMO | JJSV TECNIS Toric II 1-Piece IOL | ZCU100I140 | Standalone | DE0505161 | Indicated for patients with astigmatism of 2.5 dioptre cylinder (DC) and above in at least 1 eye; where correction of astigmatism is considered clinically necessary
Ophthalmic | Intraocular lens replacement | Intraocular lens (IOL) | Monofocal, astigmatism correcting IOL | AMO | JJSV TECNIS Toric II 1-Piece IOL | ZCU100I145 | Standalone | DE0505161 | Indicated for patients with astigmatism of 2.5 dioptre cylinder (DC) and above in at least 1 eye; where correction of astigmatism is considered clinically necessary
Ophthalmic | Intraocular lens replacement | Intraocular lens (IOL) | Monofocal, astigmatism correcting IOL | AMO | JJSV TECNIS Toric II 1-Piece IOL | ZCU100I150 | Standalone | DE0505161 | Indicated for patients with astigmatism of 2.5 dioptre cylinder (DC) and above in at least 1 eye; where correction of astigmatism is considered clinically necessary
Ophthalmic | Intraocular lens replacement | Intraocular lens (IOL) | Monofocal, astigmatism correcting IOL | AMO | JJSV TECNIS Toric II 1-Piece IOL | ZCU100I155 | Standalone | DE0505161 | Indicated for patients with astigmatism of 2.5 dioptre cylinder (DC) and above in at least 1 eye; where correction of astigmatism is considered clinically necessary
Ophthalmic | Intraocular lens replacement | Intraocular lens (IOL) | Monofocal, astigmatism correcting IOL | AMO | JJSV TECNIS Toric II 1-Piece IOL | ZCU100I160 | Standalone | DE0505161 | Indicated for patients with astigmatism of 2.5 dioptre cylinder (DC) and above in at least 1 eye; where correction of astigmatism is considered clinically necessary
Ophthalmic | Intraocular lens replacement | Intraocular lens (IOL) | Monofocal, astigmatism correcting IOL | AMO | JJSV TECNIS Toric II 1-Piece IOL | ZCU100I165 | Standalone | DE0505161 | Indicated for patients with astigmatism of 2.5 dioptre cylinder (DC) and above in at least 1 eye; where correction of astigmatism is considered clinically necessary
Ophthalmic | Intraocular lens replacement | Intraocular lens (IOL) | Monofocal, astigmatism correcting IOL | AMO | JJSV TECNIS Toric II 1-Piece IOL | ZCU100I170 | Standalone | DE0505161 | Indicated for patients with astigmatism of 2.5 dioptre cylinder (DC) and above in at least 1 eye; where correction of astigmatism is considered clinically necessary
Ophthalmic | Intraocular lens replacement | Intraocular lens (IOL) | Monofocal, astigmatism correcting IOL | AMO | JJSV TECNIS Toric II 1-Piece IOL | ZCU100I175 | Standalone | DE0505161 | Indicated for patients with astigmatism of 2.5 dioptre cylinder (DC) and above in at least 1 eye; where correction of astigmatism is considered clinically necessary
Ophthalmic | Intraocular lens replacement | Intraocular lens (IOL) | Monofocal, astigmatism correcting IOL | AMO | JJSV TECNIS Toric II 1-Piece IOL | ZCU100I180 | Standalone | DE0505161 | Indicated for patients with astigmatism of 2.5 dioptre cylinder (DC) and above in at least 1 eye; where correction of astigmatism is considered clinically necessary
Ophthalmic | Intraocular lens replacement | Intraocular lens (IOL) | Monofocal, astigmatism correcting IOL | AMO | JJSV TECNIS Toric II 1-Piece IOL | ZCU100I185 | Standalone | DE0505161 | Indicated for patients with astigmatism of 2.5 dioptre cylinder (DC) and above in at least 1 eye; where correction of astigmatism is considered clinically necessary
Ophthalmic | Intraocular lens replacement | Intraocular lens (IOL) | Monofocal, astigmatism correcting IOL | AMO | JJSV TECNIS Toric II 1-Piece IOL | ZCU100I190 | Standalone | DE0505161 | Indicated for patients with astigmatism of 2.5 dioptre cylinder (DC) and above in at least 1 eye; where correction of astigmatism is considered clinically necessary
Ophthalmic | Intraocular lens replacement | Intraocular lens (IOL) | Monofocal, astigmatism correcting IOL | AMO | JJSV TECNIS Toric II 1-Piece IOL | ZCU100I195 | Standalone | DE0505161 | Indicated for patients with astigmatism of 2.5 dioptre cylinder (DC) and above in at least 1 eye; where correction of astigmatism is considered clinically necessary
Ophthalmic | Intraocular lens replacement | Intraocular lens (IOL) | Monofocal, astigmatism correcting IOL | AMO | JJSV TECNIS Toric II 1-Piece IOL | ZCU100I200 | Standalone | DE0505161 | Indicated for patients with astigmatism of 2.5 dioptre cylinder (DC) and above in at least 1 eye; where correction of astigmatism is considered clinically necessary
Ophthalmic | Intraocular lens replacement | Intraocular lens (IOL) | Monofocal, astigmatism correcting IOL | AMO | JJSV TECNIS Toric II 1-Piece IOL | ZCU100I205 | Standalone | DE0505161 | Indicated for patients with astigmatism of 2.5 dioptre cylinder (DC) and above in at least 1 eye; where correction of astigmatism is considered clinically necessary
Ophthalmic | Intraocular lens replacement | Intraocular lens (IOL) | Monofocal, astigmatism correcting IOL | AMO | JJSV TECNIS Toric II 1-Piece IOL | ZCU100I210 | Standalone | DE0505161 | Indicated for patients with astigmatism of 2.5 dioptre cylinder (DC) and above in at least 1 eye; where correction of astigmatism is considered clinically necessary
Ophthalmic | Intraocular lens replacement | Intraocular lens (IOL) | Monofocal, astigmatism correcting IOL | AMO | JJSV TECNIS Toric II 1-Piece IOL | ZCU100I215 | Standalone | DE0505161 | Indicated for patients with astigmatism of 2.5 dioptre cylinder (DC) and above in at least 1 eye; where correction of astigmatism is considered clinically necessary
Ophthalmic | Intraocular lens replacement | Intraocular lens (IOL) | Monofocal, astigmatism correcting IOL | AMO | JJSV TECNIS Toric II 1-Piece IOL | ZCU100I220 | Standalone | DE0505161 | Indicated for patients with astigmatism of 2.5 dioptre cylinder (DC) and above in at least 1 eye; where correction of astigmatism is considered clinically necessary
Ophthalmic | Intraocular lens replacement | Intraocular lens (IOL) | Monofocal, astigmatism correcting IOL | AMO | JJSV TECNIS Toric II 1-Piece IOL | ZCU100I225 | Standalone | DE0505161 | Indicated for patients with astigmatism of 2.5 dioptre cylinder (DC) and above in at least 1 eye; where correction of astigmatism is considered clinically necessary
Ophthalmic | Intraocular lens replacement | Intraocular lens (IOL) | Monofocal, astigmatism correcting IOL | AMO | JJSV TECNIS Toric II 1-Piece IOL | ZCU100I230 | Standalone | DE0505161 | Indicated for patients with astigmatism of 2.5 dioptre cylinder (DC) and above in at least 1 eye; where correction of astigmatism is considered clinically necessary
Ophthalmic | Intraocular lens replacement | Intraocular lens (IOL) | Monofocal, astigmatism correcting IOL | AMO | JJSV TECNIS Toric II 1-Piece IOL | ZCU100I235 | Standalone | DE0505161 | Indicated for patients with astigmatism of 2.5 dioptre cylinder (DC) and above in at least 1 eye; where correction of astigmatism is considered clinically necessary
Ophthalmic | Intraocular lens replacement | Intraocular lens (IOL) | Monofocal, astigmatism correcting IOL | AMO | JJSV TECNIS Toric II 1-Piece IOL | ZCU100I240 | Standalone | DE0505161 | Indicated for patients with astigmatism of 2.5 dioptre cylinder (DC) and above in at least 1 eye; where correction of astigmatism is considered clinically necessary
Ophthalmic | Intraocular lens replacement | Intraocular lens (IOL) | Monofocal, astigmatism correcting IOL | AMO | JJSV TECNIS Toric II 1-Piece IOL | ZCU100I245 | Standalone | DE0505161 | Indicated for patients with astigmatism of 2.5 dioptre cylinder (DC) and above in at least 1 eye; where correction of astigmatism is considered clinically necessary
Ophthalmic | Intraocular lens replacement | Intraocular lens (IOL) | Monofocal, astigmatism correcting IOL | AMO | JJSV TECNIS Toric II 1-Piece IOL | ZCU100I250 | Standalone | DE0505161 | Indicated for patients with astigmatism of 2.5 dioptre cylinder (DC) and above in at least 1 eye; where correction of astigmatism is considered clinically necessary
Ophthalmic | Intraocular lens replacement | Intraocular lens (IOL) | Monofocal, astigmatism correcting IOL | AMO | JJSV TECNIS Toric II 1-Piece IOL | ZCU100I255 | Standalone | DE0505161 | Indicated for patients with astigmatism of 2.5 dioptre cylinder (DC) and above in at least 1 eye; where correction of astigmatism is considered clinically necessary
Ophthalmic | Intraocular lens replacement | Intraocular lens (IOL) | Monofocal, astigmatism correcting IOL | AMO | JJSV TECNIS Toric II 1-Piece IOL | ZCU100I260 | Standalone | DE0505161 | Indicated for patients with astigmatism of 2.5 dioptre cylinder (DC) and above in at least 1 eye; where correction of astigmatism is considered clinically necessary
Ophthalmic | Intraocular lens replacement | Intraocular lens (IOL) | Monofocal, astigmatism correcting IOL | AMO | JJSV TECNIS Toric II 1-Piece IOL | ZCU100I265 | Standalone | DE0505161 | Indicated for patients with astigmatism of 2.5 dioptre cylinder (DC) and above in at least 1 eye; where correction of astigmatism is considered clinically necessary
Ophthalmic | Intraocular lens replacement | Intraocular lens (IOL) | Monofocal, astigmatism correcting IOL | AMO | JJSV TECNIS Toric II 1-Piece IOL | ZCU100I270 | Standalone | DE0505161 | Indicated for patients with astigmatism of 2.5 dioptre cylinder (DC) and above in at least 1 eye; where correction of astigmatism is considered clinically necessary
Ophthalmic | Intraocular lens replacement | Intraocular lens (IOL) | Monofocal, astigmatism correcting IOL | AMO | JJSV TECNIS Toric II 1-Piece IOL | ZCU100I275 | Standalone | DE0505161 | Indicated for patients with astigmatism of 2.5 dioptre cylinder (DC) and above in at least 1 eye; where correction of astigmatism is considered clinically necessary
Ophthalmic | Intraocular lens replacement | Intraocular lens (IOL) | Monofocal, astigmatism correcting IOL | AMO | JJSV TECNIS Toric II 1-Piece IOL | ZCU100I280 | Standalone | DE0505161 | Indicated for patients with astigmatism of 2.5 dioptre cylinder (DC) and above in at least 1 eye; where correction of astigmatism is considered clinically necessary
Ophthalmic | Intraocular lens replacement | Intraocular lens (IOL) | Monofocal, astigmatism correcting IOL | AMO | JJSV TECNIS Toric II 1-Piece IOL | ZCU100I285 | Standalone | DE0505161 | Indicated for patients with astigmatism of 2.5 dioptre cylinder (DC) and above in at least 1 eye; where correction of astigmatism is considered clinically necessary
Ophthalmic | Intraocular lens replacement | Intraocular lens (IOL) | Monofocal, astigmatism correcting IOL | AMO | JJSV TECNIS Toric II 1-Piece IOL | ZCU100I290 | Standalone | DE0505161 | Indicated for patients with astigmatism of 2.5 dioptre cylinder (DC) and above in at least 1 eye; where correction of astigmatism is considered clinically necessary
Ophthalmic | Intraocular lens replacement | Intraocular lens (IOL) | Monofocal, astigmatism correcting IOL | AMO | JJSV TECNIS Toric II 1-Piece IOL | ZCU100I295 | Standalone | DE0505161 | Indicated for patients with astigmatism of 2.5 dioptre cylinder (DC) and above in at least 1 eye; where correction of astigmatism is considered clinically necessary
Ophthalmic | Intraocular lens replacement | Intraocular lens (IOL) | Monofocal, astigmatism correcting IOL | AMO | JJSV TECNIS Toric II 1-Piece IOL | ZCU100I300 | Standalone | DE0505161 | Indicated for patients with astigmatism of 2.5 dioptre cylinder (DC) and above in at least 1 eye; where correction of astigmatism is considered clinically necessary
Ophthalmic | Intraocular lens replacement | Intraocular lens (IOL) | Monofocal, astigmatism correcting IOL | AMO | JJSV TECNIS Toric II 1-Piece IOL | ZCU100I305 | Standalone | DE0505161 | Indicated for patients with astigmatism of 2.5 dioptre cylinder (DC) and above in at least 1 eye; where correction of astigmatism is considered clinically necessary
Ophthalmic | Intraocular lens replacement | Intraocular lens (IOL) | Monofocal, astigmatism correcting IOL | AMO | JJSV TECNIS Toric II 1-Piece IOL | ZCU100I310 | Standalone | DE0505161 | Indicated for patients with astigmatism of 2.5 dioptre cylinder (DC) and above in at least 1 eye; where correction of astigmatism is considered clinically necessary
Ophthalmic | Intraocular lens replacement | Intraocular lens (IOL) | Monofocal, astigmatism correcting IOL | AMO | JJSV TECNIS Toric II 1-Piece IOL | ZCU100I315 | Standalone | DE0505161 | Indicated for patients with astigmatism of 2.5 dioptre cylinder (DC) and above in at least 1 eye; where correction of astigmatism is considered clinically necessary
Ophthalmic | Intraocular lens replacement | Intraocular lens (IOL) | Monofocal, astigmatism correcting IOL | AMO | JJSV TECNIS Toric II 1-Piece IOL | ZCU100I320 | Standalone | DE0505161 | Indicated for patients with astigmatism of 2.5 dioptre cylinder (DC) and above in at least 1 eye; where correction of astigmatism is considered clinically necessary
Ophthalmic | Intraocular lens replacement | Intraocular lens (IOL) | Monofocal, astigmatism correcting IOL | AMO | JJSV TECNIS Toric II 1-Piece IOL | ZCU100I325 | Standalone | DE0505161 | Indicated for patients with astigmatism of 2.5 dioptre cylinder (DC) and above in at least 1 eye; where correction of astigmatism is considered clinically necessary
Ophthalmic | Intraocular lens replacement | Intraocular lens (IOL) | Monofocal, astigmatism correcting IOL | AMO | JJSV TECNIS Toric II 1-Piece IOL | ZCU100I330 | Standalone | DE0505161 | Indicated for patients with astigmatism of 2.5 dioptre cylinder (DC) and above in at least 1 eye; where correction of astigmatism is considered clinically necessary
Ophthalmic | Intraocular lens replacement | Intraocular lens (IOL) | Monofocal, astigmatism correcting IOL | AMO | JJSV TECNIS Toric II 1-Piece IOL | ZCU100I335 | Standalone | DE0505161 | Indicated for patients with astigmatism of 2.5 dioptre cylinder (DC) and above in at least 1 eye; where correction of astigmatism is considered clinically necessary
Ophthalmic | Intraocular lens replacement | Intraocular lens (IOL) | Monofocal, astigmatism correcting IOL | AMO | JJSV TECNIS Toric II 1-Piece IOL | ZCU100I340 | Standalone | DE0505161 | Indicated for patients with astigmatism of 2.5 dioptre cylinder (DC) and above in at least 1 eye; where correction of astigmatism is considered clinically necessary
Ophthalmic | Intraocular lens replacement | Intraocular lens (IOL) | Monofocal, astigmatism correcting IOL | AMO | JJSV TECNIS Toric II 1-Piece IOL | ZCU150I050 | Standalone | DE0505161 | Indicated for patients with astigmatism of 2.5 dioptre cylinder (DC) and above in at least 1 eye; where correction of astigmatism is considered clinically necessary
Ophthalmic | Intraocular lens replacement | Intraocular lens (IOL) | Monofocal, astigmatism correcting IOL | AMO | JJSV TECNIS Toric II 1-Piece IOL | ZCU150I055 | Standalone | DE0505161 | Indicated for patients with astigmatism of 2.5 dioptre cylinder (DC) and above in at least 1 eye; where correction of astigmatism is considered clinically necessary
Ophthalmic | Intraocular lens replacement | Intraocular lens (IOL) | Monofocal, astigmatism correcting IOL | AMO | JJSV TECNIS Toric II 1-Piece IOL | ZCU150I060 | Standalone | DE0505161 | Indicated for patients with astigmatism of 2.5 dioptre cylinder (DC) and above in at least 1 eye; where correction of astigmatism is considered clinically necessary
Ophthalmic | Intraocular lens replacement | Intraocular lens (IOL) | Monofocal, astigmatism correcting IOL | AMO | JJSV TECNIS Toric II 1-Piece IOL | ZCU150I065 | Standalone | DE0505161 | Indicated for patients with astigmatism of 2.5 dioptre cylinder (DC) and above in at least 1 eye; where correction of astigmatism is considered clinically necessary
Ophthalmic | Intraocular lens replacement | Intraocular lens (IOL) | Monofocal, astigmatism correcting IOL | AMO | JJSV TECNIS Toric II 1-Piece IOL | ZCU150I070 | Standalone | DE0505161 | Indicated for patients with astigmatism of 2.5 dioptre cylinder (DC) and above in at least 1 eye; where correction of astigmatism is considered clinically necessary
Ophthalmic | Intraocular lens replacement | Intraocular lens (IOL) | Monofocal, astigmatism correcting IOL | AMO | JJSV TECNIS Toric II 1-Piece IOL | ZCU150I075 | Standalone | DE0505161 | Indicated for patients with astigmatism of 2.5 dioptre cylinder (DC) and above in at least 1 eye; where correction of astigmatism is considered clinically necessary
Ophthalmic | Intraocular lens replacement | Intraocular lens (IOL) | Monofocal, astigmatism correcting IOL | AMO | JJSV TECNIS Toric II 1-Piece IOL | ZCU150I080 | Standalone | DE0505161 | Indicated for patients with astigmatism of 2.5 dioptre cylinder (DC) and above in at least 1 eye; where correction of astigmatism is considered clinically necessary
Ophthalmic | Intraocular lens replacement | Intraocular lens (IOL) | Monofocal, astigmatism correcting IOL | AMO | JJSV TECNIS Toric II 1-Piece IOL | ZCU150I085 | Standalone | DE0505161 | Indicated for patients with astigmatism of 2.5 dioptre cylinder (DC) and above in at least 1 eye; where correction of astigmatism is considered clinically necessary
Ophthalmic | Intraocular lens replacement | Intraocular lens (IOL) | Monofocal, astigmatism correcting IOL | AMO | JJSV TECNIS Toric II 1-Piece IOL | ZCU150I090 | Standalone | DE0505161 | Indicated for patients with astigmatism of 2.5 dioptre cylinder (DC) and above in at least 1 eye; where correction of astigmatism is considered clinically necessary
Ophthalmic | Intraocular lens replacement | Intraocular lens (IOL) | Monofocal, astigmatism correcting IOL | AMO | JJSV TECNIS Toric II 1-Piece IOL | ZCU150I095 | Standalone | DE0505161 | Indicated for patients with astigmatism of 2.5 dioptre cylinder (DC) and above in at least 1 eye; where correction of astigmatism is considered clinically necessary
Ophthalmic | Intraocular lens replacement | Intraocular lens (IOL) | Monofocal, astigmatism correcting IOL | AMO | JJSV TECNIS Toric II 1-Piece IOL | ZCU150I100 | Standalone | DE0505161 | Indicated for patients with astigmatism of 2.5 dioptre cylinder (DC) and above in at least 1 eye; where correction of astigmatism is considered clinically necessary
Ophthalmic | Intraocular lens replacement | Intraocular lens (IOL) | Monofocal, astigmatism correcting IOL | AMO | JJSV TECNIS Toric II 1-Piece IOL | ZCU150I105 | Standalone | DE0505161 | Indicated for patients with astigmatism of 2.5 dioptre cylinder (DC) and above in at least 1 eye; where correction of astigmatism is considered clinically necessary
Ophthalmic | Intraocular lens replacement | Intraocular lens (IOL) | Monofocal, astigmatism correcting IOL | AMO | JJSV TECNIS Toric II 1-Piece IOL | ZCU150I110 | Standalone | DE0505161 | Indicated for patients with astigmatism of 2.5 dioptre cylinder (DC) and above in at least 1 eye; where correction of astigmatism is considered clinically necessary
Ophthalmic | Intraocular lens replacement | Intraocular lens (IOL) | Monofocal, astigmatism correcting IOL | AMO | JJSV TECNIS Toric II 1-Piece IOL | ZCU150I115 | Standalone | DE0505161 | Indicated for patients with astigmatism of 2.5 dioptre cylinder (DC) and above in at least 1 eye; where correction of astigmatism is considered clinically necessary
Ophthalmic | Intraocular lens replacement | Intraocular lens (IOL) | Monofocal, astigmatism correcting IOL | AMO | JJSV TECNIS Toric II 1-Piece IOL | ZCU150I120 | Standalone | DE0505161 | Indicated for patients with astigmatism of 2.5 dioptre cylinder (DC) and above in at least 1 eye; where correction of astigmatism is considered clinically necessary
Ophthalmic | Intraocular lens replacement | Intraocular lens (IOL) | Monofocal, astigmatism correcting IOL | AMO | JJSV TECNIS Toric II 1-Piece IOL | ZCU150I125 | Standalone | DE0505161 | Indicated for patients with astigmatism of 2.5 dioptre cylinder (DC) and above in at least 1 eye; where correction of astigmatism is considered clinically necessary
Ophthalmic | Intraocular lens replacement | Intraocular lens (IOL) | Monofocal, astigmatism correcting IOL | AMO | JJSV TECNIS Toric II 1-Piece IOL | ZCU150I130 | Standalone | DE0505161 | Indicated for patients with astigmatism of 2.5 dioptre cylinder (DC) and above in at least 1 eye; where correction of astigmatism is considered clinically necessary
Ophthalmic | Intraocular lens replacement | Intraocular lens (IOL) | Monofocal, astigmatism correcting IOL | AMO | JJSV TECNIS Toric II 1-Piece IOL | ZCU150I135 | Standalone | DE0505161 | Indicated for patients with astigmatism of 2.5 dioptre cylinder (DC) and above in at least 1 eye; where correction of astigmatism is considered clinically necessary
Ophthalmic | Intraocular lens replacement | Intraocular lens (IOL) | Monofocal, astigmatism correcting IOL | AMO | JJSV TECNIS Toric II 1-Piece IOL | ZCU150I140 | Standalone | DE0505161 | Indicated for patients with astigmatism of 2.5 dioptre cylinder (DC) and above in at least 1 eye; where correction of astigmatism is considered clinically necessary
Ophthalmic | Intraocular lens replacement | Intraocular lens (IOL) | Monofocal, astigmatism correcting IOL | AMO | JJSV TECNIS Toric II 1-Piece IOL | ZCU150I145 | Standalone | DE0505161 | Indicated for patients with astigmatism of 2.5 dioptre cylinder (DC) and above in at least 1 eye; where correction of astigmatism is considered clinically necessary
Ophthalmic | Intraocular lens replacement | Intraocular lens (IOL) | Monofocal, astigmatism correcting IOL | AMO | JJSV TECNIS Toric II 1-Piece IOL | ZCU150I150 | Standalone | DE0505161 | Indicated for patients with astigmatism of 2.5 dioptre cylinder (DC) and above in at least 1 eye; where correction of astigmatism is considered clinically necessary
Ophthalmic | Intraocular lens replacement | Intraocular lens (IOL) | Monofocal, astigmatism correcting IOL | AMO | JJSV TECNIS Toric II 1-Piece IOL | ZCU150I155 | Standalone | DE0505161 | Indicated for patients with astigmatism of 2.5 dioptre cylinder (DC) and above in at least 1 eye; where correction of astigmatism is considered clinically necessary
Ophthalmic | Intraocular lens replacement | Intraocular lens (IOL) | Monofocal, astigmatism correcting IOL | AMO | JJSV TECNIS Toric II 1-Piece IOL | ZCU150I160 | Standalone | DE0505161 | Indicated for patients with astigmatism of 2.5 dioptre cylinder (DC) and above in at least 1 eye; where correction of astigmatism is considered clinically necessary
Ophthalmic | Intraocular lens replacement | Intraocular lens (IOL) | Monofocal, astigmatism correcting IOL | AMO | JJSV TECNIS Toric II 1-Piece IOL | ZCU150I165 | Standalone | DE0505161 | Indicated for patients with astigmatism of 2.5 dioptre cylinder (DC) and above in at least 1 eye; where correction of astigmatism is considered clinically necessary
Ophthalmic | Intraocular lens replacement | Intraocular lens (IOL) | Monofocal, astigmatism correcting IOL | AMO | JJSV TECNIS Toric II 1-Piece IOL | ZCU150I170 | Standalone | DE0505161 | Indicated for patients with astigmatism of 2.5 dioptre cylinder (DC) and above in at least 1 eye; where correction of astigmatism is considered clinically necessary
Ophthalmic | Intraocular lens replacement | Intraocular lens (IOL) | Monofocal, astigmatism correcting IOL | AMO | JJSV TECNIS Toric II 1-Piece IOL | ZCU150I175 | Standalone | DE0505161 | Indicated for patients with astigmatism of 2.5 dioptre cylinder (DC) and above in at least 1 eye; where correction of astigmatism is considered clinically necessary
Ophthalmic | Intraocular lens replacement | Intraocular lens (IOL) | Monofocal, astigmatism correcting IOL | AMO | JJSV TECNIS Toric II 1-Piece IOL | ZCU150I180 | Standalone | DE0505161 | Indicated for patients with astigmatism of 2.5 dioptre cylinder (DC) and above in at least 1 eye; where correction of astigmatism is considered clinically necessary
Ophthalmic | Intraocular lens replacement | Intraocular lens (IOL) | Monofocal, astigmatism correcting IOL | AMO | JJSV TECNIS Toric II 1-Piece IOL | ZCU150I185 | Standalone | DE0505161 | Indicated for patients with astigmatism of 2.5 dioptre cylinder (DC) and above in at least 1 eye; where correction of astigmatism is considered clinically necessary
Ophthalmic | Intraocular lens replacement | Intraocular lens (IOL) | Monofocal, astigmatism correcting IOL | AMO | JJSV TECNIS Toric II 1-Piece IOL | ZCU150I190 | Standalone | DE0505161 | Indicated for patients with astigmatism of 2.5 dioptre cylinder (DC) and above in at least 1 eye; where correction of astigmatism is considered clinically necessary
Ophthalmic | Intraocular lens replacement | Intraocular lens (IOL) | Monofocal, astigmatism correcting IOL | AMO | JJSV TECNIS Toric II 1-Piece IOL | ZCU150I195 | Standalone | DE0505161 | Indicated for patients with astigmatism of 2.5 dioptre cylinder (DC) and above in at least 1 eye; where correction of astigmatism is considered clinically necessary
Ophthalmic | Intraocular lens replacement | Intraocular lens (IOL) | Monofocal, astigmatism correcting IOL | AMO | JJSV TECNIS Toric II 1-Piece IOL | ZCU150I200 | Standalone | DE0505161 | Indicated for patients with astigmatism of 2.5 dioptre cylinder (DC) and above in at least 1 eye; where correction of astigmatism is considered clinically necessary
Ophthalmic | Intraocular lens replacement | Intraocular lens (IOL) | Monofocal, astigmatism correcting IOL | AMO | JJSV TECNIS Toric II 1-Piece IOL | ZCU150I205 | Standalone | DE0505161 | Indicated for patients with astigmatism of 2.5 dioptre cylinder (DC) and above in at least 1 eye; where correction of astigmatism is considered clinically necessary
Ophthalmic | Intraocular lens replacement | Intraocular lens (IOL) | Monofocal, astigmatism correcting IOL | AMO | JJSV TECNIS Toric II 1-Piece IOL | ZCU150I210 | Standalone | DE0505161 | Indicated for patients with astigmatism of 2.5 dioptre cylinder (DC) and above in at least 1 eye; where correction of astigmatism is considered clinically necessary
Ophthalmic | Intraocular lens replacement | Intraocular lens (IOL) | Monofocal, astigmatism correcting IOL | AMO | JJSV TECNIS Toric II 1-Piece IOL | ZCU150I215 | Standalone | DE0505161 | Indicated for patients with astigmatism of 2.5 dioptre cylinder (DC) and above in at least 1 eye; where correction of astigmatism is considered clinically necessary
Ophthalmic | Intraocular lens replacement | Intraocular lens (IOL) | Monofocal, astigmatism correcting IOL | AMO | JJSV TECNIS Toric II 1-Piece IOL | ZCU150I220 | Standalone | DE0505161 | Indicated for patients with astigmatism of 2.5 dioptre cylinder (DC) and above in at least 1 eye; where correction of astigmatism is considered clinically necessary
Ophthalmic | Intraocular lens replacement | Intraocular lens (IOL) | Monofocal, astigmatism correcting IOL | AMO | JJSV TECNIS Toric II 1-Piece IOL | ZCU150I225 | Standalone | DE0505161 | Indicated for patients with astigmatism of 2.5 dioptre cylinder (DC) and above in at least 1 eye; where correction of astigmatism is considered clinically necessary
Ophthalmic | Intraocular lens replacement | Intraocular lens (IOL) | Monofocal, astigmatism correcting IOL | AMO | JJSV TECNIS Toric II 1-Piece IOL | ZCU150I230 | Standalone | DE0505161 | Indicated for patients with astigmatism of 2.5 dioptre cylinder (DC) and above in at least 1 eye; where correction of astigmatism is considered clinically necessary
Ophthalmic | Intraocular lens replacement | Intraocular lens (IOL) | Monofocal, astigmatism correcting IOL | AMO | JJSV TECNIS Toric II 1-Piece IOL | ZCU150I235 | Standalone | DE0505161 | Indicated for patients with astigmatism of 2.5 dioptre cylinder (DC) and above in at least 1 eye; where correction of astigmatism is considered clinically necessary
Ophthalmic | Intraocular lens replacement | Intraocular lens (IOL) | Monofocal, astigmatism correcting IOL | AMO | JJSV TECNIS Toric II 1-Piece IOL | ZCU150I240 | Standalone | DE0505161 | Indicated for patients with astigmatism of 2.5 dioptre cylinder (DC) and above in at least 1 eye; where correction of astigmatism is considered clinically necessary
Ophthalmic | Intraocular lens replacement | Intraocular lens (IOL) | Monofocal, astigmatism correcting IOL | AMO | JJSV TECNIS Toric II 1-Piece IOL | ZCU150I245 | Standalone | DE0505161 | Indicated for patients with astigmatism of 2.5 dioptre cylinder (DC) and above in at least 1 eye; where correction of astigmatism is considered clinically necessary
Ophthalmic | Intraocular lens replacement | Intraocular lens (IOL) | Monofocal, astigmatism correcting IOL | AMO | JJSV TECNIS Toric II 1-Piece IOL | ZCU150I250 | Standalone | DE0505161 | Indicated for patients with astigmatism of 2.5 dioptre cylinder (DC) and above in at least 1 eye; where correction of astigmatism is considered clinically necessary
Ophthalmic | Intraocular lens replacement | Intraocular lens (IOL) | Monofocal, astigmatism correcting IOL | AMO | JJSV TECNIS Toric II 1-Piece IOL | ZCU150I255 | Standalone | DE0505161 | Indicated for patients with astigmatism of 2.5 dioptre cylinder (DC) and above in at least 1 eye; where correction of astigmatism is considered clinically necessary
Ophthalmic | Intraocular lens replacement | Intraocular lens (IOL) | Monofocal, astigmatism correcting IOL | AMO | JJSV TECNIS Toric II 1-Piece IOL | ZCU150I260 | Standalone | DE0505161 | Indicated for patients with astigmatism of 2.5 dioptre cylinder (DC) and above in at least 1 eye; where correction of astigmatism is considered clinically necessary
Ophthalmic | Intraocular lens replacement | Intraocular lens (IOL) | Monofocal, astigmatism correcting IOL | AMO | JJSV TECNIS Toric II 1-Piece IOL | ZCU150I265 | Standalone | DE0505161 | Indicated for patients with astigmatism of 2.5 dioptre cylinder (DC) and above in at least 1 eye; where correction of astigmatism is considered clinically necessary
Ophthalmic | Intraocular lens replacement | Intraocular lens (IOL) | Monofocal, astigmatism correcting IOL | AMO | JJSV TECNIS Toric II 1-Piece IOL | ZCU150I270 | Standalone | DE0505161 | Indicated for patients with astigmatism of 2.5 dioptre cylinder (DC) and above in at least 1 eye; where correction of astigmatism is considered clinically necessary
Ophthalmic | Intraocular lens replacement | Intraocular lens (IOL) | Monofocal, astigmatism correcting IOL | AMO | JJSV TECNIS Toric II 1-Piece IOL | ZCU150I275 | Standalone | DE0505161 | Indicated for patients with astigmatism of 2.5 dioptre cylinder (DC) and above in at least 1 eye; where correction of astigmatism is considered clinically necessary
Ophthalmic | Intraocular lens replacement | Intraocular lens (IOL) | Monofocal, astigmatism correcting IOL | AMO | JJSV TECNIS Toric II 1-Piece IOL | ZCU150I280 | Standalone | DE0505161 | Indicated for patients with astigmatism of 2.5 dioptre cylinder (DC) and above in at least 1 eye; where correction of astigmatism is considered clinically necessary
Ophthalmic | Intraocular lens replacement | Intraocular lens (IOL) | Monofocal, astigmatism correcting IOL | AMO | JJSV TECNIS Toric II 1-Piece IOL | ZCU150I285 | Standalone | DE0505161 | Indicated for patients with astigmatism of 2.5 dioptre cylinder (DC) and above in at least 1 eye; where correction of astigmatism is considered clinically necessary
Ophthalmic | Intraocular lens replacement | Intraocular lens (IOL) | Monofocal, astigmatism correcting IOL | AMO | JJSV TECNIS Toric II 1-Piece IOL | ZCU150I290 | Standalone | DE0505161 | Indicated for patients with astigmatism of 2.5 dioptre cylinder (DC) and above in at least 1 eye; where correction of astigmatism is considered clinically necessary
Ophthalmic | Intraocular lens replacement | Intraocular lens (IOL) | Monofocal, astigmatism correcting IOL | AMO | JJSV TECNIS Toric II 1-Piece IOL | ZCU150I295 | Standalone | DE0505161 | Indicated for patients with astigmatism of 2.5 dioptre cylinder (DC) and above in at least 1 eye; where correction of astigmatism is considered clinically necessary
Ophthalmic | Intraocular lens replacement | Intraocular lens (IOL) | Monofocal, astigmatism correcting IOL | AMO | JJSV TECNIS Toric II 1-Piece IOL | ZCU150I300 | Standalone | DE0505161 | Indicated for patients with astigmatism of 2.5 dioptre cylinder (DC) and above in at least 1 eye; where correction of astigmatism is considered clinically necessary
Ophthalmic | Intraocular lens replacement | Intraocular lens (IOL) | Monofocal, astigmatism correcting IOL | AMO | JJSV TECNIS Toric II 1-Piece IOL | ZCU150I305 | Standalone | DE0505161 | Indicated for patients with astigmatism of 2.5 dioptre cylinder (DC) and above in at least 1 eye; where correction of astigmatism is considered clinically necessary
Ophthalmic | Intraocular lens replacement | Intraocular lens (IOL) | Monofocal, astigmatism correcting IOL | AMO | JJSV TECNIS Toric II 1-Piece IOL | ZCU150I310 | Standalone | DE0505161 | Indicated for patients with astigmatism of 2.5 dioptre cylinder (DC) and above in at least 1 eye; where correction of astigmatism is considered clinically necessary
Ophthalmic | Intraocular lens replacement | Intraocular lens (IOL) | Monofocal, astigmatism correcting IOL | AMO | JJSV TECNIS Toric II 1-Piece IOL | ZCU150I315 | Standalone | DE0505161 | Indicated for patients with astigmatism of 2.5 dioptre cylinder (DC) and above in at least 1 eye; where correction of astigmatism is considered clinically necessary
Ophthalmic | Intraocular lens replacement | Intraocular lens (IOL) | Monofocal, astigmatism correcting IOL | AMO | JJSV TECNIS Toric II 1-Piece IOL | ZCU150I320 | Standalone | DE0505161 | Indicated for patients with astigmatism of 2.5 dioptre cylinder (DC) and above in at least 1 eye; where correction of astigmatism is considered clinically necessary
Ophthalmic | Intraocular lens replacement | Intraocular lens (IOL) | Monofocal, astigmatism correcting IOL | AMO | JJSV TECNIS Toric II 1-Piece IOL | ZCU150I325 | Standalone | DE0505161 | Indicated for patients with astigmatism of 2.5 dioptre cylinder (DC) and above in at least 1 eye; where correction of astigmatism is considered clinically necessary
Ophthalmic | Intraocular lens replacement | Intraocular lens (IOL) | Monofocal, astigmatism correcting IOL | AMO | JJSV TECNIS Toric II 1-Piece IOL | ZCU150I330 | Standalone | DE0505161 | Indicated for patients with astigmatism of 2.5 dioptre cylinder (DC) and above in at least 1 eye; where correction of astigmatism is considered clinically necessary
Ophthalmic | Intraocular lens replacement | Intraocular lens (IOL) | Monofocal, astigmatism correcting IOL | AMO | JJSV TECNIS Toric II 1-Piece IOL | ZCU150I335 | Standalone | DE0505161 | Indicated for patients with astigmatism of 2.5 dioptre cylinder (DC) and above in at least 1 eye; where correction of astigmatism is considered clinically necessary
Ophthalmic | Intraocular lens replacement | Intraocular lens (IOL) | Monofocal, astigmatism correcting IOL | AMO | JJSV TECNIS Toric II 1-Piece IOL | ZCU150I340 | Standalone | DE0505161 | Indicated for patients with astigmatism of 2.5 dioptre cylinder (DC) and above in at least 1 eye; where correction of astigmatism is considered clinically necessary
Ophthalmic | Intraocular lens replacement | Intraocular lens (IOL) | Monofocal, astigmatism correcting IOL | AMO | JJSV TECNIS Toric II 1-Piece IOL | ZCU225I050 | Standalone | DE0505161 | Indicated for patients with astigmatism of 2.5 dioptre cylinder (DC) and above in at least 1 eye; where correction of astigmatism is considered clinically necessary
Ophthalmic | Intraocular lens replacement | Intraocular lens (IOL) | Monofocal, astigmatism correcting IOL | AMO | JJSV TECNIS Toric II 1-Piece IOL | ZCU225I055 | Standalone | DE0505161 | Indicated for patients with astigmatism of 2.5 dioptre cylinder (DC) and above in at least 1 eye; where correction of astigmatism is considered clinically necessary
Ophthalmic | Intraocular lens replacement | Intraocular lens (IOL) | Monofocal, astigmatism correcting IOL | AMO | JJSV TECNIS Toric II 1-Piece IOL | ZCU225I060 | Standalone | DE0505161 | Indicated for patients with astigmatism of 2.5 dioptre cylinder (DC) and above in at least 1 eye; where correction of astigmatism is considered clinically necessary
Ophthalmic | Intraocular lens replacement | Intraocular lens (IOL) | Monofocal, astigmatism correcting IOL | AMO | JJSV TECNIS Toric II 1-Piece IOL | ZCU225I065 | Standalone | DE0505161 | Indicated for patients with astigmatism of 2.5 dioptre cylinder (DC) and above in at least 1 eye; where correction of astigmatism is considered clinically necessary
Ophthalmic | Intraocular lens replacement | Intraocular lens (IOL) | Monofocal, astigmatism correcting IOL | AMO | JJSV TECNIS Toric II 1-Piece IOL | ZCU225I070 | Standalone | DE0505161 | Indicated for patients with astigmatism of 2.5 dioptre cylinder (DC) and above in at least 1 eye; where correction of astigmatism is considered clinically necessary
Ophthalmic | Intraocular lens replacement | Intraocular lens (IOL) | Monofocal, astigmatism correcting IOL | AMO | JJSV TECNIS Toric II 1-Piece IOL | ZCU225I075 | Standalone | DE0505161 | Indicated for patients with astigmatism of 2.5 dioptre cylinder (DC) and above in at least 1 eye; where correction of astigmatism is considered clinically necessary
Ophthalmic | Intraocular lens replacement | Intraocular lens (IOL) | Monofocal, astigmatism correcting IOL | AMO | JJSV TECNIS Toric II 1-Piece IOL | ZCU225I080 | Standalone | DE0505161 | Indicated for patients with astigmatism of 2.5 dioptre cylinder (DC) and above in at least 1 eye; where correction of astigmatism is considered clinically necessary
Ophthalmic | Intraocular lens replacement | Intraocular lens (IOL) | Monofocal, astigmatism correcting IOL | AMO | JJSV TECNIS Toric II 1-Piece IOL | ZCU225I085 | Standalone | DE0505161 | Indicated for patients with astigmatism of 2.5 dioptre cylinder (DC) and above in at least 1 eye; where correction of astigmatism is considered clinically necessary
Ophthalmic | Intraocular lens replacement | Intraocular lens (IOL) | Monofocal, astigmatism correcting IOL | AMO | JJSV TECNIS Toric II 1-Piece IOL | ZCU225I090 | Standalone | DE0505161 | Indicated for patients with astigmatism of 2.5 dioptre cylinder (DC) and above in at least 1 eye; where correction of astigmatism is considered clinically necessary
Ophthalmic | Intraocular lens replacement | Intraocular lens (IOL) | Monofocal, astigmatism correcting IOL | AMO | JJSV TECNIS Toric II 1-Piece IOL | ZCU225I095 | Standalone | DE0505161 | Indicated for patients with astigmatism of 2.5 dioptre cylinder (DC) and above in at least 1 eye; where correction of astigmatism is considered clinically necessary
Ophthalmic | Intraocular lens replacement | Intraocular lens (IOL) | Monofocal, astigmatism correcting IOL | AMO | JJSV TECNIS Toric II 1-Piece IOL | ZCU225I100 | Standalone | DE0505161 | Indicated for patients with astigmatism of 2.5 dioptre cylinder (DC) and above in at least 1 eye; where correction of astigmatism is considered clinically necessary
Ophthalmic | Intraocular lens replacement | Intraocular lens (IOL) | Monofocal, astigmatism correcting IOL | AMO | JJSV TECNIS Toric II 1-Piece IOL | ZCU225I105 | Standalone | DE0505161 | Indicated for patients with astigmatism of 2.5 dioptre cylinder (DC) and above in at least 1 eye; where correction of astigmatism is considered clinically necessary
Ophthalmic | Intraocular lens replacement | Intraocular lens (IOL) | Monofocal, astigmatism correcting IOL | AMO | JJSV TECNIS Toric II 1-Piece IOL | ZCU225I110 | Standalone | DE0505161 | Indicated for patients with astigmatism of 2.5 dioptre cylinder (DC) and above in at least 1 eye; where correction of astigmatism is considered clinically necessary
Ophthalmic | Intraocular lens replacement | Intraocular lens (IOL) | Monofocal, astigmatism correcting IOL | AMO | JJSV TECNIS Toric II 1-Piece IOL | ZCU225I115 | Standalone | DE0505161 | Indicated for patients with astigmatism of 2.5 dioptre cylinder (DC) and above in at least 1 eye; where correction of astigmatism is considered clinically necessary
Ophthalmic | Intraocular lens replacement | Intraocular lens (IOL) | Monofocal, astigmatism correcting IOL | AMO | JJSV TECNIS Toric II 1-Piece IOL | ZCU225I120 | Standalone | DE0505161 | Indicated for patients with astigmatism of 2.5 dioptre cylinder (DC) and above in at least 1 eye; where correction of astigmatism is considered clinically necessary
Ophthalmic | Intraocular lens replacement | Intraocular lens (IOL) | Monofocal, astigmatism correcting IOL | AMO | JJSV TECNIS Toric II 1-Piece IOL | ZCU225I125 | Standalone | DE0505161 | Indicated for patients with astigmatism of 2.5 dioptre cylinder (DC) and above in at least 1 eye; where correction of astigmatism is considered clinically necessary
Ophthalmic | Intraocular lens replacement | Intraocular lens (IOL) | Monofocal, astigmatism correcting IOL | AMO | JJSV TECNIS Toric II 1-Piece IOL | ZCU225I130 | Standalone | DE0505161 | Indicated for patients with astigmatism of 2.5 dioptre cylinder (DC) and above in at least 1 eye; where correction of astigmatism is considered clinically necessary
Ophthalmic | Intraocular lens replacement | Intraocular lens (IOL) | Monofocal, astigmatism correcting IOL | AMO | JJSV TECNIS Toric II 1-Piece IOL | ZCU225I135 | Standalone | DE0505161 | Indicated for patients with astigmatism of 2.5 dioptre cylinder (DC) and above in at least 1 eye; where correction of astigmatism is considered clinically necessary
Ophthalmic | Intraocular lens replacement | Intraocular lens (IOL) | Monofocal, astigmatism correcting IOL | AMO | JJSV TECNIS Toric II 1-Piece IOL | ZCU225I140 | Standalone | DE0505161 | Indicated for patients with astigmatism of 2.5 dioptre cylinder (DC) and above in at least 1 eye; where correction of astigmatism is considered clinically necessary
Ophthalmic | Intraocular lens replacement | Intraocular lens (IOL) | Monofocal, astigmatism correcting IOL | AMO | JJSV TECNIS Toric II 1-Piece IOL | ZCU225I145 | Standalone | DE0505161 | Indicated for patients with astigmatism of 2.5 dioptre cylinder (DC) and above in at least 1 eye; where correction of astigmatism is considered clinically necessary
Ophthalmic | Intraocular lens replacement | Intraocular lens (IOL) | Monofocal, astigmatism correcting IOL | AMO | JJSV TECNIS Toric II 1-Piece IOL | ZCU225I150 | Standalone | DE0505161 | Indicated for patients with astigmatism of 2.5 dioptre cylinder (DC) and above in at least 1 eye; where correction of astigmatism is considered clinically necessary
Ophthalmic | Intraocular lens replacement | Intraocular lens (IOL) | Monofocal, astigmatism correcting IOL | AMO | JJSV TECNIS Toric II 1-Piece IOL | ZCU225I155 | Standalone | DE0505161 | Indicated for patients with astigmatism of 2.5 dioptre cylinder (DC) and above in at least 1 eye; where correction of astigmatism is considered clinically necessary
Ophthalmic | Intraocular lens replacement | Intraocular lens (IOL) | Monofocal, astigmatism correcting IOL | AMO | JJSV TECNIS Toric II 1-Piece IOL | ZCU225I160 | Standalone | DE0505161 | Indicated for patients with astigmatism of 2.5 dioptre cylinder (DC) and above in at least 1 eye; where correction of astigmatism is considered clinically necessary
Ophthalmic | Intraocular lens replacement | Intraocular lens (IOL) | Monofocal, astigmatism correcting IOL | AMO | JJSV TECNIS Toric II 1-Piece IOL | ZCU225I165 | Standalone | DE0505161 | Indicated for patients with astigmatism of 2.5 dioptre cylinder (DC) and above in at least 1 eye; where correction of astigmatism is considered clinically necessary
Ophthalmic | Intraocular lens replacement | Intraocular lens (IOL) | Monofocal, astigmatism correcting IOL | AMO | JJSV TECNIS Toric II 1-Piece IOL | ZCU225I170 | Standalone | DE0505161 | Indicated for patients with astigmatism of 2.5 dioptre cylinder (DC) and above in at least 1 eye; where correction of astigmatism is considered clinically necessary
Ophthalmic | Intraocular lens replacement | Intraocular lens (IOL) | Monofocal, astigmatism correcting IOL | AMO | JJSV TECNIS Toric II 1-Piece IOL | ZCU225I175 | Standalone | DE0505161 | Indicated for patients with astigmatism of 2.5 dioptre cylinder (DC) and above in at least 1 eye; where correction of astigmatism is considered clinically necessary
Ophthalmic | Intraocular lens replacement | Intraocular lens (IOL) | Monofocal, astigmatism correcting IOL | AMO | JJSV TECNIS Toric II 1-Piece IOL | ZCU225I180 | Standalone | DE0505161 | Indicated for patients with astigmatism of 2.5 dioptre cylinder (DC) and above in at least 1 eye; where correction of astigmatism is considered clinically necessary
Ophthalmic | Intraocular lens replacement | Intraocular lens (IOL) | Monofocal, astigmatism correcting IOL | AMO | JJSV TECNIS Toric II 1-Piece IOL | ZCU225I185 | Standalone | DE0505161 | Indicated for patients with astigmatism of 2.5 dioptre cylinder (DC) and above in at least 1 eye; where correction of astigmatism is considered clinically necessary
Ophthalmic | Intraocular lens replacement | Intraocular lens (IOL) | Monofocal, astigmatism correcting IOL | AMO | JJSV TECNIS Toric II 1-Piece IOL | ZCU225I190 | Standalone | DE0505161 | Indicated for patients with astigmatism of 2.5 dioptre cylinder (DC) and above in at least 1 eye; where correction of astigmatism is considered clinically necessary
Ophthalmic | Intraocular lens replacement | Intraocular lens (IOL) | Monofocal, astigmatism correcting IOL | AMO | JJSV TECNIS Toric II 1-Piece IOL | ZCU225I195 | Standalone | DE0505161 | Indicated for patients with astigmatism of 2.5 dioptre cylinder (DC) and above in at least 1 eye; where correction of astigmatism is considered clinically necessary
Ophthalmic | Intraocular lens replacement | Intraocular lens (IOL) | Monofocal, astigmatism correcting IOL | AMO | JJSV TECNIS Toric II 1-Piece IOL | ZCU225I200 | Standalone | DE0505161 | Indicated for patients with astigmatism of 2.5 dioptre cylinder (DC) and above in at least 1 eye; where correction of astigmatism is considered clinically necessary
Ophthalmic | Intraocular lens replacement | Intraocular lens (IOL) | Monofocal, astigmatism correcting IOL | AMO | JJSV TECNIS Toric II 1-Piece IOL | ZCU225I205 | Standalone | DE0505161 | Indicated for patients with astigmatism of 2.5 dioptre cylinder (DC) and above in at least 1 eye; where correction of astigmatism is considered clinically necessary
Ophthalmic | Intraocular lens replacement | Intraocular lens (IOL) | Monofocal, astigmatism correcting IOL | AMO | JJSV TECNIS Toric II 1-Piece IOL | ZCU225I210 | Standalone | DE0505161 | Indicated for patients with astigmatism of 2.5 dioptre cylinder (DC) and above in at least 1 eye; where correction of astigmatism is considered clinically necessary
Ophthalmic | Intraocular lens replacement | Intraocular lens (IOL) | Monofocal, astigmatism correcting IOL | AMO | JJSV TECNIS Toric II 1-Piece IOL | ZCU225I215 | Standalone | DE0505161 | Indicated for patients with astigmatism of 2.5 dioptre cylinder (DC) and above in at least 1 eye; where correction of astigmatism is considered clinically necessary
Ophthalmic | Intraocular lens replacement | Intraocular lens (IOL) | Monofocal, astigmatism correcting IOL | AMO | JJSV TECNIS Toric II 1-Piece IOL | ZCU225I220 | Standalone | DE0505161 | Indicated for patients with astigmatism of 2.5 dioptre cylinder (DC) and above in at least 1 eye; where correction of astigmatism is considered clinically necessary
Ophthalmic | Intraocular lens replacement | Intraocular lens (IOL) | Monofocal, astigmatism correcting IOL | AMO | JJSV TECNIS Toric II 1-Piece IOL | ZCU225I225 | Standalone | DE0505161 | Indicated for patients with astigmatism of 2.5 dioptre cylinder (DC) and above in at least 1 eye; where correction of astigmatism is considered clinically necessary
Ophthalmic | Intraocular lens replacement | Intraocular lens (IOL) | Monofocal, astigmatism correcting IOL | AMO | JJSV TECNIS Toric II 1-Piece IOL | ZCU225I230 | Standalone | DE0505161 | Indicated for patients with astigmatism of 2.5 dioptre cylinder (DC) and above in at least 1 eye; where correction of astigmatism is considered clinically necessary
Ophthalmic | Intraocular lens replacement | Intraocular lens (IOL) | Monofocal, astigmatism correcting IOL | AMO | JJSV TECNIS Toric II 1-Piece IOL | ZCU225I235 | Standalone | DE0505161 | Indicated for patients with astigmatism of 2.5 dioptre cylinder (DC) and above in at least 1 eye; where correction of astigmatism is considered clinically necessary
Ophthalmic | Intraocular lens replacement | Intraocular lens (IOL) | Monofocal, astigmatism correcting IOL | AMO | JJSV TECNIS Toric II 1-Piece IOL | ZCU225I240 | Standalone | DE0505161 | Indicated for patients with astigmatism of 2.5 dioptre cylinder (DC) and above in at least 1 eye; where correction of astigmatism is considered clinically necessary
Ophthalmic | Intraocular lens replacement | Intraocular lens (IOL) | Monofocal, astigmatism correcting IOL | AMO | JJSV TECNIS Toric II 1-Piece IOL | ZCU225I245 | Standalone | DE0505161 | Indicated for patients with astigmatism of 2.5 dioptre cylinder (DC) and above in at least 1 eye; where correction of astigmatism is considered clinically necessary
Ophthalmic | Intraocular lens replacement | Intraocular lens (IOL) | Monofocal, astigmatism correcting IOL | AMO | JJSV TECNIS Toric II 1-Piece IOL | ZCU225I250 | Standalone | DE0505161 | Indicated for patients with astigmatism of 2.5 dioptre cylinder (DC) and above in at least 1 eye; where correction of astigmatism is considered clinically necessary
Ophthalmic | Intraocular lens replacement | Intraocular lens (IOL) | Monofocal, astigmatism correcting IOL | AMO | JJSV TECNIS Toric II 1-Piece IOL | ZCU225I255 | Standalone | DE0505161 | Indicated for patients with astigmatism of 2.5 dioptre cylinder (DC) and above in at least 1 eye; where correction of astigmatism is considered clinically necessary
Ophthalmic | Intraocular lens replacement | Intraocular lens (IOL) | Monofocal, astigmatism correcting IOL | AMO | JJSV TECNIS Toric II 1-Piece IOL | ZCU225I260 | Standalone | DE0505161 | Indicated for patients with astigmatism of 2.5 dioptre cylinder (DC) and above in at least 1 eye; where correction of astigmatism is considered clinically necessary
Ophthalmic | Intraocular lens replacement | Intraocular lens (IOL) | Monofocal, astigmatism correcting IOL | AMO | JJSV TECNIS Toric II 1-Piece IOL | ZCU225I265 | Standalone | DE0505161 | Indicated for patients with astigmatism of 2.5 dioptre cylinder (DC) and above in at least 1 eye; where correction of astigmatism is considered clinically necessary
Ophthalmic | Intraocular lens replacement | Intraocular lens (IOL) | Monofocal, astigmatism correcting IOL | AMO | JJSV TECNIS Toric II 1-Piece IOL | ZCU225I270 | Standalone | DE0505161 | Indicated for patients with astigmatism of 2.5 dioptre cylinder (DC) and above in at least 1 eye; where correction of astigmatism is considered clinically necessary
Ophthalmic | Intraocular lens replacement | Intraocular lens (IOL) | Monofocal, astigmatism correcting IOL | AMO | JJSV TECNIS Toric II 1-Piece IOL | ZCU225I275 | Standalone | DE0505161 | Indicated for patients with astigmatism of 2.5 dioptre cylinder (DC) and above in at least 1 eye; where correction of astigmatism is considered clinically necessary
Ophthalmic | Intraocular lens replacement | Intraocular lens (IOL) | Monofocal, astigmatism correcting IOL | AMO | JJSV TECNIS Toric II 1-Piece IOL | ZCU225I280 | Standalone | DE0505161 | Indicated for patients with astigmatism of 2.5 dioptre cylinder (DC) and above in at least 1 eye; where correction of astigmatism is considered clinically necessary
Ophthalmic | Intraocular lens replacement | Intraocular lens (IOL) | Monofocal, astigmatism correcting IOL | AMO | JJSV TECNIS Toric II 1-Piece IOL | ZCU225I285 | Standalone | DE0505161 | Indicated for patients with astigmatism of 2.5 dioptre cylinder (DC) and above in at least 1 eye; where correction of astigmatism is considered clinically necessary
Ophthalmic | Intraocular lens replacement | Intraocular lens (IOL) | Monofocal, astigmatism correcting IOL | AMO | JJSV TECNIS Toric II 1-Piece IOL | ZCU225I290 | Standalone | DE0505161 | Indicated for patients with astigmatism of 2.5 dioptre cylinder (DC) and above in at least 1 eye; where correction of astigmatism is considered clinically necessary
Ophthalmic | Intraocular lens replacement | Intraocular lens (IOL) | Monofocal, astigmatism correcting IOL | AMO | JJSV TECNIS Toric II 1-Piece IOL | ZCU225I295 | Standalone | DE0505161 | Indicated for patients with astigmatism of 2.5 dioptre cylinder (DC) and above in at least 1 eye; where correction of astigmatism is considered clinically necessary
Ophthalmic | Intraocular lens replacement | Intraocular lens (IOL) | Monofocal, astigmatism correcting IOL | AMO | JJSV TECNIS Toric II 1-Piece IOL | ZCU225I300 | Standalone | DE0505161 | Indicated for patients with astigmatism of 2.5 dioptre cylinder (DC) and above in at least 1 eye; where correction of astigmatism is considered clinically necessary
Ophthalmic | Intraocular lens replacement | Intraocular lens (IOL) | Monofocal, astigmatism correcting IOL | AMO | JJSV TECNIS Toric II 1-Piece IOL | ZCU225I305 | Standalone | DE0505161 | Indicated for patients with astigmatism of 2.5 dioptre cylinder (DC) and above in at least 1 eye; where correction of astigmatism is considered clinically necessary
Ophthalmic | Intraocular lens replacement | Intraocular lens (IOL) | Monofocal, astigmatism correcting IOL | AMO | JJSV TECNIS Toric II 1-Piece IOL | ZCU225I310 | Standalone | DE0505161 | Indicated for patients with astigmatism of 2.5 dioptre cylinder (DC) and above in at least 1 eye; where correction of astigmatism is considered clinically necessary
Ophthalmic | Intraocular lens replacement | Intraocular lens (IOL) | Monofocal, astigmatism correcting IOL | AMO | JJSV TECNIS Toric II 1-Piece IOL | ZCU225I315 | Standalone | DE0505161 | Indicated for patients with astigmatism of 2.5 dioptre cylinder (DC) and above in at least 1 eye; where correction of astigmatism is considered clinically necessary
Ophthalmic | Intraocular lens replacement | Intraocular lens (IOL) | Monofocal, astigmatism correcting IOL | AMO | JJSV TECNIS Toric II 1-Piece IOL | ZCU225I320 | Standalone | DE0505161 | Indicated for patients with astigmatism of 2.5 dioptre cylinder (DC) and above in at least 1 eye; where correction of astigmatism is considered clinically necessary
Ophthalmic | Intraocular lens replacement | Intraocular lens (IOL) | Monofocal, astigmatism correcting IOL | AMO | JJSV TECNIS Toric II 1-Piece IOL | ZCU225I325 | Standalone | DE0505161 | Indicated for patients with astigmatism of 2.5 dioptre cylinder (DC) and above in at least 1 eye; where correction of astigmatism is considered clinically necessary
Ophthalmic | Intraocular lens replacement | Intraocular lens (IOL) | Monofocal, astigmatism correcting IOL | AMO | JJSV TECNIS Toric II 1-Piece IOL | ZCU225I330 | Standalone | DE0505161 | Indicated for patients with astigmatism of 2.5 dioptre cylinder (DC) and above in at least 1 eye; where correction of astigmatism is considered clinically necessary
Ophthalmic | Intraocular lens replacement | Intraocular lens (IOL) | Monofocal, astigmatism correcting IOL | AMO | JJSV TECNIS Toric II 1-Piece IOL | ZCU225I335 | Standalone | DE0505161 | Indicated for patients with astigmatism of 2.5 dioptre cylinder (DC) and above in at least 1 eye; where correction of astigmatism is considered clinically necessary
Ophthalmic | Intraocular lens replacement | Intraocular lens (IOL) | Monofocal, astigmatism correcting IOL | AMO | JJSV TECNIS Toric II 1-Piece IOL | ZCU225I340 | Standalone | DE0505161 | Indicated for patients with astigmatism of 2.5 dioptre cylinder (DC) and above in at least 1 eye; where correction of astigmatism is considered clinically necessary
Ophthalmic | Intraocular lens replacement | Intraocular lens (IOL) | Monofocal, astigmatism correcting IOL | AMO | JJSV TECNIS Toric II 1-Piece IOL | ZCU300I050 | Standalone | DE0505161 | Indicated for patients with astigmatism of 2.5 dioptre cylinder (DC) and above in at least 1 eye; where correction of astigmatism is considered clinically necessary
Ophthalmic | Intraocular lens replacement | Intraocular lens (IOL) | Monofocal, astigmatism correcting IOL | AMO | JJSV TECNIS Toric II 1-Piece IOL | ZCU300I055 | Standalone | DE0505161 | Indicated for patients with astigmatism of 2.5 dioptre cylinder (DC) and above in at least 1 eye; where correction of astigmatism is considered clinically necessary
Ophthalmic | Intraocular lens replacement | Intraocular lens (IOL) | Monofocal, astigmatism correcting IOL | AMO | JJSV TECNIS Toric II 1-Piece IOL | ZCU300I060 | Standalone | DE0505161 | Indicated for patients with astigmatism of 2.5 dioptre cylinder (DC) and above in at least 1 eye; where correction of astigmatism is considered clinically necessary
Ophthalmic | Intraocular lens replacement | Intraocular lens (IOL) | Monofocal, astigmatism correcting IOL | AMO | JJSV TECNIS Toric II 1-Piece IOL | ZCU300I065 | Standalone | DE0505161 | Indicated for patients with astigmatism of 2.5 dioptre cylinder (DC) and above in at least 1 eye; where correction of astigmatism is considered clinically necessary
Ophthalmic | Intraocular lens replacement | Intraocular lens (IOL) | Monofocal, astigmatism correcting IOL | AMO | JJSV TECNIS Toric II 1-Piece IOL | ZCU300I070 | Standalone | DE0505161 | Indicated for patients with astigmatism of 2.5 dioptre cylinder (DC) and above in at least 1 eye; where correction of astigmatism is considered clinically necessary
Ophthalmic | Intraocular lens replacement | Intraocular lens (IOL) | Monofocal, astigmatism correcting IOL | AMO | JJSV TECNIS Toric II 1-Piece IOL | ZCU300I075 | Standalone | DE0505161 | Indicated for patients with astigmatism of 2.5 dioptre cylinder (DC) and above in at least 1 eye; where correction of astigmatism is considered clinically necessary
Ophthalmic | Intraocular lens replacement | Intraocular lens (IOL) | Monofocal, astigmatism correcting IOL | AMO | JJSV TECNIS Toric II 1-Piece IOL | ZCU300I080 | Standalone | DE0505161 | Indicated for patients with astigmatism of 2.5 dioptre cylinder (DC) and above in at least 1 eye; where correction of astigmatism is considered clinically necessary
Ophthalmic | Intraocular lens replacement | Intraocular lens (IOL) | Monofocal, astigmatism correcting IOL | AMO | JJSV TECNIS Toric II 1-Piece IOL | ZCU300I085 | Standalone | DE0505161 | Indicated for patients with astigmatism of 2.5 dioptre cylinder (DC) and above in at least 1 eye; where correction of astigmatism is considered clinically necessary
Ophthalmic | Intraocular lens replacement | Intraocular lens (IOL) | Monofocal, astigmatism correcting IOL | AMO | JJSV TECNIS Toric II 1-Piece IOL | ZCU300I090 | Standalone | DE0505161 | Indicated for patients with astigmatism of 2.5 dioptre cylinder (DC) and above in at least 1 eye; where correction of astigmatism is considered clinically necessary
Ophthalmic | Intraocular lens replacement | Intraocular lens (IOL) | Monofocal, astigmatism correcting IOL | AMO | JJSV TECNIS Toric II 1-Piece IOL | ZCU300I095 | Standalone | DE0505161 | Indicated for patients with astigmatism of 2.5 dioptre cylinder (DC) and above in at least 1 eye; where correction of astigmatism is considered clinically necessary
Ophthalmic | Intraocular lens replacement | Intraocular lens (IOL) | Monofocal, astigmatism correcting IOL | AMO | JJSV TECNIS Toric II 1-Piece IOL | ZCU300I100 | Standalone | DE0505161 | Indicated for patients with astigmatism of 2.5 dioptre cylinder (DC) and above in at least 1 eye; where correction of astigmatism is considered clinically necessary
Ophthalmic | Intraocular lens replacement | Intraocular lens (IOL) | Monofocal, astigmatism correcting IOL | AMO | JJSV TECNIS Toric II 1-Piece IOL | ZCU300I105 | Standalone | DE0505161 | Indicated for patients with astigmatism of 2.5 dioptre cylinder (DC) and above in at least 1 eye; where correction of astigmatism is considered clinically necessary
Ophthalmic | Intraocular lens replacement | Intraocular lens (IOL) | Monofocal, astigmatism correcting IOL | AMO | JJSV TECNIS Toric II 1-Piece IOL | ZCU300I110 | Standalone | DE0505161 | Indicated for patients with astigmatism of 2.5 dioptre cylinder (DC) and above in at least 1 eye; where correction of astigmatism is considered clinically necessary
Ophthalmic | Intraocular lens replacement | Intraocular lens (IOL) | Monofocal, astigmatism correcting IOL | AMO | JJSV TECNIS Toric II 1-Piece IOL | ZCU300I115 | Standalone | DE0505161 | Indicated for patients with astigmatism of 2.5 dioptre cylinder (DC) and above in at least 1 eye; where correction of astigmatism is considered clinically necessary
Ophthalmic | Intraocular lens replacement | Intraocular lens (IOL) | Monofocal, astigmatism correcting IOL | AMO | JJSV TECNIS Toric II 1-Piece IOL | ZCU300I120 | Standalone | DE0505161 | Indicated for patients with astigmatism of 2.5 dioptre cylinder (DC) and above in at least 1 eye; where correction of astigmatism is considered clinically necessary
Ophthalmic | Intraocular lens replacement | Intraocular lens (IOL) | Monofocal, astigmatism correcting IOL | AMO | JJSV TECNIS Toric II 1-Piece IOL | ZCU300I125 | Standalone | DE0505161 | Indicated for patients with astigmatism of 2.5 dioptre cylinder (DC) and above in at least 1 eye; where correction of astigmatism is considered clinically necessary
Ophthalmic | Intraocular lens replacement | Intraocular lens (IOL) | Monofocal, astigmatism correcting IOL | AMO | JJSV TECNIS Toric II 1-Piece IOL | ZCU300I130 | Standalone | DE0505161 | Indicated for patients with astigmatism of 2.5 dioptre cylinder (DC) and above in at least 1 eye; where correction of astigmatism is considered clinically necessary
Ophthalmic | Intraocular lens replacement | Intraocular lens (IOL) | Monofocal, astigmatism correcting IOL | AMO | JJSV TECNIS Toric II 1-Piece IOL | ZCU300I135 | Standalone | DE0505161 | Indicated for patients with astigmatism of 2.5 dioptre cylinder (DC) and above in at least 1 eye; where correction of astigmatism is considered clinically necessary
Ophthalmic | Intraocular lens replacement | Intraocular lens (IOL) | Monofocal, astigmatism correcting IOL | AMO | JJSV TECNIS Toric II 1-Piece IOL | ZCU300I140 | Standalone | DE0505161 | Indicated for patients with astigmatism of 2.5 dioptre cylinder (DC) and above in at least 1 eye; where correction of astigmatism is considered clinically necessary
Ophthalmic | Intraocular lens replacement | Intraocular lens (IOL) | Monofocal, astigmatism correcting IOL | AMO | JJSV TECNIS Toric II 1-Piece IOL | ZCU300I145 | Standalone | DE0505161 | Indicated for patients with astigmatism of 2.5 dioptre cylinder (DC) and above in at least 1 eye; where correction of astigmatism is considered clinically necessary
Ophthalmic | Intraocular lens replacement | Intraocular lens (IOL) | Monofocal, astigmatism correcting IOL | AMO | JJSV TECNIS Toric II 1-Piece IOL | ZCU300I150 | Standalone | DE0505161 | Indicated for patients with astigmatism of 2.5 dioptre cylinder (DC) and above in at least 1 eye; where correction of astigmatism is considered clinically necessary
Ophthalmic | Intraocular lens replacement | Intraocular lens (IOL) | Monofocal, astigmatism correcting IOL | AMO | JJSV TECNIS Toric II 1-Piece IOL | ZCU300I155 | Standalone | DE0505161 | Indicated for patients with astigmatism of 2.5 dioptre cylinder (DC) and above in at least 1 eye; where correction of astigmatism is considered clinically necessary
Ophthalmic | Intraocular lens replacement | Intraocular lens (IOL) | Monofocal, astigmatism correcting IOL | AMO | JJSV TECNIS Toric II 1-Piece IOL | ZCU300I160 | Standalone | DE0505161 | Indicated for patients with astigmatism of 2.5 dioptre cylinder (DC) and above in at least 1 eye; where correction of astigmatism is considered clinically necessary
Ophthalmic | Intraocular lens replacement | Intraocular lens (IOL) | Monofocal, astigmatism correcting IOL | AMO | JJSV TECNIS Toric II 1-Piece IOL | ZCU300I165 | Standalone | DE0505161 | Indicated for patients with astigmatism of 2.5 dioptre cylinder (DC) and above in at least 1 eye; where correction of astigmatism is considered clinically necessary
Ophthalmic | Intraocular lens replacement | Intraocular lens (IOL) | Monofocal, astigmatism correcting IOL | AMO | JJSV TECNIS Toric II 1-Piece IOL | ZCU300I170 | Standalone | DE0505161 | Indicated for patients with astigmatism of 2.5 dioptre cylinder (DC) and above in at least 1 eye; where correction of astigmatism is considered clinically necessary
Ophthalmic | Intraocular lens replacement | Intraocular lens (IOL) | Monofocal, astigmatism correcting IOL | AMO | JJSV TECNIS Toric II 1-Piece IOL | ZCU300I175 | Standalone | DE0505161 | Indicated for patients with astigmatism of 2.5 dioptre cylinder (DC) and above in at least 1 eye; where correction of astigmatism is considered clinically necessary
Ophthalmic | Intraocular lens replacement | Intraocular lens (IOL) | Monofocal, astigmatism correcting IOL | AMO | JJSV TECNIS Toric II 1-Piece IOL | ZCU300I180 | Standalone | DE0505161 | Indicated for patients with astigmatism of 2.5 dioptre cylinder (DC) and above in at least 1 eye; where correction of astigmatism is considered clinically necessary
Ophthalmic | Intraocular lens replacement | Intraocular lens (IOL) | Monofocal, astigmatism correcting IOL | AMO | JJSV TECNIS Toric II 1-Piece IOL | ZCU300I185 | Standalone | DE0505161 | Indicated for patients with astigmatism of 2.5 dioptre cylinder (DC) and above in at least 1 eye; where correction of astigmatism is considered clinically necessary
Ophthalmic | Intraocular lens replacement | Intraocular lens (IOL) | Monofocal, astigmatism correcting IOL | AMO | JJSV TECNIS Toric II 1-Piece IOL | ZCU300I190 | Standalone | DE0505161 | Indicated for patients with astigmatism of 2.5 dioptre cylinder (DC) and above in at least 1 eye; where correction of astigmatism is considered clinically necessary
Ophthalmic | Intraocular lens replacement | Intraocular lens (IOL) | Monofocal, astigmatism correcting IOL | AMO | JJSV TECNIS Toric II 1-Piece IOL | ZCU300I195 | Standalone | DE0505161 | Indicated for patients with astigmatism of 2.5 dioptre cylinder (DC) and above in at least 1 eye; where correction of astigmatism is considered clinically necessary
Ophthalmic | Intraocular lens replacement | Intraocular lens (IOL) | Monofocal, astigmatism correcting IOL | AMO | JJSV TECNIS Toric II 1-Piece IOL | ZCU300I200 | Standalone | DE0505161 | Indicated for patients with astigmatism of 2.5 dioptre cylinder (DC) and above in at least 1 eye; where correction of astigmatism is considered clinically necessary
Ophthalmic | Intraocular lens replacement | Intraocular lens (IOL) | Monofocal, astigmatism correcting IOL | AMO | JJSV TECNIS Toric II 1-Piece IOL | ZCU300I205 | Standalone | DE0505161 | Indicated for patients with astigmatism of 2.5 dioptre cylinder (DC) and above in at least 1 eye; where correction of astigmatism is considered clinically necessary
Ophthalmic | Intraocular lens replacement | Intraocular lens (IOL) | Monofocal, astigmatism correcting IOL | AMO | JJSV TECNIS Toric II 1-Piece IOL | ZCU300I210 | Standalone | DE0505161 | Indicated for patients with astigmatism of 2.5 dioptre cylinder (DC) and above in at least 1 eye; where correction of astigmatism is considered clinically necessary
Ophthalmic | Intraocular lens replacement | Intraocular lens (IOL) | Monofocal, astigmatism correcting IOL | AMO | JJSV TECNIS Toric II 1-Piece IOL | ZCU300I215 | Standalone | DE0505161 | Indicated for patients with astigmatism of 2.5 dioptre cylinder (DC) and above in at least 1 eye; where correction of astigmatism is considered clinically necessary
Ophthalmic | Intraocular lens replacement | Intraocular lens (IOL) | Monofocal, astigmatism correcting IOL | AMO | JJSV TECNIS Toric II 1-Piece IOL | ZCU300I220 | Standalone | DE0505161 | Indicated for patients with astigmatism of 2.5 dioptre cylinder (DC) and above in at least 1 eye; where correction of astigmatism is considered clinically necessary
Ophthalmic | Intraocular lens replacement | Intraocular lens (IOL) | Monofocal, astigmatism correcting IOL | AMO | JJSV TECNIS Toric II 1-Piece IOL | ZCU300I225 | Standalone | DE0505161 | Indicated for patients with astigmatism of 2.5 dioptre cylinder (DC) and above in at least 1 eye; where correction of astigmatism is considered clinically necessary
Ophthalmic | Intraocular lens replacement | Intraocular lens (IOL) | Monofocal, astigmatism correcting IOL | AMO | JJSV TECNIS Toric II 1-Piece IOL | ZCU300I230 | Standalone | DE0505161 | Indicated for patients with astigmatism of 2.5 dioptre cylinder (DC) and above in at least 1 eye; where correction of astigmatism is considered clinically necessary
Ophthalmic | Intraocular lens replacement | Intraocular lens (IOL) | Monofocal, astigmatism correcting IOL | AMO | JJSV TECNIS Toric II 1-Piece IOL | ZCU300I235 | Standalone | DE0505161 | Indicated for patients with astigmatism of 2.5 dioptre cylinder (DC) and above in at least 1 eye; where correction of astigmatism is considered clinically necessary
Ophthalmic | Intraocular lens replacement | Intraocular lens (IOL) | Monofocal, astigmatism correcting IOL | AMO | JJSV TECNIS Toric II 1-Piece IOL | ZCU300I240 | Standalone | DE0505161 | Indicated for patients with astigmatism of 2.5 dioptre cylinder (DC) and above in at least 1 eye; where correction of astigmatism is considered clinically necessary
Ophthalmic | Intraocular lens replacement | Intraocular lens (IOL) | Monofocal, astigmatism correcting IOL | AMO | JJSV TECNIS Toric II 1-Piece IOL | ZCU300I245 | Standalone | DE0505161 | Indicated for patients with astigmatism of 2.5 dioptre cylinder (DC) and above in at least 1 eye; where correction of astigmatism is considered clinically necessary
Ophthalmic | Intraocular lens replacement | Intraocular lens (IOL) | Monofocal, astigmatism correcting IOL | AMO | JJSV TECNIS Toric II 1-Piece IOL | ZCU300I250 | Standalone | DE0505161 | Indicated for patients with astigmatism of 2.5 dioptre cylinder (DC) and above in at least 1 eye; where correction of astigmatism is considered clinically necessary
Ophthalmic | Intraocular lens replacement | Intraocular lens (IOL) | Monofocal, astigmatism correcting IOL | AMO | JJSV TECNIS Toric II 1-Piece IOL | ZCU300I255 | Standalone | DE0505161 | Indicated for patients with astigmatism of 2.5 dioptre cylinder (DC) and above in at least 1 eye; where correction of astigmatism is considered clinically necessary
Ophthalmic | Intraocular lens replacement | Intraocular lens (IOL) | Monofocal, astigmatism correcting IOL | AMO | JJSV TECNIS Toric II 1-Piece IOL | ZCU300I260 | Standalone | DE0505161 | Indicated for patients with astigmatism of 2.5 dioptre cylinder (DC) and above in at least 1 eye; where correction of astigmatism is considered clinically necessary
Ophthalmic | Intraocular lens replacement | Intraocular lens (IOL) | Monofocal, astigmatism correcting IOL | AMO | JJSV TECNIS Toric II 1-Piece IOL | ZCU300I265 | Standalone | DE0505161 | Indicated for patients with astigmatism of 2.5 dioptre cylinder (DC) and above in at least 1 eye; where correction of astigmatism is considered clinically necessary
Ophthalmic | Intraocular lens replacement | Intraocular lens (IOL) | Monofocal, astigmatism correcting IOL | AMO | JJSV TECNIS Toric II 1-Piece IOL | ZCU300I270 | Standalone | DE0505161 | Indicated for patients with astigmatism of 2.5 dioptre cylinder (DC) and above in at least 1 eye; where correction of astigmatism is considered clinically necessary
Ophthalmic | Intraocular lens replacement | Intraocular lens (IOL) | Monofocal, astigmatism correcting IOL | AMO | JJSV TECNIS Toric II 1-Piece IOL | ZCU300I275 | Standalone | DE0505161 | Indicated for patients with astigmatism of 2.5 dioptre cylinder (DC) and above in at least 1 eye; where correction of astigmatism is considered clinically necessary
Ophthalmic | Intraocular lens replacement | Intraocular lens (IOL) | Monofocal, astigmatism correcting IOL | AMO | JJSV TECNIS Toric II 1-Piece IOL | ZCU300I280 | Standalone | DE0505161 | Indicated for patients with astigmatism of 2.5 dioptre cylinder (DC) and above in at least 1 eye; where correction of astigmatism is considered clinically necessary
Ophthalmic | Intraocular lens replacement | Intraocular lens (IOL) | Monofocal, astigmatism correcting IOL | AMO | JJSV TECNIS Toric II 1-Piece IOL | ZCU300I285 | Standalone | DE0505161 | Indicated for patients with astigmatism of 2.5 dioptre cylinder (DC) and above in at least 1 eye; where correction of astigmatism is considered clinically necessary
Ophthalmic | Intraocular lens replacement | Intraocular lens (IOL) | Monofocal, astigmatism correcting IOL | AMO | JJSV TECNIS Toric II 1-Piece IOL | ZCU300I290 | Standalone | DE0505161 | Indicated for patients with astigmatism of 2.5 dioptre cylinder (DC) and above in at least 1 eye; where correction of astigmatism is considered clinically necessary
Ophthalmic | Intraocular lens replacement | Intraocular lens (IOL) | Monofocal, astigmatism correcting IOL | AMO | JJSV TECNIS Toric II 1-Piece IOL | ZCU300I295 | Standalone | DE0505161 | Indicated for patients with astigmatism of 2.5 dioptre cylinder (DC) and above in at least 1 eye; where correction of astigmatism is considered clinically necessary
Ophthalmic | Intraocular lens replacement | Intraocular lens (IOL) | Monofocal, astigmatism correcting IOL | AMO | JJSV TECNIS Toric II 1-Piece IOL | ZCU300I300 | Standalone | DE0505161 | Indicated for patients with astigmatism of 2.5 dioptre cylinder (DC) and above in at least 1 eye; where correction of astigmatism is considered clinically necessary
Ophthalmic | Intraocular lens replacement | Intraocular lens (IOL) | Monofocal, astigmatism correcting IOL | AMO | JJSV TECNIS Toric II 1-Piece IOL | ZCU300I305 | Standalone | DE0505161 | Indicated for patients with astigmatism of 2.5 dioptre cylinder (DC) and above in at least 1 eye; where correction of astigmatism is considered clinically necessary
Ophthalmic | Intraocular lens replacement | Intraocular lens (IOL) | Monofocal, astigmatism correcting IOL | AMO | JJSV TECNIS Toric II 1-Piece IOL | ZCU300I310 | Standalone | DE0505161 | Indicated for patients with astigmatism of 2.5 dioptre cylinder (DC) and above in at least 1 eye; where correction of astigmatism is considered clinically necessary
Ophthalmic | Intraocular lens replacement | Intraocular lens (IOL) | Monofocal, astigmatism correcting IOL | AMO | JJSV TECNIS Toric II 1-Piece IOL | ZCU300I315 | Standalone | DE0505161 | Indicated for patients with astigmatism of 2.5 dioptre cylinder (DC) and above in at least 1 eye; where correction of astigmatism is considered clinically necessary
Ophthalmic | Intraocular lens replacement | Intraocular lens (IOL) | Monofocal, astigmatism correcting IOL | AMO | JJSV TECNIS Toric II 1-Piece IOL | ZCU300I320 | Standalone | DE0505161 | Indicated for patients with astigmatism of 2.5 dioptre cylinder (DC) and above in at least 1 eye; where correction of astigmatism is considered clinically necessary
Ophthalmic | Intraocular lens replacement | Intraocular lens (IOL) | Monofocal, astigmatism correcting IOL | AMO | JJSV TECNIS Toric II 1-Piece IOL | ZCU300I325 | Standalone | DE0505161 | Indicated for patients with astigmatism of 2.5 dioptre cylinder (DC) and above in at least 1 eye; where correction of astigmatism is considered clinically necessary
Ophthalmic | Intraocular lens replacement | Intraocular lens (IOL) | Monofocal, astigmatism correcting IOL | AMO | JJSV TECNIS Toric II 1-Piece IOL | ZCU300I330 | Standalone | DE0505161 | Indicated for patients with astigmatism of 2.5 dioptre cylinder (DC) and above in at least 1 eye; where correction of astigmatism is considered clinically necessary
Ophthalmic | Intraocular lens replacement | Intraocular lens (IOL) | Monofocal, astigmatism correcting IOL | AMO | JJSV TECNIS Toric II 1-Piece IOL | ZCU300I335 | Standalone | DE0505161 | Indicated for patients with astigmatism of 2.5 dioptre cylinder (DC) and above in at least 1 eye; where correction of astigmatism is considered clinically necessary
Ophthalmic | Intraocular lens replacement | Intraocular lens (IOL) | Monofocal, astigmatism correcting IOL | AMO | JJSV TECNIS Toric II 1-Piece IOL | ZCU300I340 | Standalone | DE0505161 | Indicated for patients with astigmatism of 2.5 dioptre cylinder (DC) and above in at least 1 eye; where correction of astigmatism is considered clinically necessary
Ophthalmic | Intraocular lens replacement | Intraocular lens (IOL) | Monofocal, astigmatism correcting IOL | AMO | JJSV TECNIS Toric II 1-Piece IOL | ZCU375I050 | Standalone | DE0505161 | Indicated for patients with astigmatism of 2.5 dioptre cylinder (DC) and above in at least 1 eye; where correction of astigmatism is considered clinically necessary
Ophthalmic | Intraocular lens replacement | Intraocular lens (IOL) | Monofocal, astigmatism correcting IOL | AMO | JJSV TECNIS Toric II 1-Piece IOL | ZCU375I055 | Standalone | DE0505161 | Indicated for patients with astigmatism of 2.5 dioptre cylinder (DC) and above in at least 1 eye; where correction of astigmatism is considered clinically necessary
Ophthalmic | Intraocular lens replacement | Intraocular lens (IOL) | Monofocal, astigmatism correcting IOL | AMO | JJSV TECNIS Toric II 1-Piece IOL | ZCU375I060 | Standalone | DE0505161 | Indicated for patients with astigmatism of 2.5 dioptre cylinder (DC) and above in at least 1 eye; where correction of astigmatism is considered clinically necessary
Ophthalmic | Intraocular lens replacement | Intraocular lens (IOL) | Monofocal, astigmatism correcting IOL | AMO | JJSV TECNIS Toric II 1-Piece IOL | ZCU375I065 | Standalone | DE0505161 | Indicated for patients with astigmatism of 2.5 dioptre cylinder (DC) and above in at least 1 eye; where correction of astigmatism is considered clinically necessary
Ophthalmic | Intraocular lens replacement | Intraocular lens (IOL) | Monofocal, astigmatism correcting IOL | AMO | JJSV TECNIS Toric II 1-Piece IOL | ZCU375I070 | Standalone | DE0505161 | Indicated for patients with astigmatism of 2.5 dioptre cylinder (DC) and above in at least 1 eye; where correction of astigmatism is considered clinically necessary
Ophthalmic | Intraocular lens replacement | Intraocular lens (IOL) | Monofocal, astigmatism correcting IOL | AMO | JJSV TECNIS Toric II 1-Piece IOL | ZCU375I075 | Standalone | DE0505161 | Indicated for patients with astigmatism of 2.5 dioptre cylinder (DC) and above in at least 1 eye; where correction of astigmatism is considered clinically necessary
Ophthalmic | Intraocular lens replacement | Intraocular lens (IOL) | Monofocal, astigmatism correcting IOL | AMO | JJSV TECNIS Toric II 1-Piece IOL | ZCU375I080 | Standalone | DE0505161 | Indicated for patients with astigmatism of 2.5 dioptre cylinder (DC) and above in at least 1 eye; where correction of astigmatism is considered clinically necessary
Ophthalmic | Intraocular lens replacement | Intraocular lens (IOL) | Monofocal, astigmatism correcting IOL | AMO | JJSV TECNIS Toric II 1-Piece IOL | ZCU375I085 | Standalone | DE0505161 | Indicated for patients with astigmatism of 2.5 dioptre cylinder (DC) and above in at least 1 eye; where correction of astigmatism is considered clinically necessary
Ophthalmic | Intraocular lens replacement | Intraocular lens (IOL) | Monofocal, astigmatism correcting IOL | AMO | JJSV TECNIS Toric II 1-Piece IOL | ZCU375I090 | Standalone | DE0505161 | Indicated for patients with astigmatism of 2.5 dioptre cylinder (DC) and above in at least 1 eye; where correction of astigmatism is considered clinically necessary
Ophthalmic | Intraocular lens replacement | Intraocular lens (IOL) | Monofocal, astigmatism correcting IOL | AMO | JJSV TECNIS Toric II 1-Piece IOL | ZCU375I095 | Standalone | DE0505161 | Indicated for patients with astigmatism of 2.5 dioptre cylinder (DC) and above in at least 1 eye; where correction of astigmatism is considered clinically necessary
Ophthalmic | Intraocular lens replacement | Intraocular lens (IOL) | Monofocal, astigmatism correcting IOL | AMO | JJSV TECNIS Toric II 1-Piece IOL | ZCU375I100 | Standalone | DE0505161 | Indicated for patients with astigmatism of 2.5 dioptre cylinder (DC) and above in at least 1 eye; where correction of astigmatism is considered clinically necessary
Ophthalmic | Intraocular lens replacement | Intraocular lens (IOL) | Monofocal, astigmatism correcting IOL | AMO | JJSV TECNIS Toric II 1-Piece IOL | ZCU375I105 | Standalone | DE0505161 | Indicated for patients with astigmatism of 2.5 dioptre cylinder (DC) and above in at least 1 eye; where correction of astigmatism is considered clinically necessary
Ophthalmic | Intraocular lens replacement | Intraocular lens (IOL) | Monofocal, astigmatism correcting IOL | AMO | JJSV TECNIS Toric II 1-Piece IOL | ZCU375I110 | Standalone | DE0505161 | Indicated for patients with astigmatism of 2.5 dioptre cylinder (DC) and above in at least 1 eye; where correction of astigmatism is considered clinically necessary
Ophthalmic | Intraocular lens replacement | Intraocular lens (IOL) | Monofocal, astigmatism correcting IOL | AMO | JJSV TECNIS Toric II 1-Piece IOL | ZCU375I115 | Standalone | DE0505161 | Indicated for patients with astigmatism of 2.5 dioptre cylinder (DC) and above in at least 1 eye; where correction of astigmatism is considered clinically necessary
Ophthalmic | Intraocular lens replacement | Intraocular lens (IOL) | Monofocal, astigmatism correcting IOL | AMO | JJSV TECNIS Toric II 1-Piece IOL | ZCU375I120 | Standalone | DE0505161 | Indicated for patients with astigmatism of 2.5 dioptre cylinder (DC) and above in at least 1 eye; where correction of astigmatism is considered clinically necessary
Ophthalmic | Intraocular lens replacement | Intraocular lens (IOL) | Monofocal, astigmatism correcting IOL | AMO | JJSV TECNIS Toric II 1-Piece IOL | ZCU375I125 | Standalone | DE0505161 | Indicated for patients with astigmatism of 2.5 dioptre cylinder (DC) and above in at least 1 eye; where correction of astigmatism is considered clinically necessary
Ophthalmic | Intraocular lens replacement | Intraocular lens (IOL) | Monofocal, astigmatism correcting IOL | AMO | JJSV TECNIS Toric II 1-Piece IOL | ZCU375I130 | Standalone | DE0505161 | Indicated for patients with astigmatism of 2.5 dioptre cylinder (DC) and above in at least 1 eye; where correction of astigmatism is considered clinically necessary
Ophthalmic | Intraocular lens replacement | Intraocular lens (IOL) | Monofocal, astigmatism correcting IOL | AMO | JJSV TECNIS Toric II 1-Piece IOL | ZCU375I135 | Standalone | DE0505161 | Indicated for patients with astigmatism of 2.5 dioptre cylinder (DC) and above in at least 1 eye; where correction of astigmatism is considered clinically necessary
Ophthalmic | Intraocular lens replacement | Intraocular lens (IOL) | Monofocal, astigmatism correcting IOL | AMO | JJSV TECNIS Toric II 1-Piece IOL | ZCU375I140 | Standalone | DE0505161 | Indicated for patients with astigmatism of 2.5 dioptre cylinder (DC) and above in at least 1 eye; where correction of astigmatism is considered clinically necessary
Ophthalmic | Intraocular lens replacement | Intraocular lens (IOL) | Monofocal, astigmatism correcting IOL | AMO | JJSV TECNIS Toric II 1-Piece IOL | ZCU375I145 | Standalone | DE0505161 | Indicated for patients with astigmatism of 2.5 dioptre cylinder (DC) and above in at least 1 eye; where correction of astigmatism is considered clinically necessary
Ophthalmic | Intraocular lens replacement | Intraocular lens (IOL) | Monofocal, astigmatism correcting IOL | AMO | JJSV TECNIS Toric II 1-Piece IOL | ZCU375I150 | Standalone | DE0505161 | Indicated for patients with astigmatism of 2.5 dioptre cylinder (DC) and above in at least 1 eye; where correction of astigmatism is considered clinically necessary
Ophthalmic | Intraocular lens replacement | Intraocular lens (IOL) | Monofocal, astigmatism correcting IOL | AMO | JJSV TECNIS Toric II 1-Piece IOL | ZCU375I155 | Standalone | DE0505161 | Indicated for patients with astigmatism of 2.5 dioptre cylinder (DC) and above in at least 1 eye; where correction of astigmatism is considered clinically necessary
Ophthalmic | Intraocular lens replacement | Intraocular lens (IOL) | Monofocal, astigmatism correcting IOL | AMO | JJSV TECNIS Toric II 1-Piece IOL | ZCU375I160 | Standalone | DE0505161 | Indicated for patients with astigmatism of 2.5 dioptre cylinder (DC) and above in at least 1 eye; where correction of astigmatism is considered clinically necessary
Ophthalmic | Intraocular lens replacement | Intraocular lens (IOL) | Monofocal, astigmatism correcting IOL | AMO | JJSV TECNIS Toric II 1-Piece IOL | ZCU375I165 | Standalone | DE0505161 | Indicated for patients with astigmatism of 2.5 dioptre cylinder (DC) and above in at least 1 eye; where correction of astigmatism is considered clinically necessary
Ophthalmic | Intraocular lens replacement | Intraocular lens (IOL) | Monofocal, astigmatism correcting IOL | AMO | JJSV TECNIS Toric II 1-Piece IOL | ZCU375I170 | Standalone | DE0505161 | Indicated for patients with astigmatism of 2.5 dioptre cylinder (DC) and above in at least 1 eye; where correction of astigmatism is considered clinically necessary
Ophthalmic | Intraocular lens replacement | Intraocular lens (IOL) | Monofocal, astigmatism correcting IOL | AMO | JJSV TECNIS Toric II 1-Piece IOL | ZCU375I175 | Standalone | DE0505161 | Indicated for patients with astigmatism of 2.5 dioptre cylinder (DC) and above in at least 1 eye; where correction of astigmatism is considered clinically necessary
Ophthalmic | Intraocular lens replacement | Intraocular lens (IOL) | Monofocal, astigmatism correcting IOL | AMO | JJSV TECNIS Toric II 1-Piece IOL | ZCU375I180 | Standalone | DE0505161 | Indicated for patients with astigmatism of 2.5 dioptre cylinder (DC) and above in at least 1 eye; where correction of astigmatism is considered clinically necessary
Ophthalmic | Intraocular lens replacement | Intraocular lens (IOL) | Monofocal, astigmatism correcting IOL | AMO | JJSV TECNIS Toric II 1-Piece IOL | ZCU375I185 | Standalone | DE0505161 | Indicated for patients with astigmatism of 2.5 dioptre cylinder (DC) and above in at least 1 eye; where correction of astigmatism is considered clinically necessary
Ophthalmic | Intraocular lens replacement | Intraocular lens (IOL) | Monofocal, astigmatism correcting IOL | AMO | JJSV TECNIS Toric II 1-Piece IOL | ZCU375I190 | Standalone | DE0505161 | Indicated for patients with astigmatism of 2.5 dioptre cylinder (DC) and above in at least 1 eye; where correction of astigmatism is considered clinically necessary
Ophthalmic | Intraocular lens replacement | Intraocular lens (IOL) | Monofocal, astigmatism correcting IOL | AMO | JJSV TECNIS Toric II 1-Piece IOL | ZCU375I195 | Standalone | DE0505161 | Indicated for patients with astigmatism of 2.5 dioptre cylinder (DC) and above in at least 1 eye; where correction of astigmatism is considered clinically necessary
Ophthalmic | Intraocular lens replacement | Intraocular lens (IOL) | Monofocal, astigmatism correcting IOL | AMO | JJSV TECNIS Toric II 1-Piece IOL | ZCU375I200 | Standalone | DE0505161 | Indicated for patients with astigmatism of 2.5 dioptre cylinder (DC) and above in at least 1 eye; where correction of astigmatism is considered clinically necessary
Ophthalmic | Intraocular lens replacement | Intraocular lens (IOL) | Monofocal, astigmatism correcting IOL | AMO | JJSV TECNIS Toric II 1-Piece IOL | ZCU375I205 | Standalone | DE0505161 | Indicated for patients with astigmatism of 2.5 dioptre cylinder (DC) and above in at least 1 eye; where correction of astigmatism is considered clinically necessary
Ophthalmic | Intraocular lens replacement | Intraocular lens (IOL) | Monofocal, astigmatism correcting IOL | AMO | JJSV TECNIS Toric II 1-Piece IOL | ZCU375I210 | Standalone | DE0505161 | Indicated for patients with astigmatism of 2.5 dioptre cylinder (DC) and above in at least 1 eye; where correction of astigmatism is considered clinically necessary
Ophthalmic | Intraocular lens replacement | Intraocular lens (IOL) | Monofocal, astigmatism correcting IOL | AMO | JJSV TECNIS Toric II 1-Piece IOL | ZCU375I215 | Standalone | DE0505161 | Indicated for patients with astigmatism of 2.5 dioptre cylinder (DC) and above in at least 1 eye; where correction of astigmatism is considered clinically necessary
Ophthalmic | Intraocular lens replacement | Intraocular lens (IOL) | Monofocal, astigmatism correcting IOL | AMO | JJSV TECNIS Toric II 1-Piece IOL | ZCU375I220 | Standalone | DE0505161 | Indicated for patients with astigmatism of 2.5 dioptre cylinder (DC) and above in at least 1 eye; where correction of astigmatism is considered clinically necessary
Ophthalmic | Intraocular lens replacement | Intraocular lens (IOL) | Monofocal, astigmatism correcting IOL | AMO | JJSV TECNIS Toric II 1-Piece IOL | ZCU375I225 | Standalone | DE0505161 | Indicated for patients with astigmatism of 2.5 dioptre cylinder (DC) and above in at least 1 eye; where correction of astigmatism is considered clinically necessary
Ophthalmic | Intraocular lens replacement | Intraocular lens (IOL) | Monofocal, astigmatism correcting IOL | AMO | JJSV TECNIS Toric II 1-Piece IOL | ZCU375I230 | Standalone | DE0505161 | Indicated for patients with astigmatism of 2.5 dioptre cylinder (DC) and above in at least 1 eye; where correction of astigmatism is considered clinically necessary
Ophthalmic | Intraocular lens replacement | Intraocular lens (IOL) | Monofocal, astigmatism correcting IOL | AMO | JJSV TECNIS Toric II 1-Piece IOL | ZCU375I235 | Standalone | DE0505161 | Indicated for patients with astigmatism of 2.5 dioptre cylinder (DC) and above in at least 1 eye; where correction of astigmatism is considered clinically necessary
Ophthalmic | Intraocular lens replacement | Intraocular lens (IOL) | Monofocal, astigmatism correcting IOL | AMO | JJSV TECNIS Toric II 1-Piece IOL | ZCU375I240 | Standalone | DE0505161 | Indicated for patients with astigmatism of 2.5 dioptre cylinder (DC) and above in at least 1 eye; where correction of astigmatism is considered clinically necessary
Ophthalmic | Intraocular lens replacement | Intraocular lens (IOL) | Monofocal, astigmatism correcting IOL | AMO | JJSV TECNIS Toric II 1-Piece IOL | ZCU375I245 | Standalone | DE0505161 | Indicated for patients with astigmatism of 2.5 dioptre cylinder (DC) and above in at least 1 eye; where correction of astigmatism is considered clinically necessary
Ophthalmic | Intraocular lens replacement | Intraocular lens (IOL) | Monofocal, astigmatism correcting IOL | AMO | JJSV TECNIS Toric II 1-Piece IOL | ZCU375I250 | Standalone | DE0505161 | Indicated for patients with astigmatism of 2.5 dioptre cylinder (DC) and above in at least 1 eye; where correction of astigmatism is considered clinically necessary
Ophthalmic | Intraocular lens replacement | Intraocular lens (IOL) | Monofocal, astigmatism correcting IOL | AMO | JJSV TECNIS Toric II 1-Piece IOL | ZCU375I255 | Standalone | DE0505161 | Indicated for patients with astigmatism of 2.5 dioptre cylinder (DC) and above in at least 1 eye; where correction of astigmatism is considered clinically necessary
Ophthalmic | Intraocular lens replacement | Intraocular lens (IOL) | Monofocal, astigmatism correcting IOL | AMO | JJSV TECNIS Toric II 1-Piece IOL | ZCU375I260 | Standalone | DE0505161 | Indicated for patients with astigmatism of 2.5 dioptre cylinder (DC) and above in at least 1 eye; where correction of astigmatism is considered clinically necessary
Ophthalmic | Intraocular lens replacement | Intraocular lens (IOL) | Monofocal, astigmatism correcting IOL | AMO | JJSV TECNIS Toric II 1-Piece IOL | ZCU375I265 | Standalone | DE0505161 | Indicated for patients with astigmatism of 2.5 dioptre cylinder (DC) and above in at least 1 eye; where correction of astigmatism is considered clinically necessary
Ophthalmic | Intraocular lens replacement | Intraocular lens (IOL) | Monofocal, astigmatism correcting IOL | AMO | JJSV TECNIS Toric II 1-Piece IOL | ZCU375I270 | Standalone | DE0505161 | Indicated for patients with astigmatism of 2.5 dioptre cylinder (DC) and above in at least 1 eye; where correction of astigmatism is considered clinically necessary
Ophthalmic | Intraocular lens replacement | Intraocular lens (IOL) | Monofocal, astigmatism correcting IOL | AMO | JJSV TECNIS Toric II 1-Piece IOL | ZCU375I275 | Standalone | DE0505161 | Indicated for patients with astigmatism of 2.5 dioptre cylinder (DC) and above in at least 1 eye; where correction of astigmatism is considered clinically necessary
Ophthalmic | Intraocular lens replacement | Intraocular lens (IOL) | Monofocal, astigmatism correcting IOL | AMO | JJSV TECNIS Toric II 1-Piece IOL | ZCU375I280 | Standalone | DE0505161 | Indicated for patients with astigmatism of 2.5 dioptre cylinder (DC) and above in at least 1 eye; where correction of astigmatism is considered clinically necessary
Ophthalmic | Intraocular lens replacement | Intraocular lens (IOL) | Monofocal, astigmatism correcting IOL | AMO | JJSV TECNIS Toric II 1-Piece IOL | ZCU375I285 | Standalone | DE0505161 | Indicated for patients with astigmatism of 2.5 dioptre cylinder (DC) and above in at least 1 eye; where correction of astigmatism is considered clinically necessary
Ophthalmic | Intraocular lens replacement | Intraocular lens (IOL) | Monofocal, astigmatism correcting IOL | AMO | JJSV TECNIS Toric II 1-Piece IOL | ZCU375I290 | Standalone | DE0505161 | Indicated for patients with astigmatism of 2.5 dioptre cylinder (DC) and above in at least 1 eye; where correction of astigmatism is considered clinically necessary
Ophthalmic | Intraocular lens replacement | Intraocular lens (IOL) | Monofocal, astigmatism correcting IOL | AMO | JJSV TECNIS Toric II 1-Piece IOL | ZCU375I295 | Standalone | DE0505161 | Indicated for patients with astigmatism of 2.5 dioptre cylinder (DC) and above in at least 1 eye; where correction of astigmatism is considered clinically necessary
Ophthalmic | Intraocular lens replacement | Intraocular lens (IOL) | Monofocal, astigmatism correcting IOL | AMO | JJSV TECNIS Toric II 1-Piece IOL | ZCU375I300 | Standalone | DE0505161 | Indicated for patients with astigmatism of 2.5 dioptre cylinder (DC) and above in at least 1 eye; where correction of astigmatism is considered clinically necessary
Ophthalmic | Intraocular lens replacement | Intraocular lens (IOL) | Monofocal, astigmatism correcting IOL | AMO | JJSV TECNIS Toric II 1-Piece IOL | ZCU375I305 | Standalone | DE0505161 | Indicated for patients with astigmatism of 2.5 dioptre cylinder (DC) and above in at least 1 eye; where correction of astigmatism is considered clinically necessary
Ophthalmic | Intraocular lens replacement | Intraocular lens (IOL) | Monofocal, astigmatism correcting IOL | AMO | JJSV TECNIS Toric II 1-Piece IOL | ZCU375I310 | Standalone | DE0505161 | Indicated for patients with astigmatism of 2.5 dioptre cylinder (DC) and above in at least 1 eye; where correction of astigmatism is considered clinically necessary
Ophthalmic | Intraocular lens replacement | Intraocular lens (IOL) | Monofocal, astigmatism correcting IOL | AMO | JJSV TECNIS Toric II 1-Piece IOL | ZCU375I315 | Standalone | DE0505161 | Indicated for patients with astigmatism of 2.5 dioptre cylinder (DC) and above in at least 1 eye; where correction of astigmatism is considered clinically necessary
Ophthalmic | Intraocular lens replacement | Intraocular lens (IOL) | Monofocal, astigmatism correcting IOL | AMO | JJSV TECNIS Toric II 1-Piece IOL | ZCU375I320 | Standalone | DE0505161 | Indicated for patients with astigmatism of 2.5 dioptre cylinder (DC) and above in at least 1 eye; where correction of astigmatism is considered clinically necessary
Ophthalmic | Intraocular lens replacement | Intraocular lens (IOL) | Monofocal, astigmatism correcting IOL | AMO | JJSV TECNIS Toric II 1-Piece IOL | ZCU375I325 | Standalone | DE0505161 | Indicated for patients with astigmatism of 2.5 dioptre cylinder (DC) and above in at least 1 eye; where correction of astigmatism is considered clinically necessary
Ophthalmic | Intraocular lens replacement | Intraocular lens (IOL) | Monofocal, astigmatism correcting IOL | AMO | JJSV TECNIS Toric II 1-Piece IOL | ZCU375I330 | Standalone | DE0505161 | Indicated for patients with astigmatism of 2.5 dioptre cylinder (DC) and above in at least 1 eye; where correction of astigmatism is considered clinically necessary
Ophthalmic | Intraocular lens replacement | Intraocular lens (IOL) | Monofocal, astigmatism correcting IOL | AMO | JJSV TECNIS Toric II 1-Piece IOL | ZCU375I335 | Standalone | DE0505161 | Indicated for patients with astigmatism of 2.5 dioptre cylinder (DC) and above in at least 1 eye; where correction of astigmatism is considered clinically necessary
Ophthalmic | Intraocular lens replacement | Intraocular lens (IOL) | Monofocal, astigmatism correcting IOL | AMO | JJSV TECNIS Toric II 1-Piece IOL | ZCU375I340 | Standalone | DE0505161 | Indicated for patients with astigmatism of 2.5 dioptre cylinder (DC) and above in at least 1 eye; where correction of astigmatism is considered clinically necessary
Ophthalmic | Intraocular lens replacement | Intraocular lens (IOL) | Monofocal, astigmatism correcting IOL | AMO | JJSV TECNIS Toric II 1-Piece IOL | ZCU450I050 | Standalone | DE0505161 | Indicated for patients with astigmatism of 2.5 dioptre cylinder (DC) and above in at least 1 eye; where correction of astigmatism is considered clinically necessary
Ophthalmic | Intraocular lens replacement | Intraocular lens (IOL) | Monofocal, astigmatism correcting IOL | AMO | JJSV TECNIS Toric II 1-Piece IOL | ZCU450I055 | Standalone | DE0505161 | Indicated for patients with astigmatism of 2.5 dioptre cylinder (DC) and above in at least 1 eye; where correction of astigmatism is considered clinically necessary
Ophthalmic | Intraocular lens replacement | Intraocular lens (IOL) | Monofocal, astigmatism correcting IOL | AMO | JJSV TECNIS Toric II 1-Piece IOL | ZCU450I060 | Standalone | DE0505161 | Indicated for patients with astigmatism of 2.5 dioptre cylinder (DC) and above in at least 1 eye; where correction of astigmatism is considered clinically necessary
Ophthalmic | Intraocular lens replacement | Intraocular lens (IOL) | Monofocal, astigmatism correcting IOL | AMO | JJSV TECNIS Toric II 1-Piece IOL | ZCU450I065 | Standalone | DE0505161 | Indicated for patients with astigmatism of 2.5 dioptre cylinder (DC) and above in at least 1 eye; where correction of astigmatism is considered clinically necessary
Ophthalmic | Intraocular lens replacement | Intraocular lens (IOL) | Monofocal, astigmatism correcting IOL | AMO | JJSV TECNIS Toric II 1-Piece IOL | ZCU450I070 | Standalone | DE0505161 | Indicated for patients with astigmatism of 2.5 dioptre cylinder (DC) and above in at least 1 eye; where correction of astigmatism is considered clinically necessary
Ophthalmic | Intraocular lens replacement | Intraocular lens (IOL) | Monofocal, astigmatism correcting IOL | AMO | JJSV TECNIS Toric II 1-Piece IOL | ZCU450I075 | Standalone | DE0505161 | Indicated for patients with astigmatism of 2.5 dioptre cylinder (DC) and above in at least 1 eye; where correction of astigmatism is considered clinically necessary
Ophthalmic | Intraocular lens replacement | Intraocular lens (IOL) | Monofocal, astigmatism correcting IOL | AMO | JJSV TECNIS Toric II 1-Piece IOL | ZCU450I080 | Standalone | DE0505161 | Indicated for patients with astigmatism of 2.5 dioptre cylinder (DC) and above in at least 1 eye; where correction of astigmatism is considered clinically necessary
Ophthalmic | Intraocular lens replacement | Intraocular lens (IOL) | Monofocal, astigmatism correcting IOL | AMO | JJSV TECNIS Toric II 1-Piece IOL | ZCU450I085 | Standalone | DE0505161 | Indicated for patients with astigmatism of 2.5 dioptre cylinder (DC) and above in at least 1 eye; where correction of astigmatism is considered clinically necessary
Ophthalmic | Intraocular lens replacement | Intraocular lens (IOL) | Monofocal, astigmatism correcting IOL | AMO | JJSV TECNIS Toric II 1-Piece IOL | ZCU450I090 | Standalone | DE0505161 | Indicated for patients with astigmatism of 2.5 dioptre cylinder (DC) and above in at least 1 eye; where correction of astigmatism is considered clinically necessary
Ophthalmic | Intraocular lens replacement | Intraocular lens (IOL) | Monofocal, astigmatism correcting IOL | AMO | JJSV TECNIS Toric II 1-Piece IOL | ZCU450I095 | Standalone | DE0505161 | Indicated for patients with astigmatism of 2.5 dioptre cylinder (DC) and above in at least 1 eye; where correction of astigmatism is considered clinically necessary
Ophthalmic | Intraocular lens replacement | Intraocular lens (IOL) | Monofocal, astigmatism correcting IOL | AMO | JJSV TECNIS Toric II 1-Piece IOL | ZCU450I100 | Standalone | DE0505161 | Indicated for patients with astigmatism of 2.5 dioptre cylinder (DC) and above in at least 1 eye; where correction of astigmatism is considered clinically necessary
Ophthalmic | Intraocular lens replacement | Intraocular lens (IOL) | Monofocal, astigmatism correcting IOL | AMO | JJSV TECNIS Toric II 1-Piece IOL | ZCU450I105 | Standalone | DE0505161 | Indicated for patients with astigmatism of 2.5 dioptre cylinder (DC) and above in at least 1 eye; where correction of astigmatism is considered clinically necessary
Ophthalmic | Intraocular lens replacement | Intraocular lens (IOL) | Monofocal, astigmatism correcting IOL | AMO | JJSV TECNIS Toric II 1-Piece IOL | ZCU450I110 | Standalone | DE0505161 | Indicated for patients with astigmatism of 2.5 dioptre cylinder (DC) and above in at least 1 eye; where correction of astigmatism is considered clinically necessary
Ophthalmic | Intraocular lens replacement | Intraocular lens (IOL) | Monofocal, astigmatism correcting IOL | AMO | JJSV TECNIS Toric II 1-Piece IOL | ZCU450I115 | Standalone | DE0505161 | Indicated for patients with astigmatism of 2.5 dioptre cylinder (DC) and above in at least 1 eye; where correction of astigmatism is considered clinically necessary
Ophthalmic | Intraocular lens replacement | Intraocular lens (IOL) | Monofocal, astigmatism correcting IOL | AMO | JJSV TECNIS Toric II 1-Piece IOL | ZCU450I120 | Standalone | DE0505161 | Indicated for patients with astigmatism of 2.5 dioptre cylinder (DC) and above in at least 1 eye; where correction of astigmatism is considered clinically necessary
Ophthalmic | Intraocular lens replacement | Intraocular lens (IOL) | Monofocal, astigmatism correcting IOL | AMO | JJSV TECNIS Toric II 1-Piece IOL | ZCU450I125 | Standalone | DE0505161 | Indicated for patients with astigmatism of 2.5 dioptre cylinder (DC) and above in at least 1 eye; where correction of astigmatism is considered clinically necessary
Ophthalmic | Intraocular lens replacement | Intraocular lens (IOL) | Monofocal, astigmatism correcting IOL | AMO | JJSV TECNIS Toric II 1-Piece IOL | ZCU450I130 | Standalone | DE0505161 | Indicated for patients with astigmatism of 2.5 dioptre cylinder (DC) and above in at least 1 eye; where correction of astigmatism is considered clinically necessary
Ophthalmic | Intraocular lens replacement | Intraocular lens (IOL) | Monofocal, astigmatism correcting IOL | AMO | JJSV TECNIS Toric II 1-Piece IOL | ZCU450I135 | Standalone | DE0505161 | Indicated for patients with astigmatism of 2.5 dioptre cylinder (DC) and above in at least 1 eye; where correction of astigmatism is considered clinically necessary
Ophthalmic | Intraocular lens replacement | Intraocular lens (IOL) | Monofocal, astigmatism correcting IOL | AMO | JJSV TECNIS Toric II 1-Piece IOL | ZCU450I140 | Standalone | DE0505161 | Indicated for patients with astigmatism of 2.5 dioptre cylinder (DC) and above in at least 1 eye; where correction of astigmatism is considered clinically necessary
Ophthalmic | Intraocular lens replacement | Intraocular lens (IOL) | Monofocal, astigmatism correcting IOL | AMO | JJSV TECNIS Toric II 1-Piece IOL | ZCU450I145 | Standalone | DE0505161 | Indicated for patients with astigmatism of 2.5 dioptre cylinder (DC) and above in at least 1 eye; where correction of astigmatism is considered clinically necessary
Ophthalmic | Intraocular lens replacement | Intraocular lens (IOL) | Monofocal, astigmatism correcting IOL | AMO | JJSV TECNIS Toric II 1-Piece IOL | ZCU450I150 | Standalone | DE0505161 | Indicated for patients with astigmatism of 2.5 dioptre cylinder (DC) and above in at least 1 eye; where correction of astigmatism is considered clinically necessary
Ophthalmic | Intraocular lens replacement | Intraocular lens (IOL) | Monofocal, astigmatism correcting IOL | AMO | JJSV TECNIS Toric II 1-Piece IOL | ZCU450I155 | Standalone | DE0505161 | Indicated for patients with astigmatism of 2.5 dioptre cylinder (DC) and above in at least 1 eye; where correction of astigmatism is considered clinically necessary
Ophthalmic | Intraocular lens replacement | Intraocular lens (IOL) | Monofocal, astigmatism correcting IOL | AMO | JJSV TECNIS Toric II 1-Piece IOL | ZCU450I160 | Standalone | DE0505161 | Indicated for patients with astigmatism of 2.5 dioptre cylinder (DC) and above in at least 1 eye; where correction of astigmatism is considered clinically necessary
Ophthalmic | Intraocular lens replacement | Intraocular lens (IOL) | Monofocal, astigmatism correcting IOL | AMO | JJSV TECNIS Toric II 1-Piece IOL | ZCU450I165 | Standalone | DE0505161 | Indicated for patients with astigmatism of 2.5 dioptre cylinder (DC) and above in at least 1 eye; where correction of astigmatism is considered clinically necessary
Ophthalmic | Intraocular lens replacement | Intraocular lens (IOL) | Monofocal, astigmatism correcting IOL | AMO | JJSV TECNIS Toric II 1-Piece IOL | ZCU450I170 | Standalone | DE0505161 | Indicated for patients with astigmatism of 2.5 dioptre cylinder (DC) and above in at least 1 eye; where correction of astigmatism is considered clinically necessary
Ophthalmic | Intraocular lens replacement | Intraocular lens (IOL) | Monofocal, astigmatism correcting IOL | AMO | JJSV TECNIS Toric II 1-Piece IOL | ZCU450I175 | Standalone | DE0505161 | Indicated for patients with astigmatism of 2.5 dioptre cylinder (DC) and above in at least 1 eye; where correction of astigmatism is considered clinically necessary
Ophthalmic | Intraocular lens replacement | Intraocular lens (IOL) | Monofocal, astigmatism correcting IOL | AMO | JJSV TECNIS Toric II 1-Piece IOL | ZCU450I180 | Standalone | DE0505161 | Indicated for patients with astigmatism of 2.5 dioptre cylinder (DC) and above in at least 1 eye; where correction of astigmatism is considered clinically necessary
Ophthalmic | Intraocular lens replacement | Intraocular lens (IOL) | Monofocal, astigmatism correcting IOL | AMO | JJSV TECNIS Toric II 1-Piece IOL | ZCU450I185 | Standalone | DE0505161 | Indicated for patients with astigmatism of 2.5 dioptre cylinder (DC) and above in at least 1 eye; where correction of astigmatism is considered clinically necessary
Ophthalmic | Intraocular lens replacement | Intraocular lens (IOL) | Monofocal, astigmatism correcting IOL | AMO | JJSV TECNIS Toric II 1-Piece IOL | ZCU450I190 | Standalone | DE0505161 | Indicated for patients with astigmatism of 2.5 dioptre cylinder (DC) and above in at least 1 eye; where correction of astigmatism is considered clinically necessary
Ophthalmic | Intraocular lens replacement | Intraocular lens (IOL) | Monofocal, astigmatism correcting IOL | AMO | JJSV TECNIS Toric II 1-Piece IOL | ZCU450I195 | Standalone | DE0505161 | Indicated for patients with astigmatism of 2.5 dioptre cylinder (DC) and above in at least 1 eye; where correction of astigmatism is considered clinically necessary
Ophthalmic | Intraocular lens replacement | Intraocular lens (IOL) | Monofocal, astigmatism correcting IOL | AMO | JJSV TECNIS Toric II 1-Piece IOL | ZCU450I200 | Standalone | DE0505161 | Indicated for patients with astigmatism of 2.5 dioptre cylinder (DC) and above in at least 1 eye; where correction of astigmatism is considered clinically necessary
Ophthalmic | Intraocular lens replacement | Intraocular lens (IOL) | Monofocal, astigmatism correcting IOL | AMO | JJSV TECNIS Toric II 1-Piece IOL | ZCU450I205 | Standalone | DE0505161 | Indicated for patients with astigmatism of 2.5 dioptre cylinder (DC) and above in at least 1 eye; where correction of astigmatism is considered clinically necessary
Ophthalmic | Intraocular lens replacement | Intraocular lens (IOL) | Monofocal, astigmatism correcting IOL | AMO | JJSV TECNIS Toric II 1-Piece IOL | ZCU450I210 | Standalone | DE0505161 | Indicated for patients with astigmatism of 2.5 dioptre cylinder (DC) and above in at least 1 eye; where correction of astigmatism is considered clinically necessary
Ophthalmic | Intraocular lens replacement | Intraocular lens (IOL) | Monofocal, astigmatism correcting IOL | AMO | JJSV TECNIS Toric II 1-Piece IOL | ZCU450I215 | Standalone | DE0505161 | Indicated for patients with astigmatism of 2.5 dioptre cylinder (DC) and above in at least 1 eye; where correction of astigmatism is considered clinically necessary
Ophthalmic | Intraocular lens replacement | Intraocular lens (IOL) | Monofocal, astigmatism correcting IOL | AMO | JJSV TECNIS Toric II 1-Piece IOL | ZCU450I220 | Standalone | DE0505161 | Indicated for patients with astigmatism of 2.5 dioptre cylinder (DC) and above in at least 1 eye; where correction of astigmatism is considered clinically necessary
Ophthalmic | Intraocular lens replacement | Intraocular lens (IOL) | Monofocal, astigmatism correcting IOL | AMO | JJSV TECNIS Toric II 1-Piece IOL | ZCU450I225 | Standalone | DE0505161 | Indicated for patients with astigmatism of 2.5 dioptre cylinder (DC) and above in at least 1 eye; where correction of astigmatism is considered clinically necessary
Ophthalmic | Intraocular lens replacement | Intraocular lens (IOL) | Monofocal, astigmatism correcting IOL | AMO | JJSV TECNIS Toric II 1-Piece IOL | ZCU450I230 | Standalone | DE0505161 | Indicated for patients with astigmatism of 2.5 dioptre cylinder (DC) and above in at least 1 eye; where correction of astigmatism is considered clinically necessary
Ophthalmic | Intraocular lens replacement | Intraocular lens (IOL) | Monofocal, astigmatism correcting IOL | AMO | JJSV TECNIS Toric II 1-Piece IOL | ZCU450I235 | Standalone | DE0505161 | Indicated for patients with astigmatism of 2.5 dioptre cylinder (DC) and above in at least 1 eye; where correction of astigmatism is considered clinically necessary
Ophthalmic | Intraocular lens replacement | Intraocular lens (IOL) | Monofocal, astigmatism correcting IOL | AMO | JJSV TECNIS Toric II 1-Piece IOL | ZCU450I240 | Standalone | DE0505161 | Indicated for patients with astigmatism of 2.5 dioptre cylinder (DC) and above in at least 1 eye; where correction of astigmatism is considered clinically necessary
Ophthalmic | Intraocular lens replacement | Intraocular lens (IOL) | Monofocal, astigmatism correcting IOL | AMO | JJSV TECNIS Toric II 1-Piece IOL | ZCU450I245 | Standalone | DE0505161 | Indicated for patients with astigmatism of 2.5 dioptre cylinder (DC) and above in at least 1 eye; where correction of astigmatism is considered clinically necessary
Ophthalmic | Intraocular lens replacement | Intraocular lens (IOL) | Monofocal, astigmatism correcting IOL | AMO | JJSV TECNIS Toric II 1-Piece IOL | ZCU450I250 | Standalone | DE0505161 | Indicated for patients with astigmatism of 2.5 dioptre cylinder (DC) and above in at least 1 eye; where correction of astigmatism is considered clinically necessary
Ophthalmic | Intraocular lens replacement | Intraocular lens (IOL) | Monofocal, astigmatism correcting IOL | AMO | JJSV TECNIS Toric II 1-Piece IOL | ZCU450I255 | Standalone | DE0505161 | Indicated for patients with astigmatism of 2.5 dioptre cylinder (DC) and above in at least 1 eye; where correction of astigmatism is considered clinically necessary
Ophthalmic | Intraocular lens replacement | Intraocular lens (IOL) | Monofocal, astigmatism correcting IOL | AMO | JJSV TECNIS Toric II 1-Piece IOL | ZCU450I260 | Standalone | DE0505161 | Indicated for patients with astigmatism of 2.5 dioptre cylinder (DC) and above in at least 1 eye; where correction of astigmatism is considered clinically necessary
Ophthalmic | Intraocular lens replacement | Intraocular lens (IOL) | Monofocal, astigmatism correcting IOL | AMO | JJSV TECNIS Toric II 1-Piece IOL | ZCU450I265 | Standalone | DE0505161 | Indicated for patients with astigmatism of 2.5 dioptre cylinder (DC) and above in at least 1 eye; where correction of astigmatism is considered clinically necessary
Ophthalmic | Intraocular lens replacement | Intraocular lens (IOL) | Monofocal, astigmatism correcting IOL | AMO | JJSV TECNIS Toric II 1-Piece IOL | ZCU450I270 | Standalone | DE0505161 | Indicated for patients with astigmatism of 2.5 dioptre cylinder (DC) and above in at least 1 eye; where correction of astigmatism is considered clinically necessary
Ophthalmic | Intraocular lens replacement | Intraocular lens (IOL) | Monofocal, astigmatism correcting IOL | AMO | JJSV TECNIS Toric II 1-Piece IOL | ZCU450I275 | Standalone | DE0505161 | Indicated for patients with astigmatism of 2.5 dioptre cylinder (DC) and above in at least 1 eye; where correction of astigmatism is considered clinically necessary
Ophthalmic | Intraocular lens replacement | Intraocular lens (IOL) | Monofocal, astigmatism correcting IOL | AMO | JJSV TECNIS Toric II 1-Piece IOL | ZCU450I280 | Standalone | DE0505161 | Indicated for patients with astigmatism of 2.5 dioptre cylinder (DC) and above in at least 1 eye; where correction of astigmatism is considered clinically necessary
Ophthalmic | Intraocular lens replacement | Intraocular lens (IOL) | Monofocal, astigmatism correcting IOL | AMO | JJSV TECNIS Toric II 1-Piece IOL | ZCU450I285 | Standalone | DE0505161 | Indicated for patients with astigmatism of 2.5 dioptre cylinder (DC) and above in at least 1 eye; where correction of astigmatism is considered clinically necessary
Ophthalmic | Intraocular lens replacement | Intraocular lens (IOL) | Monofocal, astigmatism correcting IOL | AMO | JJSV TECNIS Toric II 1-Piece IOL | ZCU450I290 | Standalone | DE0505161 | Indicated for patients with astigmatism of 2.5 dioptre cylinder (DC) and above in at least 1 eye; where correction of astigmatism is considered clinically necessary
Ophthalmic | Intraocular lens replacement | Intraocular lens (IOL) | Monofocal, astigmatism correcting IOL | AMO | JJSV TECNIS Toric II 1-Piece IOL | ZCU450I295 | Standalone | DE0505161 | Indicated for patients with astigmatism of 2.5 dioptre cylinder (DC) and above in at least 1 eye; where correction of astigmatism is considered clinically necessary
Ophthalmic | Intraocular lens replacement | Intraocular lens (IOL) | Monofocal, astigmatism correcting IOL | AMO | JJSV TECNIS Toric II 1-Piece IOL | ZCU450I300 | Standalone | DE0505161 | Indicated for patients with astigmatism of 2.5 dioptre cylinder (DC) and above in at least 1 eye; where correction of astigmatism is considered clinically necessary
Ophthalmic | Intraocular lens replacement | Intraocular lens (IOL) | Monofocal, astigmatism correcting IOL | AMO | JJSV TECNIS Toric II 1-Piece IOL | ZCU450I305 | Standalone | DE0505161 | Indicated for patients with astigmatism of 2.5 dioptre cylinder (DC) and above in at least 1 eye; where correction of astigmatism is considered clinically necessary
Ophthalmic | Intraocular lens replacement | Intraocular lens (IOL) | Monofocal, astigmatism correcting IOL | AMO | JJSV TECNIS Toric II 1-Piece IOL | ZCU450I310 | Standalone | DE0505161 | Indicated for patients with astigmatism of 2.5 dioptre cylinder (DC) and above in at least 1 eye; where correction of astigmatism is considered clinically necessary
Ophthalmic | Intraocular lens replacement | Intraocular lens (IOL) | Monofocal, astigmatism correcting IOL | AMO | JJSV TECNIS Toric II 1-Piece IOL | ZCU450I315 | Standalone | DE0505161 | Indicated for patients with astigmatism of 2.5 dioptre cylinder (DC) and above in at least 1 eye; where correction of astigmatism is considered clinically necessary
Ophthalmic | Intraocular lens replacement | Intraocular lens (IOL) | Monofocal, astigmatism correcting IOL | AMO | JJSV TECNIS Toric II 1-Piece IOL | ZCU450I320 | Standalone | DE0505161 | Indicated for patients with astigmatism of 2.5 dioptre cylinder (DC) and above in at least 1 eye; where correction of astigmatism is considered clinically necessary
Ophthalmic | Intraocular lens replacement | Intraocular lens (IOL) | Monofocal, astigmatism correcting IOL | AMO | JJSV TECNIS Toric II 1-Piece IOL | ZCU450I325 | Standalone | DE0505161 | Indicated for patients with astigmatism of 2.5 dioptre cylinder (DC) and above in at least 1 eye; where correction of astigmatism is considered clinically necessary
Ophthalmic | Intraocular lens replacement | Intraocular lens (IOL) | Monofocal, astigmatism correcting IOL | AMO | JJSV TECNIS Toric II 1-Piece IOL | ZCU450I330 | Standalone | DE0505161 | Indicated for patients with astigmatism of 2.5 dioptre cylinder (DC) and above in at least 1 eye; where correction of astigmatism is considered clinically necessary
Ophthalmic | Intraocular lens replacement | Intraocular lens (IOL) | Monofocal, astigmatism correcting IOL | AMO | JJSV TECNIS Toric II 1-Piece IOL | ZCU450I335 | Standalone | DE0505161 | Indicated for patients with astigmatism of 2.5 dioptre cylinder (DC) and above in at least 1 eye; where correction of astigmatism is considered clinically necessary
Ophthalmic | Intraocular lens replacement | Intraocular lens (IOL) | Monofocal, astigmatism correcting IOL | AMO | JJSV TECNIS Toric II 1-Piece IOL | ZCU450I340 | Standalone | DE0505161 | Indicated for patients with astigmatism of 2.5 dioptre cylinder (DC) and above in at least 1 eye; where correction of astigmatism is considered clinically necessary
Ophthalmic | Intraocular lens replacement | Intraocular lens (IOL) | Monofocal, astigmatism correcting IOL | AMO | JJSV TECNIS Toric II 1-Piece IOL | ZCU525I050 | Standalone | DE0505161 | Indicated for patients with astigmatism of 2.5 dioptre cylinder (DC) and above in at least 1 eye; where correction of astigmatism is considered clinically necessary
Ophthalmic | Intraocular lens replacement | Intraocular lens (IOL) | Monofocal, astigmatism correcting IOL | AMO | JJSV TECNIS Toric II 1-Piece IOL | ZCU525I055 | Standalone | DE0505161 | Indicated for patients with astigmatism of 2.5 dioptre cylinder (DC) and above in at least 1 eye; where correction of astigmatism is considered clinically necessary
Ophthalmic | Intraocular lens replacement | Intraocular lens (IOL) | Monofocal, astigmatism correcting IOL | AMO | JJSV TECNIS Toric II 1-Piece IOL | ZCU525I060 | Standalone | DE0505161 | Indicated for patients with astigmatism of 2.5 dioptre cylinder (DC) and above in at least 1 eye; where correction of astigmatism is considered clinically necessary
Ophthalmic | Intraocular lens replacement | Intraocular lens (IOL) | Monofocal, astigmatism correcting IOL | AMO | JJSV TECNIS Toric II 1-Piece IOL | ZCU525I065 | Standalone | DE0505161 | Indicated for patients with astigmatism of 2.5 dioptre cylinder (DC) and above in at least 1 eye; where correction of astigmatism is considered clinically necessary
Ophthalmic | Intraocular lens replacement | Intraocular lens (IOL) | Monofocal, astigmatism correcting IOL | AMO | JJSV TECNIS Toric II 1-Piece IOL | ZCU525I070 | Standalone | DE0505161 | Indicated for patients with astigmatism of 2.5 dioptre cylinder (DC) and above in at least 1 eye; where correction of astigmatism is considered clinically necessary
Ophthalmic | Intraocular lens replacement | Intraocular lens (IOL) | Monofocal, astigmatism correcting IOL | AMO | JJSV TECNIS Toric II 1-Piece IOL | ZCU525I075 | Standalone | DE0505161 | Indicated for patients with astigmatism of 2.5 dioptre cylinder (DC) and above in at least 1 eye; where correction of astigmatism is considered clinically necessary
Ophthalmic | Intraocular lens replacement | Intraocular lens (IOL) | Monofocal, astigmatism correcting IOL | AMO | JJSV TECNIS Toric II 1-Piece IOL | ZCU525I080 | Standalone | DE0505161 | Indicated for patients with astigmatism of 2.5 dioptre cylinder (DC) and above in at least 1 eye; where correction of astigmatism is considered clinically necessary
Ophthalmic | Intraocular lens replacement | Intraocular lens (IOL) | Monofocal, astigmatism correcting IOL | AMO | JJSV TECNIS Toric II 1-Piece IOL | ZCU525I085 | Standalone | DE0505161 | Indicated for patients with astigmatism of 2.5 dioptre cylinder (DC) and above in at least 1 eye; where correction of astigmatism is considered clinically necessary
Ophthalmic | Intraocular lens replacement | Intraocular lens (IOL) | Monofocal, astigmatism correcting IOL | AMO | JJSV TECNIS Toric II 1-Piece IOL | ZCU525I090 | Standalone | DE0505161 | Indicated for patients with astigmatism of 2.5 dioptre cylinder (DC) and above in at least 1 eye; where correction of astigmatism is considered clinically necessary
Ophthalmic | Intraocular lens replacement | Intraocular lens (IOL) | Monofocal, astigmatism correcting IOL | AMO | JJSV TECNIS Toric II 1-Piece IOL | ZCU525I095 | Standalone | DE0505161 | Indicated for patients with astigmatism of 2.5 dioptre cylinder (DC) and above in at least 1 eye; where correction of astigmatism is considered clinically necessary
Ophthalmic | Intraocular lens replacement | Intraocular lens (IOL) | Monofocal, astigmatism correcting IOL | AMO | JJSV TECNIS Toric II 1-Piece IOL | ZCU525I100 | Standalone | DE0505161 | Indicated for patients with astigmatism of 2.5 dioptre cylinder (DC) and above in at least 1 eye; where correction of astigmatism is considered clinically necessary
Ophthalmic | Intraocular lens replacement | Intraocular lens (IOL) | Monofocal, astigmatism correcting IOL | AMO | JJSV TECNIS Toric II 1-Piece IOL | ZCU525I105 | Standalone | DE0505161 | Indicated for patients with astigmatism of 2.5 dioptre cylinder (DC) and above in at least 1 eye; where correction of astigmatism is considered clinically necessary
Ophthalmic | Intraocular lens replacement | Intraocular lens (IOL) | Monofocal, astigmatism correcting IOL | AMO | JJSV TECNIS Toric II 1-Piece IOL | ZCU525I110 | Standalone | DE0505161 | Indicated for patients with astigmatism of 2.5 dioptre cylinder (DC) and above in at least 1 eye; where correction of astigmatism is considered clinically necessary
Ophthalmic | Intraocular lens replacement | Intraocular lens (IOL) | Monofocal, astigmatism correcting IOL | AMO | JJSV TECNIS Toric II 1-Piece IOL | ZCU525I115 | Standalone | DE0505161 | Indicated for patients with astigmatism of 2.5 dioptre cylinder (DC) and above in at least 1 eye; where correction of astigmatism is considered clinically necessary
Ophthalmic | Intraocular lens replacement | Intraocular lens (IOL) | Monofocal, astigmatism correcting IOL | AMO | JJSV TECNIS Toric II 1-Piece IOL | ZCU525I120 | Standalone | DE0505161 | Indicated for patients with astigmatism of 2.5 dioptre cylinder (DC) and above in at least 1 eye; where correction of astigmatism is considered clinically necessary
Ophthalmic | Intraocular lens replacement | Intraocular lens (IOL) | Monofocal, astigmatism correcting IOL | AMO | JJSV TECNIS Toric II 1-Piece IOL | ZCU525I125 | Standalone | DE0505161 | Indicated for patients with astigmatism of 2.5 dioptre cylinder (DC) and above in at least 1 eye; where correction of astigmatism is considered clinically necessary
Ophthalmic | Intraocular lens replacement | Intraocular lens (IOL) | Monofocal, astigmatism correcting IOL | AMO | JJSV TECNIS Toric II 1-Piece IOL | ZCU525I130 | Standalone | DE0505161 | Indicated for patients with astigmatism of 2.5 dioptre cylinder (DC) and above in at least 1 eye; where correction of astigmatism is considered clinically necessary
Ophthalmic | Intraocular lens replacement | Intraocular lens (IOL) | Monofocal, astigmatism correcting IOL | AMO | JJSV TECNIS Toric II 1-Piece IOL | ZCU525I135 | Standalone | DE0505161 | Indicated for patients with astigmatism of 2.5 dioptre cylinder (DC) and above in at least 1 eye; where correction of astigmatism is considered clinically necessary
Ophthalmic | Intraocular lens replacement | Intraocular lens (IOL) | Monofocal, astigmatism correcting IOL | AMO | JJSV TECNIS Toric II 1-Piece IOL | ZCU525I140 | Standalone | DE0505161 | Indicated for patients with astigmatism of 2.5 dioptre cylinder (DC) and above in at least 1 eye; where correction of astigmatism is considered clinically necessary
Ophthalmic | Intraocular lens replacement | Intraocular lens (IOL) | Monofocal, astigmatism correcting IOL | AMO | JJSV TECNIS Toric II 1-Piece IOL | ZCU525I145 | Standalone | DE0505161 | Indicated for patients with astigmatism of 2.5 dioptre cylinder (DC) and above in at least 1 eye; where correction of astigmatism is considered clinically necessary
Ophthalmic | Intraocular lens replacement | Intraocular lens (IOL) | Monofocal, astigmatism correcting IOL | AMO | JJSV TECNIS Toric II 1-Piece IOL | ZCU525I150 | Standalone | DE0505161 | Indicated for patients with astigmatism of 2.5 dioptre cylinder (DC) and above in at least 1 eye; where correction of astigmatism is considered clinically necessary
Ophthalmic | Intraocular lens replacement | Intraocular lens (IOL) | Monofocal, astigmatism correcting IOL | AMO | JJSV TECNIS Toric II 1-Piece IOL | ZCU525I155 | Standalone | DE0505161 | Indicated for patients with astigmatism of 2.5 dioptre cylinder (DC) and above in at least 1 eye; where correction of astigmatism is considered clinically necessary
Ophthalmic | Intraocular lens replacement | Intraocular lens (IOL) | Monofocal, astigmatism correcting IOL | AMO | JJSV TECNIS Toric II 1-Piece IOL | ZCU525I160 | Standalone | DE0505161 | Indicated for patients with astigmatism of 2.5 dioptre cylinder (DC) and above in at least 1 eye; where correction of astigmatism is considered clinically necessary
Ophthalmic | Intraocular lens replacement | Intraocular lens (IOL) | Monofocal, astigmatism correcting IOL | AMO | JJSV TECNIS Toric II 1-Piece IOL | ZCU525I165 | Standalone | DE0505161 | Indicated for patients with astigmatism of 2.5 dioptre cylinder (DC) and above in at least 1 eye; where correction of astigmatism is considered clinically necessary
Ophthalmic | Intraocular lens replacement | Intraocular lens (IOL) | Monofocal, astigmatism correcting IOL | AMO | JJSV TECNIS Toric II 1-Piece IOL | ZCU525I170 | Standalone | DE0505161 | Indicated for patients with astigmatism of 2.5 dioptre cylinder (DC) and above in at least 1 eye; where correction of astigmatism is considered clinically necessary
Ophthalmic | Intraocular lens replacement | Intraocular lens (IOL) | Monofocal, astigmatism correcting IOL | AMO | JJSV TECNIS Toric II 1-Piece IOL | ZCU525I175 | Standalone | DE0505161 | Indicated for patients with astigmatism of 2.5 dioptre cylinder (DC) and above in at least 1 eye; where correction of astigmatism is considered clinically necessary
Ophthalmic | Intraocular lens replacement | Intraocular lens (IOL) | Monofocal, astigmatism correcting IOL | AMO | JJSV TECNIS Toric II 1-Piece IOL | ZCU525I180 | Standalone | DE0505161 | Indicated for patients with astigmatism of 2.5 dioptre cylinder (DC) and above in at least 1 eye; where correction of astigmatism is considered clinically necessary
Ophthalmic | Intraocular lens replacement | Intraocular lens (IOL) | Monofocal, astigmatism correcting IOL | AMO | JJSV TECNIS Toric II 1-Piece IOL | ZCU525I185 | Standalone | DE0505161 | Indicated for patients with astigmatism of 2.5 dioptre cylinder (DC) and above in at least 1 eye; where correction of astigmatism is considered clinically necessary
Ophthalmic | Intraocular lens replacement | Intraocular lens (IOL) | Monofocal, astigmatism correcting IOL | AMO | JJSV TECNIS Toric II 1-Piece IOL | ZCU525I190 | Standalone | DE0505161 | Indicated for patients with astigmatism of 2.5 dioptre cylinder (DC) and above in at least 1 eye; where correction of astigmatism is considered clinically necessary
Ophthalmic | Intraocular lens replacement | Intraocular lens (IOL) | Monofocal, astigmatism correcting IOL | AMO | JJSV TECNIS Toric II 1-Piece IOL | ZCU525I195 | Standalone | DE0505161 | Indicated for patients with astigmatism of 2.5 dioptre cylinder (DC) and above in at least 1 eye; where correction of astigmatism is considered clinically necessary
Ophthalmic | Intraocular lens replacement | Intraocular lens (IOL) | Monofocal, astigmatism correcting IOL | AMO | JJSV TECNIS Toric II 1-Piece IOL | ZCU525I200 | Standalone | DE0505161 | Indicated for patients with astigmatism of 2.5 dioptre cylinder (DC) and above in at least 1 eye; where correction of astigmatism is considered clinically necessary
Ophthalmic | Intraocular lens replacement | Intraocular lens (IOL) | Monofocal, astigmatism correcting IOL | AMO | JJSV TECNIS Toric II 1-Piece IOL | ZCU525I205 | Standalone | DE0505161 | Indicated for patients with astigmatism of 2.5 dioptre cylinder (DC) and above in at least 1 eye; where correction of astigmatism is considered clinically necessary
Ophthalmic | Intraocular lens replacement | Intraocular lens (IOL) | Monofocal, astigmatism correcting IOL | AMO | JJSV TECNIS Toric II 1-Piece IOL | ZCU525I210 | Standalone | DE0505161 | Indicated for patients with astigmatism of 2.5 dioptre cylinder (DC) and above in at least 1 eye; where correction of astigmatism is considered clinically necessary
Ophthalmic | Intraocular lens replacement | Intraocular lens (IOL) | Monofocal, astigmatism correcting IOL | AMO | JJSV TECNIS Toric II 1-Piece IOL | ZCU525I215 | Standalone | DE0505161 | Indicated for patients with astigmatism of 2.5 dioptre cylinder (DC) and above in at least 1 eye; where correction of astigmatism is considered clinically necessary
Ophthalmic | Intraocular lens replacement | Intraocular lens (IOL) | Monofocal, astigmatism correcting IOL | AMO | JJSV TECNIS Toric II 1-Piece IOL | ZCU525I220 | Standalone | DE0505161 | Indicated for patients with astigmatism of 2.5 dioptre cylinder (DC) and above in at least 1 eye; where correction of astigmatism is considered clinically necessary
Ophthalmic | Intraocular lens replacement | Intraocular lens (IOL) | Monofocal, astigmatism correcting IOL | AMO | JJSV TECNIS Toric II 1-Piece IOL | ZCU525I225 | Standalone | DE0505161 | Indicated for patients with astigmatism of 2.5 dioptre cylinder (DC) and above in at least 1 eye; where correction of astigmatism is considered clinically necessary
Ophthalmic | Intraocular lens replacement | Intraocular lens (IOL) | Monofocal, astigmatism correcting IOL | AMO | JJSV TECNIS Toric II 1-Piece IOL | ZCU525I230 | Standalone | DE0505161 | Indicated for patients with astigmatism of 2.5 dioptre cylinder (DC) and above in at least 1 eye; where correction of astigmatism is considered clinically necessary
Ophthalmic | Intraocular lens replacement | Intraocular lens (IOL) | Monofocal, astigmatism correcting IOL | AMO | JJSV TECNIS Toric II 1-Piece IOL | ZCU525I235 | Standalone | DE0505161 | Indicated for patients with astigmatism of 2.5 dioptre cylinder (DC) and above in at least 1 eye; where correction of astigmatism is considered clinically necessary
Ophthalmic | Intraocular lens replacement | Intraocular lens (IOL) | Monofocal, astigmatism correcting IOL | AMO | JJSV TECNIS Toric II 1-Piece IOL | ZCU525I240 | Standalone | DE0505161 | Indicated for patients with astigmatism of 2.5 dioptre cylinder (DC) and above in at least 1 eye; where correction of astigmatism is considered clinically necessary
Ophthalmic | Intraocular lens replacement | Intraocular lens (IOL) | Monofocal, astigmatism correcting IOL | AMO | JJSV TECNIS Toric II 1-Piece IOL | ZCU525I245 | Standalone | DE0505161 | Indicated for patients with astigmatism of 2.5 dioptre cylinder (DC) and above in at least 1 eye; where correction of astigmatism is considered clinically necessary
Ophthalmic | Intraocular lens replacement | Intraocular lens (IOL) | Monofocal, astigmatism correcting IOL | AMO | JJSV TECNIS Toric II 1-Piece IOL | ZCU525I250 | Standalone | DE0505161 | Indicated for patients with astigmatism of 2.5 dioptre cylinder (DC) and above in at least 1 eye; where correction of astigmatism is considered clinically necessary
Ophthalmic | Intraocular lens replacement | Intraocular lens (IOL) | Monofocal, astigmatism correcting IOL | AMO | JJSV TECNIS Toric II 1-Piece IOL | ZCU525I255 | Standalone | DE0505161 | Indicated for patients with astigmatism of 2.5 dioptre cylinder (DC) and above in at least 1 eye; where correction of astigmatism is considered clinically necessary
Ophthalmic | Intraocular lens replacement | Intraocular lens (IOL) | Monofocal, astigmatism correcting IOL | AMO | JJSV TECNIS Toric II 1-Piece IOL | ZCU525I260 | Standalone | DE0505161 | Indicated for patients with astigmatism of 2.5 dioptre cylinder (DC) and above in at least 1 eye; where correction of astigmatism is considered clinically necessary
Ophthalmic | Intraocular lens replacement | Intraocular lens (IOL) | Monofocal, astigmatism correcting IOL | AMO | JJSV TECNIS Toric II 1-Piece IOL | ZCU525I265 | Standalone | DE0505161 | Indicated for patients with astigmatism of 2.5 dioptre cylinder (DC) and above in at least 1 eye; where correction of astigmatism is considered clinically necessary
Ophthalmic | Intraocular lens replacement | Intraocular lens (IOL) | Monofocal, astigmatism correcting IOL | AMO | JJSV TECNIS Toric II 1-Piece IOL | ZCU525I270 | Standalone | DE0505161 | Indicated for patients with astigmatism of 2.5 dioptre cylinder (DC) and above in at least 1 eye; where correction of astigmatism is considered clinically necessary
Ophthalmic | Intraocular lens replacement | Intraocular lens (IOL) | Monofocal, astigmatism correcting IOL | AMO | JJSV TECNIS Toric II 1-Piece IOL | ZCU525I275 | Standalone | DE0505161 | Indicated for patients with astigmatism of 2.5 dioptre cylinder (DC) and above in at least 1 eye; where correction of astigmatism is considered clinically necessary
Ophthalmic | Intraocular lens replacement | Intraocular lens (IOL) | Monofocal, astigmatism correcting IOL | AMO | JJSV TECNIS Toric II 1-Piece IOL | ZCU525I280 | Standalone | DE0505161 | Indicated for patients with astigmatism of 2.5 dioptre cylinder (DC) and above in at least 1 eye; where correction of astigmatism is considered clinically necessary
Ophthalmic | Intraocular lens replacement | Intraocular lens (IOL) | Monofocal, astigmatism correcting IOL | AMO | JJSV TECNIS Toric II 1-Piece IOL | ZCU525I285 | Standalone | DE0505161 | Indicated for patients with astigmatism of 2.5 dioptre cylinder (DC) and above in at least 1 eye; where correction of astigmatism is considered clinically necessary
Ophthalmic | Intraocular lens replacement | Intraocular lens (IOL) | Monofocal, astigmatism correcting IOL | AMO | JJSV TECNIS Toric II 1-Piece IOL | ZCU525I290 | Standalone | DE0505161 | Indicated for patients with astigmatism of 2.5 dioptre cylinder (DC) and above in at least 1 eye; where correction of astigmatism is considered clinically necessary
Ophthalmic | Intraocular lens replacement | Intraocular lens (IOL) | Monofocal, astigmatism correcting IOL | AMO | JJSV TECNIS Toric II 1-Piece IOL | ZCU525I295 | Standalone | DE0505161 | Indicated for patients with astigmatism of 2.5 dioptre cylinder (DC) and above in at least 1 eye; where correction of astigmatism is considered clinically necessary
Ophthalmic | Intraocular lens replacement | Intraocular lens (IOL) | Monofocal, astigmatism correcting IOL | AMO | JJSV TECNIS Toric II 1-Piece IOL | ZCU525I300 | Standalone | DE0505161 | Indicated for patients with astigmatism of 2.5 dioptre cylinder (DC) and above in at least 1 eye; where correction of astigmatism is considered clinically necessary
Ophthalmic | Intraocular lens replacement | Intraocular lens (IOL) | Monofocal, astigmatism correcting IOL | AMO | JJSV TECNIS Toric II 1-Piece IOL | ZCU525I305 | Standalone | DE0505161 | Indicated for patients with astigmatism of 2.5 dioptre cylinder (DC) and above in at least 1 eye; where correction of astigmatism is considered clinically necessary
Ophthalmic | Intraocular lens replacement | Intraocular lens (IOL) | Monofocal, astigmatism correcting IOL | AMO | JJSV TECNIS Toric II 1-Piece IOL | ZCU525I310 | Standalone | DE0505161 | Indicated for patients with astigmatism of 2.5 dioptre cylinder (DC) and above in at least 1 eye; where correction of astigmatism is considered clinically necessary
Ophthalmic | Intraocular lens replacement | Intraocular lens (IOL) | Monofocal, astigmatism correcting IOL | AMO | JJSV TECNIS Toric II 1-Piece IOL | ZCU525I315 | Standalone | DE0505161 | Indicated for patients with astigmatism of 2.5 dioptre cylinder (DC) and above in at least 1 eye; where correction of astigmatism is considered clinically necessary
Ophthalmic | Intraocular lens replacement | Intraocular lens (IOL) | Monofocal, astigmatism correcting IOL | AMO | JJSV TECNIS Toric II 1-Piece IOL | ZCU525I320 | Standalone | DE0505161 | Indicated for patients with astigmatism of 2.5 dioptre cylinder (DC) and above in at least 1 eye; where correction of astigmatism is considered clinically necessary
Ophthalmic | Intraocular lens replacement | Intraocular lens (IOL) | Monofocal, astigmatism correcting IOL | AMO | JJSV TECNIS Toric II 1-Piece IOL | ZCU525I325 | Standalone | DE0505161 | Indicated for patients with astigmatism of 2.5 dioptre cylinder (DC) and above in at least 1 eye; where correction of astigmatism is considered clinically necessary
Ophthalmic | Intraocular lens replacement | Intraocular lens (IOL) | Monofocal, astigmatism correcting IOL | AMO | JJSV TECNIS Toric II 1-Piece IOL | ZCU525I330 | Standalone | DE0505161 | Indicated for patients with astigmatism of 2.5 dioptre cylinder (DC) and above in at least 1 eye; where correction of astigmatism is considered clinically necessary
Ophthalmic | Intraocular lens replacement | Intraocular lens (IOL) | Monofocal, astigmatism correcting IOL | AMO | JJSV TECNIS Toric II 1-Piece IOL | ZCU525I335 | Standalone | DE0505161 | Indicated for patients with astigmatism of 2.5 dioptre cylinder (DC) and above in at least 1 eye; where correction of astigmatism is considered clinically necessary
Ophthalmic | Intraocular lens replacement | Intraocular lens (IOL) | Monofocal, astigmatism correcting IOL | AMO | JJSV TECNIS Toric II 1-Piece IOL | ZCU525I340 | Standalone | DE0505161 | Indicated for patients with astigmatism of 2.5 dioptre cylinder (DC) and above in at least 1 eye; where correction of astigmatism is considered clinically necessary
Ophthalmic | Intraocular lens replacement | Intraocular lens (IOL) | Monofocal, astigmatism correcting IOL | AMO | JJSV TECNIS Toric II 1-Piece IOL | ZCU600I050 | Standalone | DE0505161 | Indicated for patients with astigmatism of 2.5 dioptre cylinder (DC) and above in at least 1 eye; where correction of astigmatism is considered clinically necessary
Ophthalmic | Intraocular lens replacement | Intraocular lens (IOL) | Monofocal, astigmatism correcting IOL | AMO | JJSV TECNIS Toric II 1-Piece IOL | ZCU600I055 | Standalone | DE0505161 | Indicated for patients with astigmatism of 2.5 dioptre cylinder (DC) and above in at least 1 eye; where correction of astigmatism is considered clinically necessary
Ophthalmic | Intraocular lens replacement | Intraocular lens (IOL) | Monofocal, astigmatism correcting IOL | AMO | JJSV TECNIS Toric II 1-Piece IOL | ZCU600I060 | Standalone | DE0505161 | Indicated for patients with astigmatism of 2.5 dioptre cylinder (DC) and above in at least 1 eye; where correction of astigmatism is considered clinically necessary
Ophthalmic | Intraocular lens replacement | Intraocular lens (IOL) | Monofocal, astigmatism correcting IOL | AMO | JJSV TECNIS Toric II 1-Piece IOL | ZCU600I065 | Standalone | DE0505161 | Indicated for patients with astigmatism of 2.5 dioptre cylinder (DC) and above in at least 1 eye; where correction of astigmatism is considered clinically necessary
Ophthalmic | Intraocular lens replacement | Intraocular lens (IOL) | Monofocal, astigmatism correcting IOL | AMO | JJSV TECNIS Toric II 1-Piece IOL | ZCU600I070 | Standalone | DE0505161 | Indicated for patients with astigmatism of 2.5 dioptre cylinder (DC) and above in at least 1 eye; where correction of astigmatism is considered clinically necessary
Ophthalmic | Intraocular lens replacement | Intraocular lens (IOL) | Monofocal, astigmatism correcting IOL | AMO | JJSV TECNIS Toric II 1-Piece IOL | ZCU600I075 | Standalone | DE0505161 | Indicated for patients with astigmatism of 2.5 dioptre cylinder (DC) and above in at least 1 eye; where correction of astigmatism is considered clinically necessary
Ophthalmic | Intraocular lens replacement | Intraocular lens (IOL) | Monofocal, astigmatism correcting IOL | AMO | JJSV TECNIS Toric II 1-Piece IOL | ZCU600I080 | Standalone | DE0505161 | Indicated for patients with astigmatism of 2.5 dioptre cylinder (DC) and above in at least 1 eye; where correction of astigmatism is considered clinically necessary
Ophthalmic | Intraocular lens replacement | Intraocular lens (IOL) | Monofocal, astigmatism correcting IOL | AMO | JJSV TECNIS Toric II 1-Piece IOL | ZCU600I085 | Standalone | DE0505161 | Indicated for patients with astigmatism of 2.5 dioptre cylinder (DC) and above in at least 1 eye; where correction of astigmatism is considered clinically necessary
Ophthalmic | Intraocular lens replacement | Intraocular lens (IOL) | Monofocal, astigmatism correcting IOL | AMO | JJSV TECNIS Toric II 1-Piece IOL | ZCU600I090 | Standalone | DE0505161 | Indicated for patients with astigmatism of 2.5 dioptre cylinder (DC) and above in at least 1 eye; where correction of astigmatism is considered clinically necessary
Ophthalmic | Intraocular lens replacement | Intraocular lens (IOL) | Monofocal, astigmatism correcting IOL | AMO | JJSV TECNIS Toric II 1-Piece IOL | ZCU600I095 | Standalone | DE0505161 | Indicated for patients with astigmatism of 2.5 dioptre cylinder (DC) and above in at least 1 eye; where correction of astigmatism is considered clinically necessary
Ophthalmic | Intraocular lens replacement | Intraocular lens (IOL) | Monofocal, astigmatism correcting IOL | AMO | JJSV TECNIS Toric II 1-Piece IOL | ZCU600I100 | Standalone | DE0505161 | Indicated for patients with astigmatism of 2.5 dioptre cylinder (DC) and above in at least 1 eye; where correction of astigmatism is considered clinically necessary
Ophthalmic | Intraocular lens replacement | Intraocular lens (IOL) | Monofocal, astigmatism correcting IOL | AMO | JJSV TECNIS Toric II 1-Piece IOL | ZCU600I105 | Standalone | DE0505161 | Indicated for patients with astigmatism of 2.5 dioptre cylinder (DC) and above in at least 1 eye; where correction of astigmatism is considered clinically necessary
Ophthalmic | Intraocular lens replacement | Intraocular lens (IOL) | Monofocal, astigmatism correcting IOL | AMO | JJSV TECNIS Toric II 1-Piece IOL | ZCU600I110 | Standalone | DE0505161 | Indicated for patients with astigmatism of 2.5 dioptre cylinder (DC) and above in at least 1 eye; where correction of astigmatism is considered clinically necessary
Ophthalmic | Intraocular lens replacement | Intraocular lens (IOL) | Monofocal, astigmatism correcting IOL | AMO | JJSV TECNIS Toric II 1-Piece IOL | ZCU600I115 | Standalone | DE0505161 | Indicated for patients with astigmatism of 2.5 dioptre cylinder (DC) and above in at least 1 eye; where correction of astigmatism is considered clinically necessary
Ophthalmic | Intraocular lens replacement | Intraocular lens (IOL) | Monofocal, astigmatism correcting IOL | AMO | JJSV TECNIS Toric II 1-Piece IOL | ZCU600I120 | Standalone | DE0505161 | Indicated for patients with astigmatism of 2.5 dioptre cylinder (DC) and above in at least 1 eye; where correction of astigmatism is considered clinically necessary
Ophthalmic | Intraocular lens replacement | Intraocular lens (IOL) | Monofocal, astigmatism correcting IOL | AMO | JJSV TECNIS Toric II 1-Piece IOL | ZCU600I125 | Standalone | DE0505161 | Indicated for patients with astigmatism of 2.5 dioptre cylinder (DC) and above in at least 1 eye; where correction of astigmatism is considered clinically necessary
Ophthalmic | Intraocular lens replacement | Intraocular lens (IOL) | Monofocal, astigmatism correcting IOL | AMO | JJSV TECNIS Toric II 1-Piece IOL | ZCU600I130 | Standalone | DE0505161 | Indicated for patients with astigmatism of 2.5 dioptre cylinder (DC) and above in at least 1 eye; where correction of astigmatism is considered clinically necessary
Ophthalmic | Intraocular lens replacement | Intraocular lens (IOL) | Monofocal, astigmatism correcting IOL | AMO | JJSV TECNIS Toric II 1-Piece IOL | ZCU600I135 | Standalone | DE0505161 | Indicated for patients with astigmatism of 2.5 dioptre cylinder (DC) and above in at least 1 eye; where correction of astigmatism is considered clinically necessary
Ophthalmic | Intraocular lens replacement | Intraocular lens (IOL) | Monofocal, astigmatism correcting IOL | AMO | JJSV TECNIS Toric II 1-Piece IOL | ZCU600I140 | Standalone | DE0505161 | Indicated for patients with astigmatism of 2.5 dioptre cylinder (DC) and above in at least 1 eye; where correction of astigmatism is considered clinically necessary
Ophthalmic | Intraocular lens replacement | Intraocular lens (IOL) | Monofocal, astigmatism correcting IOL | AMO | JJSV TECNIS Toric II 1-Piece IOL | ZCU600I145 | Standalone | DE0505161 | Indicated for patients with astigmatism of 2.5 dioptre cylinder (DC) and above in at least 1 eye; where correction of astigmatism is considered clinically necessary
Ophthalmic | Intraocular lens replacement | Intraocular lens (IOL) | Monofocal, astigmatism correcting IOL | AMO | JJSV TECNIS Toric II 1-Piece IOL | ZCU600I150 | Standalone | DE0505161 | Indicated for patients with astigmatism of 2.5 dioptre cylinder (DC) and above in at least 1 eye; where correction of astigmatism is considered clinically necessary
Ophthalmic | Intraocular lens replacement | Intraocular lens (IOL) | Monofocal, astigmatism correcting IOL | AMO | JJSV TECNIS Toric II 1-Piece IOL | ZCU600I155 | Standalone | DE0505161 | Indicated for patients with astigmatism of 2.5 dioptre cylinder (DC) and above in at least 1 eye; where correction of astigmatism is considered clinically necessary
Ophthalmic | Intraocular lens replacement | Intraocular lens (IOL) | Monofocal, astigmatism correcting IOL | AMO | JJSV TECNIS Toric II 1-Piece IOL | ZCU600I160 | Standalone | DE0505161 | Indicated for patients with astigmatism of 2.5 dioptre cylinder (DC) and above in at least 1 eye; where correction of astigmatism is considered clinically necessary
Ophthalmic | Intraocular lens replacement | Intraocular lens (IOL) | Monofocal, astigmatism correcting IOL | AMO | JJSV TECNIS Toric II 1-Piece IOL | ZCU600I165 | Standalone | DE0505161 | Indicated for patients with astigmatism of 2.5 dioptre cylinder (DC) and above in at least 1 eye; where correction of astigmatism is considered clinically necessary
Ophthalmic | Intraocular lens replacement | Intraocular lens (IOL) | Monofocal, astigmatism correcting IOL | AMO | JJSV TECNIS Toric II 1-Piece IOL | ZCU600I170 | Standalone | DE0505161 | Indicated for patients with astigmatism of 2.5 dioptre cylinder (DC) and above in at least 1 eye; where correction of astigmatism is considered clinically necessary
Ophthalmic | Intraocular lens replacement | Intraocular lens (IOL) | Monofocal, astigmatism correcting IOL | AMO | JJSV TECNIS Toric II 1-Piece IOL | ZCU600I175 | Standalone | DE0505161 | Indicated for patients with astigmatism of 2.5 dioptre cylinder (DC) and above in at least 1 eye; where correction of astigmatism is considered clinically necessary
Ophthalmic | Intraocular lens replacement | Intraocular lens (IOL) | Monofocal, astigmatism correcting IOL | AMO | JJSV TECNIS Toric II 1-Piece IOL | ZCU600I180 | Standalone | DE0505161 | Indicated for patients with astigmatism of 2.5 dioptre cylinder (DC) and above in at least 1 eye; where correction of astigmatism is considered clinically necessary
Ophthalmic | Intraocular lens replacement | Intraocular lens (IOL) | Monofocal, astigmatism correcting IOL | AMO | JJSV TECNIS Toric II 1-Piece IOL | ZCU600I185 | Standalone | DE0505161 | Indicated for patients with astigmatism of 2.5 dioptre cylinder (DC) and above in at least 1 eye; where correction of astigmatism is considered clinically necessary
Ophthalmic | Intraocular lens replacement | Intraocular lens (IOL) | Monofocal, astigmatism correcting IOL | AMO | JJSV TECNIS Toric II 1-Piece IOL | ZCU600I190 | Standalone | DE0505161 | Indicated for patients with astigmatism of 2.5 dioptre cylinder (DC) and above in at least 1 eye; where correction of astigmatism is considered clinically necessary
Ophthalmic | Intraocular lens replacement | Intraocular lens (IOL) | Monofocal, astigmatism correcting IOL | AMO | JJSV TECNIS Toric II 1-Piece IOL | ZCU600I195 | Standalone | DE0505161 | Indicated for patients with astigmatism of 2.5 dioptre cylinder (DC) and above in at least 1 eye; where correction of astigmatism is considered clinically necessary
Ophthalmic | Intraocular lens replacement | Intraocular lens (IOL) | Monofocal, astigmatism correcting IOL | AMO | JJSV TECNIS Toric II 1-Piece IOL | ZCU600I200 | Standalone | DE0505161 | Indicated for patients with astigmatism of 2.5 dioptre cylinder (DC) and above in at least 1 eye; where correction of astigmatism is considered clinically necessary
Ophthalmic | Intraocular lens replacement | Intraocular lens (IOL) | Monofocal, astigmatism correcting IOL | AMO | JJSV TECNIS Toric II 1-Piece IOL | ZCU600I205 | Standalone | DE0505161 | Indicated for patients with astigmatism of 2.5 dioptre cylinder (DC) and above in at least 1 eye; where correction of astigmatism is considered clinically necessary
Ophthalmic | Intraocular lens replacement | Intraocular lens (IOL) | Monofocal, astigmatism correcting IOL | AMO | JJSV TECNIS Toric II 1-Piece IOL | ZCU600I210 | Standalone | DE0505161 | Indicated for patients with astigmatism of 2.5 dioptre cylinder (DC) and above in at least 1 eye; where correction of astigmatism is considered clinically necessary
Ophthalmic | Intraocular lens replacement | Intraocular lens (IOL) | Monofocal, astigmatism correcting IOL | AMO | JJSV TECNIS Toric II 1-Piece IOL | ZCU600I215 | Standalone | DE0505161 | Indicated for patients with astigmatism of 2.5 dioptre cylinder (DC) and above in at least 1 eye; where correction of astigmatism is considered clinically necessary
Ophthalmic | Intraocular lens replacement | Intraocular lens (IOL) | Monofocal, astigmatism correcting IOL | AMO | JJSV TECNIS Toric II 1-Piece IOL | ZCU600I220 | Standalone | DE0505161 | Indicated for patients with astigmatism of 2.5 dioptre cylinder (DC) and above in at least 1 eye; where correction of astigmatism is considered clinically necessary
Ophthalmic | Intraocular lens replacement | Intraocular lens (IOL) | Monofocal, astigmatism correcting IOL | AMO | JJSV TECNIS Toric II 1-Piece IOL | ZCU600I225 | Standalone | DE0505161 | Indicated for patients with astigmatism of 2.5 dioptre cylinder (DC) and above in at least 1 eye; where correction of astigmatism is considered clinically necessary
Ophthalmic | Intraocular lens replacement | Intraocular lens (IOL) | Monofocal, astigmatism correcting IOL | AMO | JJSV TECNIS Toric II 1-Piece IOL | ZCU600I230 | Standalone | DE0505161 | Indicated for patients with astigmatism of 2.5 dioptre cylinder (DC) and above in at least 1 eye; where correction of astigmatism is considered clinically necessary
Ophthalmic | Intraocular lens replacement | Intraocular lens (IOL) | Monofocal, astigmatism correcting IOL | AMO | JJSV TECNIS Toric II 1-Piece IOL | ZCU600I235 | Standalone | DE0505161 | Indicated for patients with astigmatism of 2.5 dioptre cylinder (DC) and above in at least 1 eye; where correction of astigmatism is considered clinically necessary
Ophthalmic | Intraocular lens replacement | Intraocular lens (IOL) | Monofocal, astigmatism correcting IOL | AMO | JJSV TECNIS Toric II 1-Piece IOL | ZCU600I240 | Standalone | DE0505161 | Indicated for patients with astigmatism of 2.5 dioptre cylinder (DC) and above in at least 1 eye; where correction of astigmatism is considered clinically necessary
Ophthalmic | Intraocular lens replacement | Intraocular lens (IOL) | Monofocal, astigmatism correcting IOL | AMO | JJSV TECNIS Toric II 1-Piece IOL | ZCU600I245 | Standalone | DE0505161 | Indicated for patients with astigmatism of 2.5 dioptre cylinder (DC) and above in at least 1 eye; where correction of astigmatism is considered clinically necessary
Ophthalmic | Intraocular lens replacement | Intraocular lens (IOL) | Monofocal, astigmatism correcting IOL | AMO | JJSV TECNIS Toric II 1-Piece IOL | ZCU600I250 | Standalone | DE0505161 | Indicated for patients with astigmatism of 2.5 dioptre cylinder (DC) and above in at least 1 eye; where correction of astigmatism is considered clinically necessary
Ophthalmic | Intraocular lens replacement | Intraocular lens (IOL) | Monofocal, astigmatism correcting IOL | AMO | JJSV TECNIS Toric II 1-Piece IOL | ZCU600I255 | Standalone | DE0505161 | Indicated for patients with astigmatism of 2.5 dioptre cylinder (DC) and above in at least 1 eye; where correction of astigmatism is considered clinically necessary
Ophthalmic | Intraocular lens replacement | Intraocular lens (IOL) | Monofocal, astigmatism correcting IOL | AMO | JJSV TECNIS Toric II 1-Piece IOL | ZCU600I260 | Standalone | DE0505161 | Indicated for patients with astigmatism of 2.5 dioptre cylinder (DC) and above in at least 1 eye; where correction of astigmatism is considered clinically necessary
Ophthalmic | Intraocular lens replacement | Intraocular lens (IOL) | Monofocal, astigmatism correcting IOL | AMO | JJSV TECNIS Toric II 1-Piece IOL | ZCU600I265 | Standalone | DE0505161 | Indicated for patients with astigmatism of 2.5 dioptre cylinder (DC) and above in at least 1 eye; where correction of astigmatism is considered clinically necessary
Ophthalmic | Intraocular lens replacement | Intraocular lens (IOL) | Monofocal, astigmatism correcting IOL | AMO | JJSV TECNIS Toric II 1-Piece IOL | ZCU600I270 | Standalone | DE0505161 | Indicated for patients with astigmatism of 2.5 dioptre cylinder (DC) and above in at least 1 eye; where correction of astigmatism is considered clinically necessary
Ophthalmic | Intraocular lens replacement | Intraocular lens (IOL) | Monofocal, astigmatism correcting IOL | AMO | JJSV TECNIS Toric II 1-Piece IOL | ZCU600I275 | Standalone | DE0505161 | Indicated for patients with astigmatism of 2.5 dioptre cylinder (DC) and above in at least 1 eye; where correction of astigmatism is considered clinically necessary
Ophthalmic | Intraocular lens replacement | Intraocular lens (IOL) | Monofocal, astigmatism correcting IOL | AMO | JJSV TECNIS Toric II 1-Piece IOL | ZCU600I280 | Standalone | DE0505161 | Indicated for patients with astigmatism of 2.5 dioptre cylinder (DC) and above in at least 1 eye; where correction of astigmatism is considered clinically necessary
Ophthalmic | Intraocular lens replacement | Intraocular lens (IOL) | Monofocal, astigmatism correcting IOL | AMO | JJSV TECNIS Toric II 1-Piece IOL | ZCU600I285 | Standalone | DE0505161 | Indicated for patients with astigmatism of 2.5 dioptre cylinder (DC) and above in at least 1 eye; where correction of astigmatism is considered clinically necessary
Ophthalmic | Intraocular lens replacement | Intraocular lens (IOL) | Monofocal, astigmatism correcting IOL | AMO | JJSV TECNIS Toric II 1-Piece IOL | ZCU600I290 | Standalone | DE0505161 | Indicated for patients with astigmatism of 2.5 dioptre cylinder (DC) and above in at least 1 eye; where correction of astigmatism is considered clinically necessary
Ophthalmic | Intraocular lens replacement | Intraocular lens (IOL) | Monofocal, astigmatism correcting IOL | AMO | JJSV TECNIS Toric II 1-Piece IOL | ZCU600I295 | Standalone | DE0505161 | Indicated for patients with astigmatism of 2.5 dioptre cylinder (DC) and above in at least 1 eye; where correction of astigmatism is considered clinically necessary
Ophthalmic | Intraocular lens replacement | Intraocular lens (IOL) | Monofocal, astigmatism correcting IOL | AMO | JJSV TECNIS Toric II 1-Piece IOL | ZCU600I300 | Standalone | DE0505161 | Indicated for patients with astigmatism of 2.5 dioptre cylinder (DC) and above in at least 1 eye; where correction of astigmatism is considered clinically necessary
Ophthalmic | Intraocular lens replacement | Intraocular lens (IOL) | Monofocal, astigmatism correcting IOL | AMO | JJSV TECNIS Toric II 1-Piece IOL | ZCU600I305 | Standalone | DE0505161 | Indicated for patients with astigmatism of 2.5 dioptre cylinder (DC) and above in at least 1 eye; where correction of astigmatism is considered clinically necessary
Ophthalmic | Intraocular lens replacement | Intraocular lens (IOL) | Monofocal, astigmatism correcting IOL | AMO | JJSV TECNIS Toric II 1-Piece IOL | ZCU600I310 | Standalone | DE0505161 | Indicated for patients with astigmatism of 2.5 dioptre cylinder (DC) and above in at least 1 eye; where correction of astigmatism is considered clinically necessary
Ophthalmic | Intraocular lens replacement | Intraocular lens (IOL) | Monofocal, astigmatism correcting IOL | AMO | JJSV TECNIS Toric II 1-Piece IOL | ZCU600I315 | Standalone | DE0505161 | Indicated for patients with astigmatism of 2.5 dioptre cylinder (DC) and above in at least 1 eye; where correction of astigmatism is considered clinically necessary
Ophthalmic | Intraocular lens replacement | Intraocular lens (IOL) | Monofocal, astigmatism correcting IOL | AMO | JJSV TECNIS Toric II 1-Piece IOL | ZCU600I320 | Standalone | DE0505161 | Indicated for patients with astigmatism of 2.5 dioptre cylinder (DC) and above in at least 1 eye; where correction of astigmatism is considered clinically necessary
Ophthalmic | Intraocular lens replacement | Intraocular lens (IOL) | Monofocal, astigmatism correcting IOL | AMO | JJSV TECNIS Toric II 1-Piece IOL | ZCU600I325 | Standalone | DE0505161 | Indicated for patients with astigmatism of 2.5 dioptre cylinder (DC) and above in at least 1 eye; where correction of astigmatism is considered clinically necessary
Ophthalmic | Intraocular lens replacement | Intraocular lens (IOL) | Monofocal, astigmatism correcting IOL | AMO | JJSV TECNIS Toric II 1-Piece IOL | ZCU600I330 | Standalone | DE0505161 | Indicated for patients with astigmatism of 2.5 dioptre cylinder (DC) and above in at least 1 eye; where correction of astigmatism is considered clinically necessary
Ophthalmic | Intraocular lens replacement | Intraocular lens (IOL) | Monofocal, astigmatism correcting IOL | AMO | JJSV TECNIS Toric II 1-Piece IOL | ZCU600I335 | Standalone | DE0505161 | Indicated for patients with astigmatism of 2.5 dioptre cylinder (DC) and above in at least 1 eye; where correction of astigmatism is considered clinically necessary
Ophthalmic | Intraocular lens replacement | Intraocular lens (IOL) | Monofocal, astigmatism correcting IOL | AMO | JJSV TECNIS Toric II 1-Piece IOL | ZCU600I340 | Standalone | DE0505161 | Indicated for patients with astigmatism of 2.5 dioptre cylinder (DC) and above in at least 1 eye; where correction of astigmatism is considered clinically necessary
Ophthalmic | Intraocular lens replacement | Intraocular lens (IOL) | Monofocal, astigmatism correcting IOL | AMO | JJSV TECNIS Toric II 1-Piece IOL | ZCU700I050 | Standalone | DE0505161 | Indicated for patients with astigmatism of 2.5 dioptre cylinder (DC) and above in at least 1 eye; where correction of astigmatism is considered clinically necessary
Ophthalmic | Intraocular lens replacement | Intraocular lens (IOL) | Monofocal, astigmatism correcting IOL | AMO | JJSV TECNIS Toric II 1-Piece IOL | ZCU700I055 | Standalone | DE0505161 | Indicated for patients with astigmatism of 2.5 dioptre cylinder (DC) and above in at least 1 eye; where correction of astigmatism is considered clinically necessary
Ophthalmic | Intraocular lens replacement | Intraocular lens (IOL) | Monofocal, astigmatism correcting IOL | AMO | JJSV TECNIS Toric II 1-Piece IOL | ZCU700I060 | Standalone | DE0505161 | Indicated for patients with astigmatism of 2.5 dioptre cylinder (DC) and above in at least 1 eye; where correction of astigmatism is considered clinically necessary
Ophthalmic | Intraocular lens replacement | Intraocular lens (IOL) | Monofocal, astigmatism correcting IOL | AMO | JJSV TECNIS Toric II 1-Piece IOL | ZCU700I065 | Standalone | DE0505161 | Indicated for patients with astigmatism of 2.5 dioptre cylinder (DC) and above in at least 1 eye; where correction of astigmatism is considered clinically necessary
Ophthalmic | Intraocular lens replacement | Intraocular lens (IOL) | Monofocal, astigmatism correcting IOL | AMO | JJSV TECNIS Toric II 1-Piece IOL | ZCU700I070 | Standalone | DE0505161 | Indicated for patients with astigmatism of 2.5 dioptre cylinder (DC) and above in at least 1 eye; where correction of astigmatism is considered clinically necessary
Ophthalmic | Intraocular lens replacement | Intraocular lens (IOL) | Monofocal, astigmatism correcting IOL | AMO | JJSV TECNIS Toric II 1-Piece IOL | ZCU700I075 | Standalone | DE0505161 | Indicated for patients with astigmatism of 2.5 dioptre cylinder (DC) and above in at least 1 eye; where correction of astigmatism is considered clinically necessary
Ophthalmic | Intraocular lens replacement | Intraocular lens (IOL) | Monofocal, astigmatism correcting IOL | AMO | JJSV TECNIS Toric II 1-Piece IOL | ZCU700I080 | Standalone | DE0505161 | Indicated for patients with astigmatism of 2.5 dioptre cylinder (DC) and above in at least 1 eye; where correction of astigmatism is considered clinically necessary
Ophthalmic | Intraocular lens replacement | Intraocular lens (IOL) | Monofocal, astigmatism correcting IOL | AMO | JJSV TECNIS Toric II 1-Piece IOL | ZCU700I085 | Standalone | DE0505161 | Indicated for patients with astigmatism of 2.5 dioptre cylinder (DC) and above in at least 1 eye; where correction of astigmatism is considered clinically necessary
Ophthalmic | Intraocular lens replacement | Intraocular lens (IOL) | Monofocal, astigmatism correcting IOL | AMO | JJSV TECNIS Toric II 1-Piece IOL | ZCU700I090 | Standalone | DE0505161 | Indicated for patients with astigmatism of 2.5 dioptre cylinder (DC) and above in at least 1 eye; where correction of astigmatism is considered clinically necessary
Ophthalmic | Intraocular lens replacement | Intraocular lens (IOL) | Monofocal, astigmatism correcting IOL | AMO | JJSV TECNIS Toric II 1-Piece IOL | ZCU700I095 | Standalone | DE0505161 | Indicated for patients with astigmatism of 2.5 dioptre cylinder (DC) and above in at least 1 eye; where correction of astigmatism is considered clinically necessary
Ophthalmic | Intraocular lens replacement | Intraocular lens (IOL) | Monofocal, astigmatism correcting IOL | AMO | JJSV TECNIS Toric II 1-Piece IOL | ZCU700I100 | Standalone | DE0505161 | Indicated for patients with astigmatism of 2.5 dioptre cylinder (DC) and above in at least 1 eye; where correction of astigmatism is considered clinically necessary
Ophthalmic | Intraocular lens replacement | Intraocular lens (IOL) | Monofocal, astigmatism correcting IOL | AMO | JJSV TECNIS Toric II 1-Piece IOL | ZCU700I105 | Standalone | DE0505161 | Indicated for patients with astigmatism of 2.5 dioptre cylinder (DC) and above in at least 1 eye; where correction of astigmatism is considered clinically necessary
Ophthalmic | Intraocular lens replacement | Intraocular lens (IOL) | Monofocal, astigmatism correcting IOL | AMO | JJSV TECNIS Toric II 1-Piece IOL | ZCU700I110 | Standalone | DE0505161 | Indicated for patients with astigmatism of 2.5 dioptre cylinder (DC) and above in at least 1 eye; where correction of astigmatism is considered clinically necessary
Ophthalmic | Intraocular lens replacement | Intraocular lens (IOL) | Monofocal, astigmatism correcting IOL | AMO | JJSV TECNIS Toric II 1-Piece IOL | ZCU700I115 | Standalone | DE0505161 | Indicated for patients with astigmatism of 2.5 dioptre cylinder (DC) and above in at least 1 eye; where correction of astigmatism is considered clinically necessary
Ophthalmic | Intraocular lens replacement | Intraocular lens (IOL) | Monofocal, astigmatism correcting IOL | AMO | JJSV TECNIS Toric II 1-Piece IOL | ZCU700I120 | Standalone | DE0505161 | Indicated for patients with astigmatism of 2.5 dioptre cylinder (DC) and above in at least 1 eye; where correction of astigmatism is considered clinically necessary
Ophthalmic | Intraocular lens replacement | Intraocular lens (IOL) | Monofocal, astigmatism correcting IOL | AMO | JJSV TECNIS Toric II 1-Piece IOL | ZCU700I125 | Standalone | DE0505161 | Indicated for patients with astigmatism of 2.5 dioptre cylinder (DC) and above in at least 1 eye; where correction of astigmatism is considered clinically necessary
Ophthalmic | Intraocular lens replacement | Intraocular lens (IOL) | Monofocal, astigmatism correcting IOL | AMO | JJSV TECNIS Toric II 1-Piece IOL | ZCU700I130 | Standalone | DE0505161 | Indicated for patients with astigmatism of 2.5 dioptre cylinder (DC) and above in at least 1 eye; where correction of astigmatism is considered clinically necessary
Ophthalmic | Intraocular lens replacement | Intraocular lens (IOL) | Monofocal, astigmatism correcting IOL | AMO | JJSV TECNIS Toric II 1-Piece IOL | ZCU700I135 | Standalone | DE0505161 | Indicated for patients with astigmatism of 2.5 dioptre cylinder (DC) and above in at least 1 eye; where correction of astigmatism is considered clinically necessary
Ophthalmic | Intraocular lens replacement | Intraocular lens (IOL) | Monofocal, astigmatism correcting IOL | AMO | JJSV TECNIS Toric II 1-Piece IOL | ZCU700I140 | Standalone | DE0505161 | Indicated for patients with astigmatism of 2.5 dioptre cylinder (DC) and above in at least 1 eye; where correction of astigmatism is considered clinically necessary
Ophthalmic | Intraocular lens replacement | Intraocular lens (IOL) | Monofocal, astigmatism correcting IOL | AMO | JJSV TECNIS Toric II 1-Piece IOL | ZCU700I145 | Standalone | DE0505161 | Indicated for patients with astigmatism of 2.5 dioptre cylinder (DC) and above in at least 1 eye; where correction of astigmatism is considered clinically necessary
Ophthalmic | Intraocular lens replacement | Intraocular lens (IOL) | Monofocal, astigmatism correcting IOL | AMO | JJSV TECNIS Toric II 1-Piece IOL | ZCU700I150 | Standalone | DE0505161 | Indicated for patients with astigmatism of 2.5 dioptre cylinder (DC) and above in at least 1 eye; where correction of astigmatism is considered clinically necessary
Ophthalmic | Intraocular lens replacement | Intraocular lens (IOL) | Monofocal, astigmatism correcting IOL | AMO | JJSV TECNIS Toric II 1-Piece IOL | ZCU700I155 | Standalone | DE0505161 | Indicated for patients with astigmatism of 2.5 dioptre cylinder (DC) and above in at least 1 eye; where correction of astigmatism is considered clinically necessary
Ophthalmic | Intraocular lens replacement | Intraocular lens (IOL) | Monofocal, astigmatism correcting IOL | AMO | JJSV TECNIS Toric II 1-Piece IOL | ZCU700I160 | Standalone | DE0505161 | Indicated for patients with astigmatism of 2.5 dioptre cylinder (DC) and above in at least 1 eye; where correction of astigmatism is considered clinically necessary
Ophthalmic | Intraocular lens replacement | Intraocular lens (IOL) | Monofocal, astigmatism correcting IOL | AMO | JJSV TECNIS Toric II 1-Piece IOL | ZCU700I165 | Standalone | DE0505161 | Indicated for patients with astigmatism of 2.5 dioptre cylinder (DC) and above in at least 1 eye; where correction of astigmatism is considered clinically necessary
Ophthalmic | Intraocular lens replacement | Intraocular lens (IOL) | Monofocal, astigmatism correcting IOL | AMO | JJSV TECNIS Toric II 1-Piece IOL | ZCU700I170 | Standalone | DE0505161 | Indicated for patients with astigmatism of 2.5 dioptre cylinder (DC) and above in at least 1 eye; where correction of astigmatism is considered clinically necessary
Ophthalmic | Intraocular lens replacement | Intraocular lens (IOL) | Monofocal, astigmatism correcting IOL | AMO | JJSV TECNIS Toric II 1-Piece IOL | ZCU700I175 | Standalone | DE0505161 | Indicated for patients with astigmatism of 2.5 dioptre cylinder (DC) and above in at least 1 eye; where correction of astigmatism is considered clinically necessary
Ophthalmic | Intraocular lens replacement | Intraocular lens (IOL) | Monofocal, astigmatism correcting IOL | AMO | JJSV TECNIS Toric II 1-Piece IOL | ZCU700I180 | Standalone | DE0505161 | Indicated for patients with astigmatism of 2.5 dioptre cylinder (DC) and above in at least 1 eye; where correction of astigmatism is considered clinically necessary
Ophthalmic | Intraocular lens replacement | Intraocular lens (IOL) | Monofocal, astigmatism correcting IOL | AMO | JJSV TECNIS Toric II 1-Piece IOL | ZCU700I185 | Standalone | DE0505161 | Indicated for patients with astigmatism of 2.5 dioptre cylinder (DC) and above in at least 1 eye; where correction of astigmatism is considered clinically necessary
Ophthalmic | Intraocular lens replacement | Intraocular lens (IOL) | Monofocal, astigmatism correcting IOL | AMO | JJSV TECNIS Toric II 1-Piece IOL | ZCU700I190 | Standalone | DE0505161 | Indicated for patients with astigmatism of 2.5 dioptre cylinder (DC) and above in at least 1 eye; where correction of astigmatism is considered clinically necessary
Ophthalmic | Intraocular lens replacement | Intraocular lens (IOL) | Monofocal, astigmatism correcting IOL | AMO | JJSV TECNIS Toric II 1-Piece IOL | ZCU700I195 | Standalone | DE0505161 | Indicated for patients with astigmatism of 2.5 dioptre cylinder (DC) and above in at least 1 eye; where correction of astigmatism is considered clinically necessary
Ophthalmic | Intraocular lens replacement | Intraocular lens (IOL) | Monofocal, astigmatism correcting IOL | AMO | JJSV TECNIS Toric II 1-Piece IOL | ZCU700I200 | Standalone | DE0505161 | Indicated for patients with astigmatism of 2.5 dioptre cylinder (DC) and above in at least 1 eye; where correction of astigmatism is considered clinically necessary
Ophthalmic | Intraocular lens replacement | Intraocular lens (IOL) | Monofocal, astigmatism correcting IOL | AMO | JJSV TECNIS Toric II 1-Piece IOL | ZCU700I205 | Standalone | DE0505161 | Indicated for patients with astigmatism of 2.5 dioptre cylinder (DC) and above in at least 1 eye; where correction of astigmatism is considered clinically necessary
Ophthalmic | Intraocular lens replacement | Intraocular lens (IOL) | Monofocal, astigmatism correcting IOL | AMO | JJSV TECNIS Toric II 1-Piece IOL | ZCU700I210 | Standalone | DE0505161 | Indicated for patients with astigmatism of 2.5 dioptre cylinder (DC) and above in at least 1 eye; where correction of astigmatism is considered clinically necessary
Ophthalmic | Intraocular lens replacement | Intraocular lens (IOL) | Monofocal, astigmatism correcting IOL | AMO | JJSV TECNIS Toric II 1-Piece IOL | ZCU700I215 | Standalone | DE0505161 | Indicated for patients with astigmatism of 2.5 dioptre cylinder (DC) and above in at least 1 eye; where correction of astigmatism is considered clinically necessary
Ophthalmic | Intraocular lens replacement | Intraocular lens (IOL) | Monofocal, astigmatism correcting IOL | AMO | JJSV TECNIS Toric II 1-Piece IOL | ZCU700I220 | Standalone | DE0505161 | Indicated for patients with astigmatism of 2.5 dioptre cylinder (DC) and above in at least 1 eye; where correction of astigmatism is considered clinically necessary
Ophthalmic | Intraocular lens replacement | Intraocular lens (IOL) | Monofocal, astigmatism correcting IOL | AMO | JJSV TECNIS Toric II 1-Piece IOL | ZCU700I225 | Standalone | DE0505161 | Indicated for patients with astigmatism of 2.5 dioptre cylinder (DC) and above in at least 1 eye; where correction of astigmatism is considered clinically necessary
Ophthalmic | Intraocular lens replacement | Intraocular lens (IOL) | Monofocal, astigmatism correcting IOL | AMO | JJSV TECNIS Toric II 1-Piece IOL | ZCU700I230 | Standalone | DE0505161 | Indicated for patients with astigmatism of 2.5 dioptre cylinder (DC) and above in at least 1 eye; where correction of astigmatism is considered clinically necessary
Ophthalmic | Intraocular lens replacement | Intraocular lens (IOL) | Monofocal, astigmatism correcting IOL | AMO | JJSV TECNIS Toric II 1-Piece IOL | ZCU700I235 | Standalone | DE0505161 | Indicated for patients with astigmatism of 2.5 dioptre cylinder (DC) and above in at least 1 eye; where correction of astigmatism is considered clinically necessary
Ophthalmic | Intraocular lens replacement | Intraocular lens (IOL) | Monofocal, astigmatism correcting IOL | AMO | JJSV TECNIS Toric II 1-Piece IOL | ZCU700I240 | Standalone | DE0505161 | Indicated for patients with astigmatism of 2.5 dioptre cylinder (DC) and above in at least 1 eye; where correction of astigmatism is considered clinically necessary
Ophthalmic | Intraocular lens replacement | Intraocular lens (IOL) | Monofocal, astigmatism correcting IOL | AMO | JJSV TECNIS Toric II 1-Piece IOL | ZCU700I245 | Standalone | DE0505161 | Indicated for patients with astigmatism of 2.5 dioptre cylinder (DC) and above in at least 1 eye; where correction of astigmatism is considered clinically necessary
Ophthalmic | Intraocular lens replacement | Intraocular lens (IOL) | Monofocal, astigmatism correcting IOL | AMO | JJSV TECNIS Toric II 1-Piece IOL | ZCU700I250 | Standalone | DE0505161 | Indicated for patients with astigmatism of 2.5 dioptre cylinder (DC) and above in at least 1 eye; where correction of astigmatism is considered clinically necessary
Ophthalmic | Intraocular lens replacement | Intraocular lens (IOL) | Monofocal, astigmatism correcting IOL | AMO | JJSV TECNIS Toric II 1-Piece IOL | ZCU700I255 | Standalone | DE0505161 | Indicated for patients with astigmatism of 2.5 dioptre cylinder (DC) and above in at least 1 eye; where correction of astigmatism is considered clinically necessary
Ophthalmic | Intraocular lens replacement | Intraocular lens (IOL) | Monofocal, astigmatism correcting IOL | AMO | JJSV TECNIS Toric II 1-Piece IOL | ZCU700I260 | Standalone | DE0505161 | Indicated for patients with astigmatism of 2.5 dioptre cylinder (DC) and above in at least 1 eye; where correction of astigmatism is considered clinically necessary
Ophthalmic | Intraocular lens replacement | Intraocular lens (IOL) | Monofocal, astigmatism correcting IOL | AMO | JJSV TECNIS Toric II 1-Piece IOL | ZCU700I265 | Standalone | DE0505161 | Indicated for patients with astigmatism of 2.5 dioptre cylinder (DC) and above in at least 1 eye; where correction of astigmatism is considered clinically necessary
Ophthalmic | Intraocular lens replacement | Intraocular lens (IOL) | Monofocal, astigmatism correcting IOL | AMO | JJSV TECNIS Toric II 1-Piece IOL | ZCU700I270 | Standalone | DE0505161 | Indicated for patients with astigmatism of 2.5 dioptre cylinder (DC) and above in at least 1 eye; where correction of astigmatism is considered clinically necessary
Ophthalmic | Intraocular lens replacement | Intraocular lens (IOL) | Monofocal, astigmatism correcting IOL | AMO | JJSV TECNIS Toric II 1-Piece IOL | ZCU700I275 | Standalone | DE0505161 | Indicated for patients with astigmatism of 2.5 dioptre cylinder (DC) and above in at least 1 eye; where correction of astigmatism is considered clinically necessary
Ophthalmic | Intraocular lens replacement | Intraocular lens (IOL) | Monofocal, astigmatism correcting IOL | AMO | JJSV TECNIS Toric II 1-Piece IOL | ZCU700I280 | Standalone | DE0505161 | Indicated for patients with astigmatism of 2.5 dioptre cylinder (DC) and above in at least 1 eye; where correction of astigmatism is considered clinically necessary
Ophthalmic | Intraocular lens replacement | Intraocular lens (IOL) | Monofocal, astigmatism correcting IOL | AMO | JJSV TECNIS Toric II 1-Piece IOL | ZCU700I285 | Standalone | DE0505161 | Indicated for patients with astigmatism of 2.5 dioptre cylinder (DC) and above in at least 1 eye; where correction of astigmatism is considered clinically necessary
Ophthalmic | Intraocular lens replacement | Intraocular lens (IOL) | Monofocal, astigmatism correcting IOL | AMO | JJSV TECNIS Toric II 1-Piece IOL | ZCU700I290 | Standalone | DE0505161 | Indicated for patients with astigmatism of 2.5 dioptre cylinder (DC) and above in at least 1 eye; where correction of astigmatism is considered clinically necessary
Ophthalmic | Intraocular lens replacement | Intraocular lens (IOL) | Monofocal, astigmatism correcting IOL | AMO | JJSV TECNIS Toric II 1-Piece IOL | ZCU700I295 | Standalone | DE0505161 | Indicated for patients with astigmatism of 2.5 dioptre cylinder (DC) and above in at least 1 eye; where correction of astigmatism is considered clinically necessary
Ophthalmic | Intraocular lens replacement | Intraocular lens (IOL) | Monofocal, astigmatism correcting IOL | AMO | JJSV TECNIS Toric II 1-Piece IOL | ZCU700I300 | Standalone | DE0505161 | Indicated for patients with astigmatism of 2.5 dioptre cylinder (DC) and above in at least 1 eye; where correction of astigmatism is considered clinically necessary
Ophthalmic | Intraocular lens replacement | Intraocular lens (IOL) | Monofocal, astigmatism correcting IOL | AMO | JJSV TECNIS Toric II 1-Piece IOL | ZCU700I305 | Standalone | DE0505161 | Indicated for patients with astigmatism of 2.5 dioptre cylinder (DC) and above in at least 1 eye; where correction of astigmatism is considered clinically necessary
Ophthalmic | Intraocular lens replacement | Intraocular lens (IOL) | Monofocal, astigmatism correcting IOL | AMO | JJSV TECNIS Toric II 1-Piece IOL | ZCU700I310 | Standalone | DE0505161 | Indicated for patients with astigmatism of 2.5 dioptre cylinder (DC) and above in at least 1 eye; where correction of astigmatism is considered clinically necessary
Ophthalmic | Intraocular lens replacement | Intraocular lens (IOL) | Monofocal, astigmatism correcting IOL | AMO | JJSV TECNIS Toric II 1-Piece IOL | ZCU700I315 | Standalone | DE0505161 | Indicated for patients with astigmatism of 2.5 dioptre cylinder (DC) and above in at least 1 eye; where correction of astigmatism is considered clinically necessary
Ophthalmic | Intraocular lens replacement | Intraocular lens (IOL) | Monofocal, astigmatism correcting IOL | AMO | JJSV TECNIS Toric II 1-Piece IOL | ZCU700I320 | Standalone | DE0505161 | Indicated for patients with astigmatism of 2.5 dioptre cylinder (DC) and above in at least 1 eye; where correction of astigmatism is considered clinically necessary
Ophthalmic | Intraocular lens replacement | Intraocular lens (IOL) | Monofocal, astigmatism correcting IOL | AMO | JJSV TECNIS Toric II 1-Piece IOL | ZCU700I325 | Standalone | DE0505161 | Indicated for patients with astigmatism of 2.5 dioptre cylinder (DC) and above in at least 1 eye; where correction of astigmatism is considered clinically necessary
Ophthalmic | Intraocular lens replacement | Intraocular lens (IOL) | Monofocal, astigmatism correcting IOL | AMO | JJSV TECNIS Toric II 1-Piece IOL | ZCU700I330 | Standalone | DE0505161 | Indicated for patients with astigmatism of 2.5 dioptre cylinder (DC) and above in at least 1 eye; where correction of astigmatism is considered clinically necessary
Ophthalmic | Intraocular lens replacement | Intraocular lens (IOL) | Monofocal, astigmatism correcting IOL | AMO | JJSV TECNIS Toric II 1-Piece IOL | ZCU700I335 | Standalone | DE0505161 | Indicated for patients with astigmatism of 2.5 dioptre cylinder (DC) and above in at least 1 eye; where correction of astigmatism is considered clinically necessary
Ophthalmic | Intraocular lens replacement | Intraocular lens (IOL) | Monofocal, astigmatism correcting IOL | AMO | JJSV TECNIS Toric II 1-Piece IOL | ZCU700I340 | Standalone | DE0505161 | Indicated for patients with astigmatism of 2.5 dioptre cylinder (DC) and above in at least 1 eye; where correction of astigmatism is considered clinically necessary
Ophthalmic | Intraocular lens replacement | Intraocular lens (IOL) | Monofocal, astigmatism correcting IOL | AMO | JJSV TECNIS Toric II 1-Piece IOL | ZCU800I050 | Standalone | DE0505161 | Indicated for patients with astigmatism of 2.5 dioptre cylinder (DC) and above in at least 1 eye; where correction of astigmatism is considered clinically necessary
Ophthalmic | Intraocular lens replacement | Intraocular lens (IOL) | Monofocal, astigmatism correcting IOL | AMO | JJSV TECNIS Toric II 1-Piece IOL | ZCU800I055 | Standalone | DE0505161 | Indicated for patients with astigmatism of 2.5 dioptre cylinder (DC) and above in at least 1 eye; where correction of astigmatism is considered clinically necessary
Ophthalmic | Intraocular lens replacement | Intraocular lens (IOL) | Monofocal, astigmatism correcting IOL | AMO | JJSV TECNIS Toric II 1-Piece IOL | ZCU800I060 | Standalone | DE0505161 | Indicated for patients with astigmatism of 2.5 dioptre cylinder (DC) and above in at least 1 eye; where correction of astigmatism is considered clinically necessary
Ophthalmic | Intraocular lens replacement | Intraocular lens (IOL) | Monofocal, astigmatism correcting IOL | AMO | JJSV TECNIS Toric II 1-Piece IOL | ZCU800I065 | Standalone | DE0505161 | Indicated for patients with astigmatism of 2.5 dioptre cylinder (DC) and above in at least 1 eye; where correction of astigmatism is considered clinically necessary
Ophthalmic | Intraocular lens replacement | Intraocular lens (IOL) | Monofocal, astigmatism correcting IOL | AMO | JJSV TECNIS Toric II 1-Piece IOL | ZCU800I070 | Standalone | DE0505161 | Indicated for patients with astigmatism of 2.5 dioptre cylinder (DC) and above in at least 1 eye; where correction of astigmatism is considered clinically necessary
Ophthalmic | Intraocular lens replacement | Intraocular lens (IOL) | Monofocal, astigmatism correcting IOL | AMO | JJSV TECNIS Toric II 1-Piece IOL | ZCU800I075 | Standalone | DE0505161 | Indicated for patients with astigmatism of 2.5 dioptre cylinder (DC) and above in at least 1 eye; where correction of astigmatism is considered clinically necessary
Ophthalmic | Intraocular lens replacement | Intraocular lens (IOL) | Monofocal, astigmatism correcting IOL | AMO | JJSV TECNIS Toric II 1-Piece IOL | ZCU800I080 | Standalone | DE0505161 | Indicated for patients with astigmatism of 2.5 dioptre cylinder (DC) and above in at least 1 eye; where correction of astigmatism is considered clinically necessary
Ophthalmic | Intraocular lens replacement | Intraocular lens (IOL) | Monofocal, astigmatism correcting IOL | AMO | JJSV TECNIS Toric II 1-Piece IOL | ZCU800I085 | Standalone | DE0505161 | Indicated for patients with astigmatism of 2.5 dioptre cylinder (DC) and above in at least 1 eye; where correction of astigmatism is considered clinically necessary
Ophthalmic | Intraocular lens replacement | Intraocular lens (IOL) | Monofocal, astigmatism correcting IOL | AMO | JJSV TECNIS Toric II 1-Piece IOL | ZCU800I090 | Standalone | DE0505161 | Indicated for patients with astigmatism of 2.5 dioptre cylinder (DC) and above in at least 1 eye; where correction of astigmatism is considered clinically necessary
Ophthalmic | Intraocular lens replacement | Intraocular lens (IOL) | Monofocal, astigmatism correcting IOL | AMO | JJSV TECNIS Toric II 1-Piece IOL | ZCU800I095 | Standalone | DE0505161 | Indicated for patients with astigmatism of 2.5 dioptre cylinder (DC) and above in at least 1 eye; where correction of astigmatism is considered clinically necessary
Ophthalmic | Intraocular lens replacement | Intraocular lens (IOL) | Monofocal, astigmatism correcting IOL | AMO | JJSV TECNIS Toric II 1-Piece IOL | ZCU800I100 | Standalone | DE0505161 | Indicated for patients with astigmatism of 2.5 dioptre cylinder (DC) and above in at least 1 eye; where correction of astigmatism is considered clinically necessary
Ophthalmic | Intraocular lens replacement | Intraocular lens (IOL) | Monofocal, astigmatism correcting IOL | AMO | JJSV TECNIS Toric II 1-Piece IOL | ZCU800I105 | Standalone | DE0505161 | Indicated for patients with astigmatism of 2.5 dioptre cylinder (DC) and above in at least 1 eye; where correction of astigmatism is considered clinically necessary
Ophthalmic | Intraocular lens replacement | Intraocular lens (IOL) | Monofocal, astigmatism correcting IOL | AMO | JJSV TECNIS Toric II 1-Piece IOL | ZCU800I110 | Standalone | DE0505161 | Indicated for patients with astigmatism of 2.5 dioptre cylinder (DC) and above in at least 1 eye; where correction of astigmatism is considered clinically necessary
Ophthalmic | Intraocular lens replacement | Intraocular lens (IOL) | Monofocal, astigmatism correcting IOL | AMO | JJSV TECNIS Toric II 1-Piece IOL | ZCU800I115 | Standalone | DE0505161 | Indicated for patients with astigmatism of 2.5 dioptre cylinder (DC) and above in at least 1 eye; where correction of astigmatism is considered clinically necessary
Ophthalmic | Intraocular lens replacement | Intraocular lens (IOL) | Monofocal, astigmatism correcting IOL | AMO | JJSV TECNIS Toric II 1-Piece IOL | ZCU800I120 | Standalone | DE0505161 | Indicated for patients with astigmatism of 2.5 dioptre cylinder (DC) and above in at least 1 eye; where correction of astigmatism is considered clinically necessary
Ophthalmic | Intraocular lens replacement | Intraocular lens (IOL) | Monofocal, astigmatism correcting IOL | AMO | JJSV TECNIS Toric II 1-Piece IOL | ZCU800I125 | Standalone | DE0505161 | Indicated for patients with astigmatism of 2.5 dioptre cylinder (DC) and above in at least 1 eye; where correction of astigmatism is considered clinically necessary
Ophthalmic | Intraocular lens replacement | Intraocular lens (IOL) | Monofocal, astigmatism correcting IOL | AMO | JJSV TECNIS Toric II 1-Piece IOL | ZCU800I130 | Standalone | DE0505161 | Indicated for patients with astigmatism of 2.5 dioptre cylinder (DC) and above in at least 1 eye; where correction of astigmatism is considered clinically necessary
Ophthalmic | Intraocular lens replacement | Intraocular lens (IOL) | Monofocal, astigmatism correcting IOL | AMO | JJSV TECNIS Toric II 1-Piece IOL | ZCU800I135 | Standalone | DE0505161 | Indicated for patients with astigmatism of 2.5 dioptre cylinder (DC) and above in at least 1 eye; where correction of astigmatism is considered clinically necessary
Ophthalmic | Intraocular lens replacement | Intraocular lens (IOL) | Monofocal, astigmatism correcting IOL | AMO | JJSV TECNIS Toric II 1-Piece IOL | ZCU800I140 | Standalone | DE0505161 | Indicated for patients with astigmatism of 2.5 dioptre cylinder (DC) and above in at least 1 eye; where correction of astigmatism is considered clinically necessary
Ophthalmic | Intraocular lens replacement | Intraocular lens (IOL) | Monofocal, astigmatism correcting IOL | AMO | JJSV TECNIS Toric II 1-Piece IOL | ZCU800I145 | Standalone | DE0505161 | Indicated for patients with astigmatism of 2.5 dioptre cylinder (DC) and above in at least 1 eye; where correction of astigmatism is considered clinically necessary
Ophthalmic | Intraocular lens replacement | Intraocular lens (IOL) | Monofocal, astigmatism correcting IOL | AMO | JJSV TECNIS Toric II 1-Piece IOL | ZCU800I150 | Standalone | DE0505161 | Indicated for patients with astigmatism of 2.5 dioptre cylinder (DC) and above in at least 1 eye; where correction of astigmatism is considered clinically necessary
Ophthalmic | Intraocular lens replacement | Intraocular lens (IOL) | Monofocal, astigmatism correcting IOL | AMO | JJSV TECNIS Toric II 1-Piece IOL | ZCU800I155 | Standalone | DE0505161 | Indicated for patients with astigmatism of 2.5 dioptre cylinder (DC) and above in at least 1 eye; where correction of astigmatism is considered clinically necessary
Ophthalmic | Intraocular lens replacement | Intraocular lens (IOL) | Monofocal, astigmatism correcting IOL | AMO | JJSV TECNIS Toric II 1-Piece IOL | ZCU800I160 | Standalone | DE0505161 | Indicated for patients with astigmatism of 2.5 dioptre cylinder (DC) and above in at least 1 eye; where correction of astigmatism is considered clinically necessary
Ophthalmic | Intraocular lens replacement | Intraocular lens (IOL) | Monofocal, astigmatism correcting IOL | AMO | JJSV TECNIS Toric II 1-Piece IOL | ZCU800I165 | Standalone | DE0505161 | Indicated for patients with astigmatism of 2.5 dioptre cylinder (DC) and above in at least 1 eye; where correction of astigmatism is considered clinically necessary
Ophthalmic | Intraocular lens replacement | Intraocular lens (IOL) | Monofocal, astigmatism correcting IOL | AMO | JJSV TECNIS Toric II 1-Piece IOL | ZCU800I170 | Standalone | DE0505161 | Indicated for patients with astigmatism of 2.5 dioptre cylinder (DC) and above in at least 1 eye; where correction of astigmatism is considered clinically necessary
Ophthalmic | Intraocular lens replacement | Intraocular lens (IOL) | Monofocal, astigmatism correcting IOL | AMO | JJSV TECNIS Toric II 1-Piece IOL | ZCU800I175 | Standalone | DE0505161 | Indicated for patients with astigmatism of 2.5 dioptre cylinder (DC) and above in at least 1 eye; where correction of astigmatism is considered clinically necessary
Ophthalmic | Intraocular lens replacement | Intraocular lens (IOL) | Monofocal, astigmatism correcting IOL | AMO | JJSV TECNIS Toric II 1-Piece IOL | ZCU800I180 | Standalone | DE0505161 | Indicated for patients with astigmatism of 2.5 dioptre cylinder (DC) and above in at least 1 eye; where correction of astigmatism is considered clinically necessary
Ophthalmic | Intraocular lens replacement | Intraocular lens (IOL) | Monofocal, astigmatism correcting IOL | AMO | JJSV TECNIS Toric II 1-Piece IOL | ZCU800I185 | Standalone | DE0505161 | Indicated for patients with astigmatism of 2.5 dioptre cylinder (DC) and above in at least 1 eye; where correction of astigmatism is considered clinically necessary
Ophthalmic | Intraocular lens replacement | Intraocular lens (IOL) | Monofocal, astigmatism correcting IOL | AMO | JJSV TECNIS Toric II 1-Piece IOL | ZCU800I190 | Standalone | DE0505161 | Indicated for patients with astigmatism of 2.5 dioptre cylinder (DC) and above in at least 1 eye; where correction of astigmatism is considered clinically necessary
Ophthalmic | Intraocular lens replacement | Intraocular lens (IOL) | Monofocal, astigmatism correcting IOL | AMO | JJSV TECNIS Toric II 1-Piece IOL | ZCU800I195 | Standalone | DE0505161 | Indicated for patients with astigmatism of 2.5 dioptre cylinder (DC) and above in at least 1 eye; where correction of astigmatism is considered clinically necessary
Ophthalmic | Intraocular lens replacement | Intraocular lens (IOL) | Monofocal, astigmatism correcting IOL | AMO | JJSV TECNIS Toric II 1-Piece IOL | ZCU800I200 | Standalone | DE0505161 | Indicated for patients with astigmatism of 2.5 dioptre cylinder (DC) and above in at least 1 eye; where correction of astigmatism is considered clinically necessary
Ophthalmic | Intraocular lens replacement | Intraocular lens (IOL) | Monofocal, astigmatism correcting IOL | AMO | JJSV TECNIS Toric II 1-Piece IOL | ZCU800I205 | Standalone | DE0505161 | Indicated for patients with astigmatism of 2.5 dioptre cylinder (DC) and above in at least 1 eye; where correction of astigmatism is considered clinically necessary
Ophthalmic | Intraocular lens replacement | Intraocular lens (IOL) | Monofocal, astigmatism correcting IOL | AMO | JJSV TECNIS Toric II 1-Piece IOL | ZCU800I210 | Standalone | DE0505161 | Indicated for patients with astigmatism of 2.5 dioptre cylinder (DC) and above in at least 1 eye; where correction of astigmatism is considered clinically necessary
Ophthalmic | Intraocular lens replacement | Intraocular lens (IOL) | Monofocal, astigmatism correcting IOL | AMO | JJSV TECNIS Toric II 1-Piece IOL | ZCU800I215 | Standalone | DE0505161 | Indicated for patients with astigmatism of 2.5 dioptre cylinder (DC) and above in at least 1 eye; where correction of astigmatism is considered clinically necessary
Ophthalmic | Intraocular lens replacement | Intraocular lens (IOL) | Monofocal, astigmatism correcting IOL | AMO | JJSV TECNIS Toric II 1-Piece IOL | ZCU800I220 | Standalone | DE0505161 | Indicated for patients with astigmatism of 2.5 dioptre cylinder (DC) and above in at least 1 eye; where correction of astigmatism is considered clinically necessary
Ophthalmic | Intraocular lens replacement | Intraocular lens (IOL) | Monofocal, astigmatism correcting IOL | AMO | JJSV TECNIS Toric II 1-Piece IOL | ZCU800I225 | Standalone | DE0505161 | Indicated for patients with astigmatism of 2.5 dioptre cylinder (DC) and above in at least 1 eye; where correction of astigmatism is considered clinically necessary
Ophthalmic | Intraocular lens replacement | Intraocular lens (IOL) | Monofocal, astigmatism correcting IOL | AMO | JJSV TECNIS Toric II 1-Piece IOL | ZCU800I230 | Standalone | DE0505161 | Indicated for patients with astigmatism of 2.5 dioptre cylinder (DC) and above in at least 1 eye; where correction of astigmatism is considered clinically necessary
Ophthalmic | Intraocular lens replacement | Intraocular lens (IOL) | Monofocal, astigmatism correcting IOL | AMO | JJSV TECNIS Toric II 1-Piece IOL | ZCU800I235 | Standalone | DE0505161 | Indicated for patients with astigmatism of 2.5 dioptre cylinder (DC) and above in at least 1 eye; where correction of astigmatism is considered clinically necessary
Ophthalmic | Intraocular lens replacement | Intraocular lens (IOL) | Monofocal, astigmatism correcting IOL | AMO | JJSV TECNIS Toric II 1-Piece IOL | ZCU800I240 | Standalone | DE0505161 | Indicated for patients with astigmatism of 2.5 dioptre cylinder (DC) and above in at least 1 eye; where correction of astigmatism is considered clinically necessary
Ophthalmic | Intraocular lens replacement | Intraocular lens (IOL) | Monofocal, astigmatism correcting IOL | AMO | JJSV TECNIS Toric II 1-Piece IOL | ZCU800I245 | Standalone | DE0505161 | Indicated for patients with astigmatism of 2.5 dioptre cylinder (DC) and above in at least 1 eye; where correction of astigmatism is considered clinically necessary
Ophthalmic | Intraocular lens replacement | Intraocular lens (IOL) | Monofocal, astigmatism correcting IOL | AMO | JJSV TECNIS Toric II 1-Piece IOL | ZCU800I250 | Standalone | DE0505161 | Indicated for patients with astigmatism of 2.5 dioptre cylinder (DC) and above in at least 1 eye; where correction of astigmatism is considered clinically necessary
Ophthalmic | Intraocular lens replacement | Intraocular lens (IOL) | Monofocal, astigmatism correcting IOL | AMO | JJSV TECNIS Toric II 1-Piece IOL | ZCU800I255 | Standalone | DE0505161 | Indicated for patients with astigmatism of 2.5 dioptre cylinder (DC) and above in at least 1 eye; where correction of astigmatism is considered clinically necessary
Ophthalmic | Intraocular lens replacement | Intraocular lens (IOL) | Monofocal, astigmatism correcting IOL | AMO | JJSV TECNIS Toric II 1-Piece IOL | ZCU800I260 | Standalone | DE0505161 | Indicated for patients with astigmatism of 2.5 dioptre cylinder (DC) and above in at least 1 eye; where correction of astigmatism is considered clinically necessary
Ophthalmic | Intraocular lens replacement | Intraocular lens (IOL) | Monofocal, astigmatism correcting IOL | AMO | JJSV TECNIS Toric II 1-Piece IOL | ZCU800I265 | Standalone | DE0505161 | Indicated for patients with astigmatism of 2.5 dioptre cylinder (DC) and above in at least 1 eye; where correction of astigmatism is considered clinically necessary
Ophthalmic | Intraocular lens replacement | Intraocular lens (IOL) | Monofocal, astigmatism correcting IOL | AMO | JJSV TECNIS Toric II 1-Piece IOL | ZCU800I270 | Standalone | DE0505161 | Indicated for patients with astigmatism of 2.5 dioptre cylinder (DC) and above in at least 1 eye; where correction of astigmatism is considered clinically necessary
Ophthalmic | Intraocular lens replacement | Intraocular lens (IOL) | Monofocal, astigmatism correcting IOL | AMO | JJSV TECNIS Toric II 1-Piece IOL | ZCU800I275 | Standalone | DE0505161 | Indicated for patients with astigmatism of 2.5 dioptre cylinder (DC) and above in at least 1 eye; where correction of astigmatism is considered clinically necessary
Ophthalmic | Intraocular lens replacement | Intraocular lens (IOL) | Monofocal, astigmatism correcting IOL | AMO | JJSV TECNIS Toric II 1-Piece IOL | ZCU800I280 | Standalone | DE0505161 | Indicated for patients with astigmatism of 2.5 dioptre cylinder (DC) and above in at least 1 eye; where correction of astigmatism is considered clinically necessary
Ophthalmic | Intraocular lens replacement | Intraocular lens (IOL) | Monofocal, astigmatism correcting IOL | AMO | JJSV TECNIS Toric II 1-Piece IOL | ZCU800I285 | Standalone | DE0505161 | Indicated for patients with astigmatism of 2.5 dioptre cylinder (DC) and above in at least 1 eye; where correction of astigmatism is considered clinically necessary
Ophthalmic | Intraocular lens replacement | Intraocular lens (IOL) | Monofocal, astigmatism correcting IOL | AMO | JJSV TECNIS Toric II 1-Piece IOL | ZCU800I290 | Standalone | DE0505161 | Indicated for patients with astigmatism of 2.5 dioptre cylinder (DC) and above in at least 1 eye; where correction of astigmatism is considered clinically necessary
Ophthalmic | Intraocular lens replacement | Intraocular lens (IOL) | Monofocal, astigmatism correcting IOL | AMO | JJSV TECNIS Toric II 1-Piece IOL | ZCU800I295 | Standalone | DE0505161 | Indicated for patients with astigmatism of 2.5 dioptre cylinder (DC) and above in at least 1 eye; where correction of astigmatism is considered clinically necessary
Ophthalmic | Intraocular lens replacement | Intraocular lens (IOL) | Monofocal, astigmatism correcting IOL | AMO | JJSV TECNIS Toric II 1-Piece IOL | ZCU800I300 | Standalone | DE0505161 | Indicated for patients with astigmatism of 2.5 dioptre cylinder (DC) and above in at least 1 eye; where correction of astigmatism is considered clinically necessary
Ophthalmic | Intraocular lens replacement | Intraocular lens (IOL) | Monofocal, astigmatism correcting IOL | AMO | JJSV TECNIS Toric II 1-Piece IOL | ZCU800I305 | Standalone | DE0505161 | Indicated for patients with astigmatism of 2.5 dioptre cylinder (DC) and above in at least 1 eye; where correction of astigmatism is considered clinically necessary
Ophthalmic | Intraocular lens replacement | Intraocular lens (IOL) | Monofocal, astigmatism correcting IOL | AMO | JJSV TECNIS Toric II 1-Piece IOL | ZCU800I310 | Standalone | DE0505161 | Indicated for patients with astigmatism of 2.5 dioptre cylinder (DC) and above in at least 1 eye; where correction of astigmatism is considered clinically necessary
Ophthalmic | Intraocular lens replacement | Intraocular lens (IOL) | Monofocal, astigmatism correcting IOL | AMO | JJSV TECNIS Toric II 1-Piece IOL | ZCU800I315 | Standalone | DE0505161 | Indicated for patients with astigmatism of 2.5 dioptre cylinder (DC) and above in at least 1 eye; where correction of astigmatism is considered clinically necessary
Ophthalmic | Intraocular lens replacement | Intraocular lens (IOL) | Monofocal, astigmatism correcting IOL | AMO | JJSV TECNIS Toric II 1-Piece IOL | ZCU800I320 | Standalone | DE0505161 | Indicated for patients with astigmatism of 2.5 dioptre cylinder (DC) and above in at least 1 eye; where correction of astigmatism is considered clinically necessary
Ophthalmic | Intraocular lens replacement | Intraocular lens (IOL) | Monofocal, astigmatism correcting IOL | AMO | JJSV TECNIS Toric II 1-Piece IOL | ZCU800I325 | Standalone | DE0505161 | Indicated for patients with astigmatism of 2.5 dioptre cylinder (DC) and above in at least 1 eye; where correction of astigmatism is considered clinically necessary
Ophthalmic | Intraocular lens replacement | Intraocular lens (IOL) | Monofocal, astigmatism correcting IOL | AMO | JJSV TECNIS Toric II 1-Piece IOL | ZCU800I330 | Standalone | DE0505161 | Indicated for patients with astigmatism of 2.5 dioptre cylinder (DC) and above in at least 1 eye; where correction of astigmatism is considered clinically necessary
Ophthalmic | Intraocular lens replacement | Intraocular lens (IOL) | Monofocal, astigmatism correcting IOL | AMO | JJSV TECNIS Toric II 1-Piece IOL | ZCU800I335 | Standalone | DE0505161 | Indicated for patients with astigmatism of 2.5 dioptre cylinder (DC) and above in at least 1 eye; where correction of astigmatism is considered clinically necessary
Ophthalmic | Intraocular lens replacement | Intraocular lens (IOL) | Monofocal, astigmatism correcting IOL | AMO | JJSV TECNIS Toric II 1-Piece IOL | ZCU800I340 | Standalone | DE0505161 | Indicated for patients with astigmatism of 2.5 dioptre cylinder (DC) and above in at least 1 eye; where correction of astigmatism is considered clinically necessary
Ophthalmic | Intraocular lens replacement | Intraocular lens (IOL) | Monofocal, astigmatism correcting IOL | AMO | JJSV TECNIS Eyhance Toric II IOL with TECNIS Simplicity Delivery System | DIU100I050 | Standalone | DE0505988 | Indicated for patients with astigmatism of 2.5 dioptre cylinder (DC) and above in at least 1 eye; where correction of astigmatism is considered clinically necessary
Ophthalmic | Intraocular lens replacement | Intraocular lens (IOL) | Monofocal, astigmatism correcting IOL | AMO | JJSV TECNIS Eyhance Toric II IOL with TECNIS Simplicity Delivery System | DIU100I055 | Standalone | DE0505988 | Indicated for patients with astigmatism of 2.5 dioptre cylinder (DC) and above in at least 1 eye; where correction of astigmatism is considered clinically necessary
Ophthalmic | Intraocular lens replacement | Intraocular lens (IOL) | Monofocal, astigmatism correcting IOL | AMO | JJSV TECNIS Eyhance Toric II IOL with TECNIS Simplicity Delivery System | DIU100I060 | Standalone | DE0505988 | Indicated for patients with astigmatism of 2.5 dioptre cylinder (DC) and above in at least 1 eye; where correction of astigmatism is considered clinically necessary
Ophthalmic | Intraocular lens replacement | Intraocular lens (IOL) | Monofocal, astigmatism correcting IOL | AMO | JJSV TECNIS Eyhance Toric II IOL with TECNIS Simplicity Delivery System | DIU100I065 | Standalone | DE0505988 | Indicated for patients with astigmatism of 2.5 dioptre cylinder (DC) and above in at least 1 eye; where correction of astigmatism is considered clinically necessary
Ophthalmic | Intraocular lens replacement | Intraocular lens (IOL) | Monofocal, astigmatism correcting IOL | AMO | JJSV TECNIS Eyhance Toric II IOL with TECNIS Simplicity Delivery System | DIU100I070 | Standalone | DE0505988 | Indicated for patients with astigmatism of 2.5 dioptre cylinder (DC) and above in at least 1 eye; where correction of astigmatism is considered clinically necessary
Ophthalmic | Intraocular lens replacement | Intraocular lens (IOL) | Monofocal, astigmatism correcting IOL | AMO | JJSV TECNIS Eyhance Toric II IOL with TECNIS Simplicity Delivery System | DIU100I075 | Standalone | DE0505988 | Indicated for patients with astigmatism of 2.5 dioptre cylinder (DC) and above in at least 1 eye; where correction of astigmatism is considered clinically necessary
Ophthalmic | Intraocular lens replacement | Intraocular lens (IOL) | Monofocal, astigmatism correcting IOL | AMO | JJSV TECNIS Eyhance Toric II IOL with TECNIS Simplicity Delivery System | DIU100I080 | Standalone | DE0505988 | Indicated for patients with astigmatism of 2.5 dioptre cylinder (DC) and above in at least 1 eye; where correction of astigmatism is considered clinically necessary
Ophthalmic | Intraocular lens replacement | Intraocular lens (IOL) | Monofocal, astigmatism correcting IOL | AMO | JJSV TECNIS Eyhance Toric II IOL with TECNIS Simplicity Delivery System | DIU100I085 | Standalone | DE0505988 | Indicated for patients with astigmatism of 2.5 dioptre cylinder (DC) and above in at least 1 eye; where correction of astigmatism is considered clinically necessary
Ophthalmic | Intraocular lens replacement | Intraocular lens (IOL) | Monofocal, astigmatism correcting IOL | AMO | JJSV TECNIS Eyhance Toric II IOL with TECNIS Simplicity Delivery System | DIU100I090 | Standalone | DE0505988 | Indicated for patients with astigmatism of 2.5 dioptre cylinder (DC) and above in at least 1 eye; where correction of astigmatism is considered clinically necessary
Ophthalmic | Intraocular lens replacement | Intraocular lens (IOL) | Monofocal, astigmatism correcting IOL | AMO | JJSV TECNIS Eyhance Toric II IOL with TECNIS Simplicity Delivery System | DIU100I095 | Standalone | DE0505988 | Indicated for patients with astigmatism of 2.5 dioptre cylinder (DC) and above in at least 1 eye; where correction of astigmatism is considered clinically necessary
Ophthalmic | Intraocular lens replacement | Intraocular lens (IOL) | Monofocal, astigmatism correcting IOL | AMO | JJSV TECNIS Eyhance Toric II IOL with TECNIS Simplicity Delivery System | DIU100I100 | Standalone | DE0505988 | Indicated for patients with astigmatism of 2.5 dioptre cylinder (DC) and above in at least 1 eye; where correction of astigmatism is considered clinically necessary
Ophthalmic | Intraocular lens replacement | Intraocular lens (IOL) | Monofocal, astigmatism correcting IOL | AMO | JJSV TECNIS Eyhance Toric II IOL with TECNIS Simplicity Delivery System | DIU100I105 | Standalone | DE0505988 | Indicated for patients with astigmatism of 2.5 dioptre cylinder (DC) and above in at least 1 eye; where correction of astigmatism is considered clinically necessary
Ophthalmic | Intraocular lens replacement | Intraocular lens (IOL) | Monofocal, astigmatism correcting IOL | AMO | JJSV TECNIS Eyhance Toric II IOL with TECNIS Simplicity Delivery System | DIU100I110 | Standalone | DE0505988 | Indicated for patients with astigmatism of 2.5 dioptre cylinder (DC) and above in at least 1 eye; where correction of astigmatism is considered clinically necessary
Ophthalmic | Intraocular lens replacement | Intraocular lens (IOL) | Monofocal, astigmatism correcting IOL | AMO | JJSV TECNIS Eyhance Toric II IOL with TECNIS Simplicity Delivery System | DIU100I115 | Standalone | DE0505988 | Indicated for patients with astigmatism of 2.5 dioptre cylinder (DC) and above in at least 1 eye; where correction of astigmatism is considered clinically necessary
Ophthalmic | Intraocular lens replacement | Intraocular lens (IOL) | Monofocal, astigmatism correcting IOL | AMO | JJSV TECNIS Eyhance Toric II IOL with TECNIS Simplicity Delivery System | DIU100I120 | Standalone | DE0505988 | Indicated for patients with astigmatism of 2.5 dioptre cylinder (DC) and above in at least 1 eye; where correction of astigmatism is considered clinically necessary
Ophthalmic | Intraocular lens replacement | Intraocular lens (IOL) | Monofocal, astigmatism correcting IOL | AMO | JJSV TECNIS Eyhance Toric II IOL with TECNIS Simplicity Delivery System | DIU100I125 | Standalone | DE0505988 | Indicated for patients with astigmatism of 2.5 dioptre cylinder (DC) and above in at least 1 eye; where correction of astigmatism is considered clinically necessary
Ophthalmic | Intraocular lens replacement | Intraocular lens (IOL) | Monofocal, astigmatism correcting IOL | AMO | JJSV TECNIS Eyhance Toric II IOL with TECNIS Simplicity Delivery System | DIU100I130 | Standalone | DE0505988 | Indicated for patients with astigmatism of 2.5 dioptre cylinder (DC) and above in at least 1 eye; where correction of astigmatism is considered clinically necessary
Ophthalmic | Intraocular lens replacement | Intraocular lens (IOL) | Monofocal, astigmatism correcting IOL | AMO | JJSV TECNIS Eyhance Toric II IOL with TECNIS Simplicity Delivery System | DIU100I135 | Standalone | DE0505988 | Indicated for patients with astigmatism of 2.5 dioptre cylinder (DC) and above in at least 1 eye; where correction of astigmatism is considered clinically necessary
Ophthalmic | Intraocular lens replacement | Intraocular lens (IOL) | Monofocal, astigmatism correcting IOL | AMO | JJSV TECNIS Eyhance Toric II IOL with TECNIS Simplicity Delivery System | DIU100I140 | Standalone | DE0505988 | Indicated for patients with astigmatism of 2.5 dioptre cylinder (DC) and above in at least 1 eye; where correction of astigmatism is considered clinically necessary
Ophthalmic | Intraocular lens replacement | Intraocular lens (IOL) | Monofocal, astigmatism correcting IOL | AMO | JJSV TECNIS Eyhance Toric II IOL with TECNIS Simplicity Delivery System | DIU100I145 | Standalone | DE0505988 | Indicated for patients with astigmatism of 2.5 dioptre cylinder (DC) and above in at least 1 eye; where correction of astigmatism is considered clinically necessary
Ophthalmic | Intraocular lens replacement | Intraocular lens (IOL) | Monofocal, astigmatism correcting IOL | AMO | JJSV TECNIS Eyhance Toric II IOL with TECNIS Simplicity Delivery System | DIU100I150 | Standalone | DE0505988 | Indicated for patients with astigmatism of 2.5 dioptre cylinder (DC) and above in at least 1 eye; where correction of astigmatism is considered clinically necessary
Ophthalmic | Intraocular lens replacement | Intraocular lens (IOL) | Monofocal, astigmatism correcting IOL | AMO | JJSV TECNIS Eyhance Toric II IOL with TECNIS Simplicity Delivery System | DIU100I155 | Standalone | DE0505988 | Indicated for patients with astigmatism of 2.5 dioptre cylinder (DC) and above in at least 1 eye; where correction of astigmatism is considered clinically necessary
Ophthalmic | Intraocular lens replacement | Intraocular lens (IOL) | Monofocal, astigmatism correcting IOL | AMO | JJSV TECNIS Eyhance Toric II IOL with TECNIS Simplicity Delivery System | DIU100I160 | Standalone | DE0505988 | Indicated for patients with astigmatism of 2.5 dioptre cylinder (DC) and above in at least 1 eye; where correction of astigmatism is considered clinically necessary
Ophthalmic | Intraocular lens replacement | Intraocular lens (IOL) | Monofocal, astigmatism correcting IOL | AMO | JJSV TECNIS Eyhance Toric II IOL with TECNIS Simplicity Delivery System | DIU100I165 | Standalone | DE0505988 | Indicated for patients with astigmatism of 2.5 dioptre cylinder (DC) and above in at least 1 eye; where correction of astigmatism is considered clinically necessary
Ophthalmic | Intraocular lens replacement | Intraocular lens (IOL) | Monofocal, astigmatism correcting IOL | AMO | JJSV TECNIS Eyhance Toric II IOL with TECNIS Simplicity Delivery System | DIU100I170 | Standalone | DE0505988 | Indicated for patients with astigmatism of 2.5 dioptre cylinder (DC) and above in at least 1 eye; where correction of astigmatism is considered clinically necessary
Ophthalmic | Intraocular lens replacement | Intraocular lens (IOL) | Monofocal, astigmatism correcting IOL | AMO | JJSV TECNIS Eyhance Toric II IOL with TECNIS Simplicity Delivery System | DIU100I175 | Standalone | DE0505988 | Indicated for patients with astigmatism of 2.5 dioptre cylinder (DC) and above in at least 1 eye; where correction of astigmatism is considered clinically necessary
Ophthalmic | Intraocular lens replacement | Intraocular lens (IOL) | Monofocal, astigmatism correcting IOL | AMO | JJSV TECNIS Eyhance Toric II IOL with TECNIS Simplicity Delivery System | DIU100I180 | Standalone | DE0505988 | Indicated for patients with astigmatism of 2.5 dioptre cylinder (DC) and above in at least 1 eye; where correction of astigmatism is considered clinically necessary
Ophthalmic | Intraocular lens replacement | Intraocular lens (IOL) | Monofocal, astigmatism correcting IOL | AMO | JJSV TECNIS Eyhance Toric II IOL with TECNIS Simplicity Delivery System | DIU100I185 | Standalone | DE0505988 | Indicated for patients with astigmatism of 2.5 dioptre cylinder (DC) and above in at least 1 eye; where correction of astigmatism is considered clinically necessary
Ophthalmic | Intraocular lens replacement | Intraocular lens (IOL) | Monofocal, astigmatism correcting IOL | AMO | JJSV TECNIS Eyhance Toric II IOL with TECNIS Simplicity Delivery System | DIU100I190 | Standalone | DE0505988 | Indicated for patients with astigmatism of 2.5 dioptre cylinder (DC) and above in at least 1 eye; where correction of astigmatism is considered clinically necessary
Ophthalmic | Intraocular lens replacement | Intraocular lens (IOL) | Monofocal, astigmatism correcting IOL | AMO | JJSV TECNIS Eyhance Toric II IOL with TECNIS Simplicity Delivery System | DIU100I195 | Standalone | DE0505988 | Indicated for patients with astigmatism of 2.5 dioptre cylinder (DC) and above in at least 1 eye; where correction of astigmatism is considered clinically necessary
Ophthalmic | Intraocular lens replacement | Intraocular lens (IOL) | Monofocal, astigmatism correcting IOL | AMO | JJSV TECNIS Eyhance Toric II IOL with TECNIS Simplicity Delivery System | DIU100I200 | Standalone | DE0505988 | Indicated for patients with astigmatism of 2.5 dioptre cylinder (DC) and above in at least 1 eye; where correction of astigmatism is considered clinically necessary
Ophthalmic | Intraocular lens replacement | Intraocular lens (IOL) | Monofocal, astigmatism correcting IOL | AMO | JJSV TECNIS Eyhance Toric II IOL with TECNIS Simplicity Delivery System | DIU100I205 | Standalone | DE0505988 | Indicated for patients with astigmatism of 2.5 dioptre cylinder (DC) and above in at least 1 eye; where correction of astigmatism is considered clinically necessary
Ophthalmic | Intraocular lens replacement | Intraocular lens (IOL) | Monofocal, astigmatism correcting IOL | AMO | JJSV TECNIS Eyhance Toric II IOL with TECNIS Simplicity Delivery System | DIU100I210 | Standalone | DE0505988 | Indicated for patients with astigmatism of 2.5 dioptre cylinder (DC) and above in at least 1 eye; where correction of astigmatism is considered clinically necessary
Ophthalmic | Intraocular lens replacement | Intraocular lens (IOL) | Monofocal, astigmatism correcting IOL | AMO | JJSV TECNIS Eyhance Toric II IOL with TECNIS Simplicity Delivery System | DIU100I215 | Standalone | DE0505988 | Indicated for patients with astigmatism of 2.5 dioptre cylinder (DC) and above in at least 1 eye; where correction of astigmatism is considered clinically necessary
Ophthalmic | Intraocular lens replacement | Intraocular lens (IOL) | Monofocal, astigmatism correcting IOL | AMO | JJSV TECNIS Eyhance Toric II IOL with TECNIS Simplicity Delivery System | DIU100I220 | Standalone | DE0505988 | Indicated for patients with astigmatism of 2.5 dioptre cylinder (DC) and above in at least 1 eye; where correction of astigmatism is considered clinically necessary
Ophthalmic | Intraocular lens replacement | Intraocular lens (IOL) | Monofocal, astigmatism correcting IOL | AMO | JJSV TECNIS Eyhance Toric II IOL with TECNIS Simplicity Delivery System | DIU100I225 | Standalone | DE0505988 | Indicated for patients with astigmatism of 2.5 dioptre cylinder (DC) and above in at least 1 eye; where correction of astigmatism is considered clinically necessary
Ophthalmic | Intraocular lens replacement | Intraocular lens (IOL) | Monofocal, astigmatism correcting IOL | AMO | JJSV TECNIS Eyhance Toric II IOL with TECNIS Simplicity Delivery System | DIU100I230 | Standalone | DE0505988 | Indicated for patients with astigmatism of 2.5 dioptre cylinder (DC) and above in at least 1 eye; where correction of astigmatism is considered clinically necessary
Ophthalmic | Intraocular lens replacement | Intraocular lens (IOL) | Monofocal, astigmatism correcting IOL | AMO | JJSV TECNIS Eyhance Toric II IOL with TECNIS Simplicity Delivery System | DIU100I235 | Standalone | DE0505988 | Indicated for patients with astigmatism of 2.5 dioptre cylinder (DC) and above in at least 1 eye; where correction of astigmatism is considered clinically necessary
Ophthalmic | Intraocular lens replacement | Intraocular lens (IOL) | Monofocal, astigmatism correcting IOL | AMO | JJSV TECNIS Eyhance Toric II IOL with TECNIS Simplicity Delivery System | DIU100I240 | Standalone | DE0505988 | Indicated for patients with astigmatism of 2.5 dioptre cylinder (DC) and above in at least 1 eye; where correction of astigmatism is considered clinically necessary
Ophthalmic | Intraocular lens replacement | Intraocular lens (IOL) | Monofocal, astigmatism correcting IOL | AMO | JJSV TECNIS Eyhance Toric II IOL with TECNIS Simplicity Delivery System | DIU100I245 | Standalone | DE0505988 | Indicated for patients with astigmatism of 2.5 dioptre cylinder (DC) and above in at least 1 eye; where correction of astigmatism is considered clinically necessary
Ophthalmic | Intraocular lens replacement | Intraocular lens (IOL) | Monofocal, astigmatism correcting IOL | AMO | JJSV TECNIS Eyhance Toric II IOL with TECNIS Simplicity Delivery System | DIU100I250 | Standalone | DE0505988 | Indicated for patients with astigmatism of 2.5 dioptre cylinder (DC) and above in at least 1 eye; where correction of astigmatism is considered clinically necessary
Ophthalmic | Intraocular lens replacement | Intraocular lens (IOL) | Monofocal, astigmatism correcting IOL | AMO | JJSV TECNIS Eyhance Toric II IOL with TECNIS Simplicity Delivery System | DIU100I255 | Standalone | DE0505988 | Indicated for patients with astigmatism of 2.5 dioptre cylinder (DC) and above in at least 1 eye; where correction of astigmatism is considered clinically necessary
Ophthalmic | Intraocular lens replacement | Intraocular lens (IOL) | Monofocal, astigmatism correcting IOL | AMO | JJSV TECNIS Eyhance Toric II IOL with TECNIS Simplicity Delivery System | DIU100I260 | Standalone | DE0505988 | Indicated for patients with astigmatism of 2.5 dioptre cylinder (DC) and above in at least 1 eye; where correction of astigmatism is considered clinically necessary
Ophthalmic | Intraocular lens replacement | Intraocular lens (IOL) | Monofocal, astigmatism correcting IOL | AMO | JJSV TECNIS Eyhance Toric II IOL with TECNIS Simplicity Delivery System | DIU100I265 | Standalone | DE0505988 | Indicated for patients with astigmatism of 2.5 dioptre cylinder (DC) and above in at least 1 eye; where correction of astigmatism is considered clinically necessary
Ophthalmic | Intraocular lens replacement | Intraocular lens (IOL) | Monofocal, astigmatism correcting IOL | AMO | JJSV TECNIS Eyhance Toric II IOL with TECNIS Simplicity Delivery System | DIU100I270 | Standalone | DE0505988 | Indicated for patients with astigmatism of 2.5 dioptre cylinder (DC) and above in at least 1 eye; where correction of astigmatism is considered clinically necessary
Ophthalmic | Intraocular lens replacement | Intraocular lens (IOL) | Monofocal, astigmatism correcting IOL | AMO | JJSV TECNIS Eyhance Toric II IOL with TECNIS Simplicity Delivery System | DIU100I275 | Standalone | DE0505988 | Indicated for patients with astigmatism of 2.5 dioptre cylinder (DC) and above in at least 1 eye; where correction of astigmatism is considered clinically necessary
Ophthalmic | Intraocular lens replacement | Intraocular lens (IOL) | Monofocal, astigmatism correcting IOL | AMO | JJSV TECNIS Eyhance Toric II IOL with TECNIS Simplicity Delivery System | DIU100I280 | Standalone | DE0505988 | Indicated for patients with astigmatism of 2.5 dioptre cylinder (DC) and above in at least 1 eye; where correction of astigmatism is considered clinically necessary
Ophthalmic | Intraocular lens replacement | Intraocular lens (IOL) | Monofocal, astigmatism correcting IOL | AMO | JJSV TECNIS Eyhance Toric II IOL with TECNIS Simplicity Delivery System | DIU100I285 | Standalone | DE0505988 | Indicated for patients with astigmatism of 2.5 dioptre cylinder (DC) and above in at least 1 eye; where correction of astigmatism is considered clinically necessary
Ophthalmic | Intraocular lens replacement | Intraocular lens (IOL) | Monofocal, astigmatism correcting IOL | AMO | JJSV TECNIS Eyhance Toric II IOL with TECNIS Simplicity Delivery System | DIU100I290 | Standalone | DE0505988 | Indicated for patients with astigmatism of 2.5 dioptre cylinder (DC) and above in at least 1 eye; where correction of astigmatism is considered clinically necessary
Ophthalmic | Intraocular lens replacement | Intraocular lens (IOL) | Monofocal, astigmatism correcting IOL | AMO | JJSV TECNIS Eyhance Toric II IOL with TECNIS Simplicity Delivery System | DIU100I295 | Standalone | DE0505988 | Indicated for patients with astigmatism of 2.5 dioptre cylinder (DC) and above in at least 1 eye; where correction of astigmatism is considered clinically necessary
Ophthalmic | Intraocular lens replacement | Intraocular lens (IOL) | Monofocal, astigmatism correcting IOL | AMO | JJSV TECNIS Eyhance Toric II IOL with TECNIS Simplicity Delivery System | DIU100I300 | Standalone | DE0505988 | Indicated for patients with astigmatism of 2.5 dioptre cylinder (DC) and above in at least 1 eye; where correction of astigmatism is considered clinically necessary
Ophthalmic | Intraocular lens replacement | Intraocular lens (IOL) | Monofocal, astigmatism correcting IOL | AMO | JJSV TECNIS Eyhance Toric II IOL with TECNIS Simplicity Delivery System | DIU100I305 | Standalone | DE0505988 | Indicated for patients with astigmatism of 2.5 dioptre cylinder (DC) and above in at least 1 eye; where correction of astigmatism is considered clinically necessary
Ophthalmic | Intraocular lens replacement | Intraocular lens (IOL) | Monofocal, astigmatism correcting IOL | AMO | JJSV TECNIS Eyhance Toric II IOL with TECNIS Simplicity Delivery System | DIU100I310 | Standalone | DE0505988 | Indicated for patients with astigmatism of 2.5 dioptre cylinder (DC) and above in at least 1 eye; where correction of astigmatism is considered clinically necessary
Ophthalmic | Intraocular lens replacement | Intraocular lens (IOL) | Monofocal, astigmatism correcting IOL | AMO | JJSV TECNIS Eyhance Toric II IOL with TECNIS Simplicity Delivery System | DIU100I315 | Standalone | DE0505988 | Indicated for patients with astigmatism of 2.5 dioptre cylinder (DC) and above in at least 1 eye; where correction of astigmatism is considered clinically necessary
Ophthalmic | Intraocular lens replacement | Intraocular lens (IOL) | Monofocal, astigmatism correcting IOL | AMO | JJSV TECNIS Eyhance Toric II IOL with TECNIS Simplicity Delivery System | DIU100I320 | Standalone | DE0505988 | Indicated for patients with astigmatism of 2.5 dioptre cylinder (DC) and above in at least 1 eye; where correction of astigmatism is considered clinically necessary
Ophthalmic | Intraocular lens replacement | Intraocular lens (IOL) | Monofocal, astigmatism correcting IOL | AMO | JJSV TECNIS Eyhance Toric II IOL with TECNIS Simplicity Delivery System | DIU100I325 | Standalone | DE0505988 | Indicated for patients with astigmatism of 2.5 dioptre cylinder (DC) and above in at least 1 eye; where correction of astigmatism is considered clinically necessary
Ophthalmic | Intraocular lens replacement | Intraocular lens (IOL) | Monofocal, astigmatism correcting IOL | AMO | JJSV TECNIS Eyhance Toric II IOL with TECNIS Simplicity Delivery System | DIU100I330 | Standalone | DE0505988 | Indicated for patients with astigmatism of 2.5 dioptre cylinder (DC) and above in at least 1 eye; where correction of astigmatism is considered clinically necessary
Ophthalmic | Intraocular lens replacement | Intraocular lens (IOL) | Monofocal, astigmatism correcting IOL | AMO | JJSV TECNIS Eyhance Toric II IOL with TECNIS Simplicity Delivery System | DIU100I335 | Standalone | DE0505988 | Indicated for patients with astigmatism of 2.5 dioptre cylinder (DC) and above in at least 1 eye; where correction of astigmatism is considered clinically necessary
Ophthalmic | Intraocular lens replacement | Intraocular lens (IOL) | Monofocal, astigmatism correcting IOL | AMO | JJSV TECNIS Eyhance Toric II IOL with TECNIS Simplicity Delivery System | DIU100I340 | Standalone | DE0505988 | Indicated for patients with astigmatism of 2.5 dioptre cylinder (DC) and above in at least 1 eye; where correction of astigmatism is considered clinically necessary
Ophthalmic | Intraocular lens replacement | Intraocular lens (IOL) | Monofocal, astigmatism correcting IOL | AMO | JJSV TECNIS Eyhance Toric II IOL with TECNIS Simplicity Delivery System | DIU150I050 | Standalone | DE0505988 | Indicated for patients with astigmatism of 2.5 dioptre cylinder (DC) and above in at least 1 eye; where correction of astigmatism is considered clinically necessary
Ophthalmic | Intraocular lens replacement | Intraocular lens (IOL) | Monofocal, astigmatism correcting IOL | AMO | JJSV TECNIS Eyhance Toric II IOL with TECNIS Simplicity Delivery System | DIU150I055 | Standalone | DE0505988 | Indicated for patients with astigmatism of 2.5 dioptre cylinder (DC) and above in at least 1 eye; where correction of astigmatism is considered clinically necessary
Ophthalmic | Intraocular lens replacement | Intraocular lens (IOL) | Monofocal, astigmatism correcting IOL | AMO | JJSV TECNIS Eyhance Toric II IOL with TECNIS Simplicity Delivery System | DIU150I060 | Standalone | DE0505988 | Indicated for patients with astigmatism of 2.5 dioptre cylinder (DC) and above in at least 1 eye; where correction of astigmatism is considered clinically necessary
Ophthalmic | Intraocular lens replacement | Intraocular lens (IOL) | Monofocal, astigmatism correcting IOL | AMO | JJSV TECNIS Eyhance Toric II IOL with TECNIS Simplicity Delivery System | DIU150I065 | Standalone | DE0505988 | Indicated for patients with astigmatism of 2.5 dioptre cylinder (DC) and above in at least 1 eye; where correction of astigmatism is considered clinically necessary
Ophthalmic | Intraocular lens replacement | Intraocular lens (IOL) | Monofocal, astigmatism correcting IOL | AMO | JJSV TECNIS Eyhance Toric II IOL with TECNIS Simplicity Delivery System | DIU150I070 | Standalone | DE0505988 | Indicated for patients with astigmatism of 2.5 dioptre cylinder (DC) and above in at least 1 eye; where correction of astigmatism is considered clinically necessary
Ophthalmic | Intraocular lens replacement | Intraocular lens (IOL) | Monofocal, astigmatism correcting IOL | AMO | JJSV TECNIS Eyhance Toric II IOL with TECNIS Simplicity Delivery System | DIU150I075 | Standalone | DE0505988 | Indicated for patients with astigmatism of 2.5 dioptre cylinder (DC) and above in at least 1 eye; where correction of astigmatism is considered clinically necessary
Ophthalmic | Intraocular lens replacement | Intraocular lens (IOL) | Monofocal, astigmatism correcting IOL | AMO | JJSV TECNIS Eyhance Toric II IOL with TECNIS Simplicity Delivery System | DIU150I080 | Standalone | DE0505988 | Indicated for patients with astigmatism of 2.5 dioptre cylinder (DC) and above in at least 1 eye; where correction of astigmatism is considered clinically necessary
Ophthalmic | Intraocular lens replacement | Intraocular lens (IOL) | Monofocal, astigmatism correcting IOL | AMO | JJSV TECNIS Eyhance Toric II IOL with TECNIS Simplicity Delivery System | DIU150I085 | Standalone | DE0505988 | Indicated for patients with astigmatism of 2.5 dioptre cylinder (DC) and above in at least 1 eye; where correction of astigmatism is considered clinically necessary
Ophthalmic | Intraocular lens replacement | Intraocular lens (IOL) | Monofocal, astigmatism correcting IOL | AMO | JJSV TECNIS Eyhance Toric II IOL with TECNIS Simplicity Delivery System | DIU150I090 | Standalone | DE0505988 | Indicated for patients with astigmatism of 2.5 dioptre cylinder (DC) and above in at least 1 eye; where correction of astigmatism is considered clinically necessary
Ophthalmic | Intraocular lens replacement | Intraocular lens (IOL) | Monofocal, astigmatism correcting IOL | AMO | JJSV TECNIS Eyhance Toric II IOL with TECNIS Simplicity Delivery System | DIU150I095 | Standalone | DE0505988 | Indicated for patients with astigmatism of 2.5 dioptre cylinder (DC) and above in at least 1 eye; where correction of astigmatism is considered clinically necessary
Ophthalmic | Intraocular lens replacement | Intraocular lens (IOL) | Monofocal, astigmatism correcting IOL | AMO | JJSV TECNIS Eyhance Toric II IOL with TECNIS Simplicity Delivery System | DIU150I100 | Standalone | DE0505988 | Indicated for patients with astigmatism of 2.5 dioptre cylinder (DC) and above in at least 1 eye; where correction of astigmatism is considered clinically necessary
Ophthalmic | Intraocular lens replacement | Intraocular lens (IOL) | Monofocal, astigmatism correcting IOL | AMO | JJSV TECNIS Eyhance Toric II IOL with TECNIS Simplicity Delivery System | DIU150I105 | Standalone | DE0505988 | Indicated for patients with astigmatism of 2.5 dioptre cylinder (DC) and above in at least 1 eye; where correction of astigmatism is considered clinically necessary
Ophthalmic | Intraocular lens replacement | Intraocular lens (IOL) | Monofocal, astigmatism correcting IOL | AMO | JJSV TECNIS Eyhance Toric II IOL with TECNIS Simplicity Delivery System | DIU150I110 | Standalone | DE0505988 | Indicated for patients with astigmatism of 2.5 dioptre cylinder (DC) and above in at least 1 eye; where correction of astigmatism is considered clinically necessary
Ophthalmic | Intraocular lens replacement | Intraocular lens (IOL) | Monofocal, astigmatism correcting IOL | AMO | JJSV TECNIS Eyhance Toric II IOL with TECNIS Simplicity Delivery System | DIU150I115 | Standalone | DE0505988 | Indicated for patients with astigmatism of 2.5 dioptre cylinder (DC) and above in at least 1 eye; where correction of astigmatism is considered clinically necessary
Ophthalmic | Intraocular lens replacement | Intraocular lens (IOL) | Monofocal, astigmatism correcting IOL | AMO | JJSV TECNIS Eyhance Toric II IOL with TECNIS Simplicity Delivery System | DIU150I120 | Standalone | DE0505988 | Indicated for patients with astigmatism of 2.5 dioptre cylinder (DC) and above in at least 1 eye; where correction of astigmatism is considered clinically necessary
Ophthalmic | Intraocular lens replacement | Intraocular lens (IOL) | Monofocal, astigmatism correcting IOL | AMO | JJSV TECNIS Eyhance Toric II IOL with TECNIS Simplicity Delivery System | DIU150I125 | Standalone | DE0505988 | Indicated for patients with astigmatism of 2.5 dioptre cylinder (DC) and above in at least 1 eye; where correction of astigmatism is considered clinically necessary
Ophthalmic | Intraocular lens replacement | Intraocular lens (IOL) | Monofocal, astigmatism correcting IOL | AMO | JJSV TECNIS Eyhance Toric II IOL with TECNIS Simplicity Delivery System | DIU150I130 | Standalone | DE0505988 | Indicated for patients with astigmatism of 2.5 dioptre cylinder (DC) and above in at least 1 eye; where correction of astigmatism is considered clinically necessary
Ophthalmic | Intraocular lens replacement | Intraocular lens (IOL) | Monofocal, astigmatism correcting IOL | AMO | JJSV TECNIS Eyhance Toric II IOL with TECNIS Simplicity Delivery System | DIU150I135 | Standalone | DE0505988 | Indicated for patients with astigmatism of 2.5 dioptre cylinder (DC) and above in at least 1 eye; where correction of astigmatism is considered clinically necessary
Ophthalmic | Intraocular lens replacement | Intraocular lens (IOL) | Monofocal, astigmatism correcting IOL | AMO | JJSV TECNIS Eyhance Toric II IOL with TECNIS Simplicity Delivery System | DIU150I140 | Standalone | DE0505988 | Indicated for patients with astigmatism of 2.5 dioptre cylinder (DC) and above in at least 1 eye; where correction of astigmatism is considered clinically necessary
Ophthalmic | Intraocular lens replacement | Intraocular lens (IOL) | Monofocal, astigmatism correcting IOL | AMO | JJSV TECNIS Eyhance Toric II IOL with TECNIS Simplicity Delivery System | DIU150I145 | Standalone | DE0505988 | Indicated for patients with astigmatism of 2.5 dioptre cylinder (DC) and above in at least 1 eye; where correction of astigmatism is considered clinically necessary
Ophthalmic | Intraocular lens replacement | Intraocular lens (IOL) | Monofocal, astigmatism correcting IOL | AMO | JJSV TECNIS Eyhance Toric II IOL with TECNIS Simplicity Delivery System | DIU150I150 | Standalone | DE0505988 | Indicated for patients with astigmatism of 2.5 dioptre cylinder (DC) and above in at least 1 eye; where correction of astigmatism is considered clinically necessary
Ophthalmic | Intraocular lens replacement | Intraocular lens (IOL) | Monofocal, astigmatism correcting IOL | AMO | JJSV TECNIS Eyhance Toric II IOL with TECNIS Simplicity Delivery System | DIU150I155 | Standalone | DE0505988 | Indicated for patients with astigmatism of 2.5 dioptre cylinder (DC) and above in at least 1 eye; where correction of astigmatism is considered clinically necessary
Ophthalmic | Intraocular lens replacement | Intraocular lens (IOL) | Monofocal, astigmatism correcting IOL | AMO | JJSV TECNIS Eyhance Toric II IOL with TECNIS Simplicity Delivery System | DIU150I160 | Standalone | DE0505988 | Indicated for patients with astigmatism of 2.5 dioptre cylinder (DC) and above in at least 1 eye; where correction of astigmatism is considered clinically necessary
Ophthalmic | Intraocular lens replacement | Intraocular lens (IOL) | Monofocal, astigmatism correcting IOL | AMO | JJSV TECNIS Eyhance Toric II IOL with TECNIS Simplicity Delivery System | DIU150I165 | Standalone | DE0505988 | Indicated for patients with astigmatism of 2.5 dioptre cylinder (DC) and above in at least 1 eye; where correction of astigmatism is considered clinically necessary
Ophthalmic | Intraocular lens replacement | Intraocular lens (IOL) | Monofocal, astigmatism correcting IOL | AMO | JJSV TECNIS Eyhance Toric II IOL with TECNIS Simplicity Delivery System | DIU150I170 | Standalone | DE0505988 | Indicated for patients with astigmatism of 2.5 dioptre cylinder (DC) and above in at least 1 eye; where correction of astigmatism is considered clinically necessary
Ophthalmic | Intraocular lens replacement | Intraocular lens (IOL) | Monofocal, astigmatism correcting IOL | AMO | JJSV TECNIS Eyhance Toric II IOL with TECNIS Simplicity Delivery System | DIU150I175 | Standalone | DE0505988 | Indicated for patients with astigmatism of 2.5 dioptre cylinder (DC) and above in at least 1 eye; where correction of astigmatism is considered clinically necessary
Ophthalmic | Intraocular lens replacement | Intraocular lens (IOL) | Monofocal, astigmatism correcting IOL | AMO | JJSV TECNIS Eyhance Toric II IOL with TECNIS Simplicity Delivery System | DIU150I180 | Standalone | DE0505988 | Indicated for patients with astigmatism of 2.5 dioptre cylinder (DC) and above in at least 1 eye; where correction of astigmatism is considered clinically necessary
Ophthalmic | Intraocular lens replacement | Intraocular lens (IOL) | Monofocal, astigmatism correcting IOL | AMO | JJSV TECNIS Eyhance Toric II IOL with TECNIS Simplicity Delivery System | DIU150I185 | Standalone | DE0505988 | Indicated for patients with astigmatism of 2.5 dioptre cylinder (DC) and above in at least 1 eye; where correction of astigmatism is considered clinically necessary
Ophthalmic | Intraocular lens replacement | Intraocular lens (IOL) | Monofocal, astigmatism correcting IOL | AMO | JJSV TECNIS Eyhance Toric II IOL with TECNIS Simplicity Delivery System | DIU150I190 | Standalone | DE0505988 | Indicated for patients with astigmatism of 2.5 dioptre cylinder (DC) and above in at least 1 eye; where correction of astigmatism is considered clinically necessary
Ophthalmic | Intraocular lens replacement | Intraocular lens (IOL) | Monofocal, astigmatism correcting IOL | AMO | JJSV TECNIS Eyhance Toric II IOL with TECNIS Simplicity Delivery System | DIU150I195 | Standalone | DE0505988 | Indicated for patients with astigmatism of 2.5 dioptre cylinder (DC) and above in at least 1 eye; where correction of astigmatism is considered clinically necessary
Ophthalmic | Intraocular lens replacement | Intraocular lens (IOL) | Monofocal, astigmatism correcting IOL | AMO | JJSV TECNIS Eyhance Toric II IOL with TECNIS Simplicity Delivery System | DIU150I200 | Standalone | DE0505988 | Indicated for patients with astigmatism of 2.5 dioptre cylinder (DC) and above in at least 1 eye; where correction of astigmatism is considered clinically necessary
Ophthalmic | Intraocular lens replacement | Intraocular lens (IOL) | Monofocal, astigmatism correcting IOL | AMO | JJSV TECNIS Eyhance Toric II IOL with TECNIS Simplicity Delivery System | DIU150I205 | Standalone | DE0505988 | Indicated for patients with astigmatism of 2.5 dioptre cylinder (DC) and above in at least 1 eye; where correction of astigmatism is considered clinically necessary
Ophthalmic | Intraocular lens replacement | Intraocular lens (IOL) | Monofocal, astigmatism correcting IOL | AMO | JJSV TECNIS Eyhance Toric II IOL with TECNIS Simplicity Delivery System | DIU150I210 | Standalone | DE0505988 | Indicated for patients with astigmatism of 2.5 dioptre cylinder (DC) and above in at least 1 eye; where correction of astigmatism is considered clinically necessary
Ophthalmic | Intraocular lens replacement | Intraocular lens (IOL) | Monofocal, astigmatism correcting IOL | AMO | JJSV TECNIS Eyhance Toric II IOL with TECNIS Simplicity Delivery System | DIU150I215 | Standalone | DE0505988 | Indicated for patients with astigmatism of 2.5 dioptre cylinder (DC) and above in at least 1 eye; where correction of astigmatism is considered clinically necessary
Ophthalmic | Intraocular lens replacement | Intraocular lens (IOL) | Monofocal, astigmatism correcting IOL | AMO | JJSV TECNIS Eyhance Toric II IOL with TECNIS Simplicity Delivery System | DIU150I220 | Standalone | DE0505988 | Indicated for patients with astigmatism of 2.5 dioptre cylinder (DC) and above in at least 1 eye; where correction of astigmatism is considered clinically necessary
Ophthalmic | Intraocular lens replacement | Intraocular lens (IOL) | Monofocal, astigmatism correcting IOL | AMO | JJSV TECNIS Eyhance Toric II IOL with TECNIS Simplicity Delivery System | DIU150I225 | Standalone | DE0505988 | Indicated for patients with astigmatism of 2.5 dioptre cylinder (DC) and above in at least 1 eye; where correction of astigmatism is considered clinically necessary
Ophthalmic | Intraocular lens replacement | Intraocular lens (IOL) | Monofocal, astigmatism correcting IOL | AMO | JJSV TECNIS Eyhance Toric II IOL with TECNIS Simplicity Delivery System | DIU150I230 | Standalone | DE0505988 | Indicated for patients with astigmatism of 2.5 dioptre cylinder (DC) and above in at least 1 eye; where correction of astigmatism is considered clinically necessary
Ophthalmic | Intraocular lens replacement | Intraocular lens (IOL) | Monofocal, astigmatism correcting IOL | AMO | JJSV TECNIS Eyhance Toric II IOL with TECNIS Simplicity Delivery System | DIU150I235 | Standalone | DE0505988 | Indicated for patients with astigmatism of 2.5 dioptre cylinder (DC) and above in at least 1 eye; where correction of astigmatism is considered clinically necessary
Ophthalmic | Intraocular lens replacement | Intraocular lens (IOL) | Monofocal, astigmatism correcting IOL | AMO | JJSV TECNIS Eyhance Toric II IOL with TECNIS Simplicity Delivery System | DIU150I240 | Standalone | DE0505988 | Indicated for patients with astigmatism of 2.5 dioptre cylinder (DC) and above in at least 1 eye; where correction of astigmatism is considered clinically necessary
Ophthalmic | Intraocular lens replacement | Intraocular lens (IOL) | Monofocal, astigmatism correcting IOL | AMO | JJSV TECNIS Eyhance Toric II IOL with TECNIS Simplicity Delivery System | DIU150I245 | Standalone | DE0505988 | Indicated for patients with astigmatism of 2.5 dioptre cylinder (DC) and above in at least 1 eye; where correction of astigmatism is considered clinically necessary
Ophthalmic | Intraocular lens replacement | Intraocular lens (IOL) | Monofocal, astigmatism correcting IOL | AMO | JJSV TECNIS Eyhance Toric II IOL with TECNIS Simplicity Delivery System | DIU150I250 | Standalone | DE0505988 | Indicated for patients with astigmatism of 2.5 dioptre cylinder (DC) and above in at least 1 eye; where correction of astigmatism is considered clinically necessary
Ophthalmic | Intraocular lens replacement | Intraocular lens (IOL) | Monofocal, astigmatism correcting IOL | AMO | JJSV TECNIS Eyhance Toric II IOL with TECNIS Simplicity Delivery System | DIU150I255 | Standalone | DE0505988 | Indicated for patients with astigmatism of 2.5 dioptre cylinder (DC) and above in at least 1 eye; where correction of astigmatism is considered clinically necessary
Ophthalmic | Intraocular lens replacement | Intraocular lens (IOL) | Monofocal, astigmatism correcting IOL | AMO | JJSV TECNIS Eyhance Toric II IOL with TECNIS Simplicity Delivery System | DIU150I260 | Standalone | DE0505988 | Indicated for patients with astigmatism of 2.5 dioptre cylinder (DC) and above in at least 1 eye; where correction of astigmatism is considered clinically necessary
Ophthalmic | Intraocular lens replacement | Intraocular lens (IOL) | Monofocal, astigmatism correcting IOL | AMO | JJSV TECNIS Eyhance Toric II IOL with TECNIS Simplicity Delivery System | DIU150I265 | Standalone | DE0505988 | Indicated for patients with astigmatism of 2.5 dioptre cylinder (DC) and above in at least 1 eye; where correction of astigmatism is considered clinically necessary
Ophthalmic | Intraocular lens replacement | Intraocular lens (IOL) | Monofocal, astigmatism correcting IOL | AMO | JJSV TECNIS Eyhance Toric II IOL with TECNIS Simplicity Delivery System | DIU150I270 | Standalone | DE0505988 | Indicated for patients with astigmatism of 2.5 dioptre cylinder (DC) and above in at least 1 eye; where correction of astigmatism is considered clinically necessary
Ophthalmic | Intraocular lens replacement | Intraocular lens (IOL) | Monofocal, astigmatism correcting IOL | AMO | JJSV TECNIS Eyhance Toric II IOL with TECNIS Simplicity Delivery System | DIU150I275 | Standalone | DE0505988 | Indicated for patients with astigmatism of 2.5 dioptre cylinder (DC) and above in at least 1 eye; where correction of astigmatism is considered clinically necessary
Ophthalmic | Intraocular lens replacement | Intraocular lens (IOL) | Monofocal, astigmatism correcting IOL | AMO | JJSV TECNIS Eyhance Toric II IOL with TECNIS Simplicity Delivery System | DIU150I280 | Standalone | DE0505988 | Indicated for patients with astigmatism of 2.5 dioptre cylinder (DC) and above in at least 1 eye; where correction of astigmatism is considered clinically necessary
Ophthalmic | Intraocular lens replacement | Intraocular lens (IOL) | Monofocal, astigmatism correcting IOL | AMO | JJSV TECNIS Eyhance Toric II IOL with TECNIS Simplicity Delivery System | DIU150I285 | Standalone | DE0505988 | Indicated for patients with astigmatism of 2.5 dioptre cylinder (DC) and above in at least 1 eye; where correction of astigmatism is considered clinically necessary
Ophthalmic | Intraocular lens replacement | Intraocular lens (IOL) | Monofocal, astigmatism correcting IOL | AMO | JJSV TECNIS Eyhance Toric II IOL with TECNIS Simplicity Delivery System | DIU150I290 | Standalone | DE0505988 | Indicated for patients with astigmatism of 2.5 dioptre cylinder (DC) and above in at least 1 eye; where correction of astigmatism is considered clinically necessary
Ophthalmic | Intraocular lens replacement | Intraocular lens (IOL) | Monofocal, astigmatism correcting IOL | AMO | JJSV TECNIS Eyhance Toric II IOL with TECNIS Simplicity Delivery System | DIU150I295 | Standalone | DE0505988 | Indicated for patients with astigmatism of 2.5 dioptre cylinder (DC) and above in at least 1 eye; where correction of astigmatism is considered clinically necessary
Ophthalmic | Intraocular lens replacement | Intraocular lens (IOL) | Monofocal, astigmatism correcting IOL | AMO | JJSV TECNIS Eyhance Toric II IOL with TECNIS Simplicity Delivery System | DIU150I300 | Standalone | DE0505988 | Indicated for patients with astigmatism of 2.5 dioptre cylinder (DC) and above in at least 1 eye; where correction of astigmatism is considered clinically necessary
Ophthalmic | Intraocular lens replacement | Intraocular lens (IOL) | Monofocal, astigmatism correcting IOL | AMO | JJSV TECNIS Eyhance Toric II IOL with TECNIS Simplicity Delivery System | DIU150I305 | Standalone | DE0505988 | Indicated for patients with astigmatism of 2.5 dioptre cylinder (DC) and above in at least 1 eye; where correction of astigmatism is considered clinically necessary
Ophthalmic | Intraocular lens replacement | Intraocular lens (IOL) | Monofocal, astigmatism correcting IOL | AMO | JJSV TECNIS Eyhance Toric II IOL with TECNIS Simplicity Delivery System | DIU150I310 | Standalone | DE0505988 | Indicated for patients with astigmatism of 2.5 dioptre cylinder (DC) and above in at least 1 eye; where correction of astigmatism is considered clinically necessary
Ophthalmic | Intraocular lens replacement | Intraocular lens (IOL) | Monofocal, astigmatism correcting IOL | AMO | JJSV TECNIS Eyhance Toric II IOL with TECNIS Simplicity Delivery System | DIU150I315 | Standalone | DE0505988 | Indicated for patients with astigmatism of 2.5 dioptre cylinder (DC) and above in at least 1 eye; where correction of astigmatism is considered clinically necessary
Ophthalmic | Intraocular lens replacement | Intraocular lens (IOL) | Monofocal, astigmatism correcting IOL | AMO | JJSV TECNIS Eyhance Toric II IOL with TECNIS Simplicity Delivery System | DIU150I320 | Standalone | DE0505988 | Indicated for patients with astigmatism of 2.5 dioptre cylinder (DC) and above in at least 1 eye; where correction of astigmatism is considered clinically necessary
Ophthalmic | Intraocular lens replacement | Intraocular lens (IOL) | Monofocal, astigmatism correcting IOL | AMO | JJSV TECNIS Eyhance Toric II IOL with TECNIS Simplicity Delivery System | DIU150I325 | Standalone | DE0505988 | Indicated for patients with astigmatism of 2.5 dioptre cylinder (DC) and above in at least 1 eye; where correction of astigmatism is considered clinically necessary
Ophthalmic | Intraocular lens replacement | Intraocular lens (IOL) | Monofocal, astigmatism correcting IOL | AMO | JJSV TECNIS Eyhance Toric II IOL with TECNIS Simplicity Delivery System | DIU150I330 | Standalone | DE0505988 | Indicated for patients with astigmatism of 2.5 dioptre cylinder (DC) and above in at least 1 eye; where correction of astigmatism is considered clinically necessary
Ophthalmic | Intraocular lens replacement | Intraocular lens (IOL) | Monofocal, astigmatism correcting IOL | AMO | JJSV TECNIS Eyhance Toric II IOL with TECNIS Simplicity Delivery System | DIU150I335 | Standalone | DE0505988 | Indicated for patients with astigmatism of 2.5 dioptre cylinder (DC) and above in at least 1 eye; where correction of astigmatism is considered clinically necessary
Ophthalmic | Intraocular lens replacement | Intraocular lens (IOL) | Monofocal, astigmatism correcting IOL | AMO | JJSV TECNIS Eyhance Toric II IOL with TECNIS Simplicity Delivery System | DIU150I340 | Standalone | DE0505988 | Indicated for patients with astigmatism of 2.5 dioptre cylinder (DC) and above in at least 1 eye; where correction of astigmatism is considered clinically necessary
Ophthalmic | Intraocular lens replacement | Intraocular lens (IOL) | Monofocal, astigmatism correcting IOL | AMO | JJSV TECNIS Eyhance Toric II IOL with TECNIS Simplicity Delivery System | DIU225I050 | Standalone | DE0505988 | Indicated for patients with astigmatism of 2.5 dioptre cylinder (DC) and above in at least 1 eye; where correction of astigmatism is considered clinically necessary
Ophthalmic | Intraocular lens replacement | Intraocular lens (IOL) | Monofocal, astigmatism correcting IOL | AMO | JJSV TECNIS Eyhance Toric II IOL with TECNIS Simplicity Delivery System | DIU225I055 | Standalone | DE0505988 | Indicated for patients with astigmatism of 2.5 dioptre cylinder (DC) and above in at least 1 eye; where correction of astigmatism is considered clinically necessary
Ophthalmic | Intraocular lens replacement | Intraocular lens (IOL) | Monofocal, astigmatism correcting IOL | AMO | JJSV TECNIS Eyhance Toric II IOL with TECNIS Simplicity Delivery System | DIU225I060 | Standalone | DE0505988 | Indicated for patients with astigmatism of 2.5 dioptre cylinder (DC) and above in at least 1 eye; where correction of astigmatism is considered clinically necessary
Ophthalmic | Intraocular lens replacement | Intraocular lens (IOL) | Monofocal, astigmatism correcting IOL | AMO | JJSV TECNIS Eyhance Toric II IOL with TECNIS Simplicity Delivery System | DIU225I065 | Standalone | DE0505988 | Indicated for patients with astigmatism of 2.5 dioptre cylinder (DC) and above in at least 1 eye; where correction of astigmatism is considered clinically necessary
Ophthalmic | Intraocular lens replacement | Intraocular lens (IOL) | Monofocal, astigmatism correcting IOL | AMO | JJSV TECNIS Eyhance Toric II IOL with TECNIS Simplicity Delivery System | DIU225I070 | Standalone | DE0505988 | Indicated for patients with astigmatism of 2.5 dioptre cylinder (DC) and above in at least 1 eye; where correction of astigmatism is considered clinically necessary
Ophthalmic | Intraocular lens replacement | Intraocular lens (IOL) | Monofocal, astigmatism correcting IOL | AMO | JJSV TECNIS Eyhance Toric II IOL with TECNIS Simplicity Delivery System | DIU225I075 | Standalone | DE0505988 | Indicated for patients with astigmatism of 2.5 dioptre cylinder (DC) and above in at least 1 eye; where correction of astigmatism is considered clinically necessary
Ophthalmic | Intraocular lens replacement | Intraocular lens (IOL) | Monofocal, astigmatism correcting IOL | AMO | JJSV TECNIS Eyhance Toric II IOL with TECNIS Simplicity Delivery System | DIU225I080 | Standalone | DE0505988 | Indicated for patients with astigmatism of 2.5 dioptre cylinder (DC) and above in at least 1 eye; where correction of astigmatism is considered clinically necessary
Ophthalmic | Intraocular lens replacement | Intraocular lens (IOL) | Monofocal, astigmatism correcting IOL | AMO | JJSV TECNIS Eyhance Toric II IOL with TECNIS Simplicity Delivery System | DIU225I085 | Standalone | DE0505988 | Indicated for patients with astigmatism of 2.5 dioptre cylinder (DC) and above in at least 1 eye; where correction of astigmatism is considered clinically necessary
Ophthalmic | Intraocular lens replacement | Intraocular lens (IOL) | Monofocal, astigmatism correcting IOL | AMO | JJSV TECNIS Eyhance Toric II IOL with TECNIS Simplicity Delivery System | DIU225I090 | Standalone | DE0505988 | Indicated for patients with astigmatism of 2.5 dioptre cylinder (DC) and above in at least 1 eye; where correction of astigmatism is considered clinically necessary
Ophthalmic | Intraocular lens replacement | Intraocular lens (IOL) | Monofocal, astigmatism correcting IOL | AMO | JJSV TECNIS Eyhance Toric II IOL with TECNIS Simplicity Delivery System | DIU225I095 | Standalone | DE0505988 | Indicated for patients with astigmatism of 2.5 dioptre cylinder (DC) and above in at least 1 eye; where correction of astigmatism is considered clinically necessary
Ophthalmic | Intraocular lens replacement | Intraocular lens (IOL) | Monofocal, astigmatism correcting IOL | AMO | JJSV TECNIS Eyhance Toric II IOL with TECNIS Simplicity Delivery System | DIU225I100 | Standalone | DE0505988 | Indicated for patients with astigmatism of 2.5 dioptre cylinder (DC) and above in at least 1 eye; where correction of astigmatism is considered clinically necessary
Ophthalmic | Intraocular lens replacement | Intraocular lens (IOL) | Monofocal, astigmatism correcting IOL | AMO | JJSV TECNIS Eyhance Toric II IOL with TECNIS Simplicity Delivery System | DIU225I105 | Standalone | DE0505988 | Indicated for patients with astigmatism of 2.5 dioptre cylinder (DC) and above in at least 1 eye; where correction of astigmatism is considered clinically necessary
Ophthalmic | Intraocular lens replacement | Intraocular lens (IOL) | Monofocal, astigmatism correcting IOL | AMO | JJSV TECNIS Eyhance Toric II IOL with TECNIS Simplicity Delivery System | DIU225I110 | Standalone | DE0505988 | Indicated for patients with astigmatism of 2.5 dioptre cylinder (DC) and above in at least 1 eye; where correction of astigmatism is considered clinically necessary
Ophthalmic | Intraocular lens replacement | Intraocular lens (IOL) | Monofocal, astigmatism correcting IOL | AMO | JJSV TECNIS Eyhance Toric II IOL with TECNIS Simplicity Delivery System | DIU225I115 | Standalone | DE0505988 | Indicated for patients with astigmatism of 2.5 dioptre cylinder (DC) and above in at least 1 eye; where correction of astigmatism is considered clinically necessary
Ophthalmic | Intraocular lens replacement | Intraocular lens (IOL) | Monofocal, astigmatism correcting IOL | AMO | JJSV TECNIS Eyhance Toric II IOL with TECNIS Simplicity Delivery System | DIU225I120 | Standalone | DE0505988 | Indicated for patients with astigmatism of 2.5 dioptre cylinder (DC) and above in at least 1 eye; where correction of astigmatism is considered clinically necessary
Ophthalmic | Intraocular lens replacement | Intraocular lens (IOL) | Monofocal, astigmatism correcting IOL | AMO | JJSV TECNIS Eyhance Toric II IOL with TECNIS Simplicity Delivery System | DIU225I125 | Standalone | DE0505988 | Indicated for patients with astigmatism of 2.5 dioptre cylinder (DC) and above in at least 1 eye; where correction of astigmatism is considered clinically necessary
Ophthalmic | Intraocular lens replacement | Intraocular lens (IOL) | Monofocal, astigmatism correcting IOL | AMO | JJSV TECNIS Eyhance Toric II IOL with TECNIS Simplicity Delivery System | DIU225I130 | Standalone | DE0505988 | Indicated for patients with astigmatism of 2.5 dioptre cylinder (DC) and above in at least 1 eye; where correction of astigmatism is considered clinically necessary
Ophthalmic | Intraocular lens replacement | Intraocular lens (IOL) | Monofocal, astigmatism correcting IOL | AMO | JJSV TECNIS Eyhance Toric II IOL with TECNIS Simplicity Delivery System | DIU225I135 | Standalone | DE0505988 | Indicated for patients with astigmatism of 2.5 dioptre cylinder (DC) and above in at least 1 eye; where correction of astigmatism is considered clinically necessary
Ophthalmic | Intraocular lens replacement | Intraocular lens (IOL) | Monofocal, astigmatism correcting IOL | AMO | JJSV TECNIS Eyhance Toric II IOL with TECNIS Simplicity Delivery System | DIU225I140 | Standalone | DE0505988 | Indicated for patients with astigmatism of 2.5 dioptre cylinder (DC) and above in at least 1 eye; where correction of astigmatism is considered clinically necessary
Ophthalmic | Intraocular lens replacement | Intraocular lens (IOL) | Monofocal, astigmatism correcting IOL | AMO | JJSV TECNIS Eyhance Toric II IOL with TECNIS Simplicity Delivery System | DIU225I145 | Standalone | DE0505988 | Indicated for patients with astigmatism of 2.5 dioptre cylinder (DC) and above in at least 1 eye; where correction of astigmatism is considered clinically necessary
Ophthalmic | Intraocular lens replacement | Intraocular lens (IOL) | Monofocal, astigmatism correcting IOL | AMO | JJSV TECNIS Eyhance Toric II IOL with TECNIS Simplicity Delivery System | DIU225I150 | Standalone | DE0505988 | Indicated for patients with astigmatism of 2.5 dioptre cylinder (DC) and above in at least 1 eye; where correction of astigmatism is considered clinically necessary
Ophthalmic | Intraocular lens replacement | Intraocular lens (IOL) | Monofocal, astigmatism correcting IOL | AMO | JJSV TECNIS Eyhance Toric II IOL with TECNIS Simplicity Delivery System | DIU225I155 | Standalone | DE0505988 | Indicated for patients with astigmatism of 2.5 dioptre cylinder (DC) and above in at least 1 eye; where correction of astigmatism is considered clinically necessary
Ophthalmic | Intraocular lens replacement | Intraocular lens (IOL) | Monofocal, astigmatism correcting IOL | AMO | JJSV TECNIS Eyhance Toric II IOL with TECNIS Simplicity Delivery System | DIU225I160 | Standalone | DE0505988 | Indicated for patients with astigmatism of 2.5 dioptre cylinder (DC) and above in at least 1 eye; where correction of astigmatism is considered clinically necessary
Ophthalmic | Intraocular lens replacement | Intraocular lens (IOL) | Monofocal, astigmatism correcting IOL | AMO | JJSV TECNIS Eyhance Toric II IOL with TECNIS Simplicity Delivery System | DIU225I165 | Standalone | DE0505988 | Indicated for patients with astigmatism of 2.5 dioptre cylinder (DC) and above in at least 1 eye; where correction of astigmatism is considered clinically necessary
Ophthalmic | Intraocular lens replacement | Intraocular lens (IOL) | Monofocal, astigmatism correcting IOL | AMO | JJSV TECNIS Eyhance Toric II IOL with TECNIS Simplicity Delivery System | DIU225I170 | Standalone | DE0505988 | Indicated for patients with astigmatism of 2.5 dioptre cylinder (DC) and above in at least 1 eye; where correction of astigmatism is considered clinically necessary
Ophthalmic | Intraocular lens replacement | Intraocular lens (IOL) | Monofocal, astigmatism correcting IOL | AMO | JJSV TECNIS Eyhance Toric II IOL with TECNIS Simplicity Delivery System | DIU225I175 | Standalone | DE0505988 | Indicated for patients with astigmatism of 2.5 dioptre cylinder (DC) and above in at least 1 eye; where correction of astigmatism is considered clinically necessary
Ophthalmic | Intraocular lens replacement | Intraocular lens (IOL) | Monofocal, astigmatism correcting IOL | AMO | JJSV TECNIS Eyhance Toric II IOL with TECNIS Simplicity Delivery System | DIU225I180 | Standalone | DE0505988 | Indicated for patients with astigmatism of 2.5 dioptre cylinder (DC) and above in at least 1 eye; where correction of astigmatism is considered clinically necessary
Ophthalmic | Intraocular lens replacement | Intraocular lens (IOL) | Monofocal, astigmatism correcting IOL | AMO | JJSV TECNIS Eyhance Toric II IOL with TECNIS Simplicity Delivery System | DIU225I185 | Standalone | DE0505988 | Indicated for patients with astigmatism of 2.5 dioptre cylinder (DC) and above in at least 1 eye; where correction of astigmatism is considered clinically necessary
Ophthalmic | Intraocular lens replacement | Intraocular lens (IOL) | Monofocal, astigmatism correcting IOL | AMO | JJSV TECNIS Eyhance Toric II IOL with TECNIS Simplicity Delivery System | DIU225I190 | Standalone | DE0505988 | Indicated for patients with astigmatism of 2.5 dioptre cylinder (DC) and above in at least 1 eye; where correction of astigmatism is considered clinically necessary
Ophthalmic | Intraocular lens replacement | Intraocular lens (IOL) | Monofocal, astigmatism correcting IOL | AMO | JJSV TECNIS Eyhance Toric II IOL with TECNIS Simplicity Delivery System | DIU225I195 | Standalone | DE0505988 | Indicated for patients with astigmatism of 2.5 dioptre cylinder (DC) and above in at least 1 eye; where correction of astigmatism is considered clinically necessary
Ophthalmic | Intraocular lens replacement | Intraocular lens (IOL) | Monofocal, astigmatism correcting IOL | AMO | JJSV TECNIS Eyhance Toric II IOL with TECNIS Simplicity Delivery System | DIU225I200 | Standalone | DE0505988 | Indicated for patients with astigmatism of 2.5 dioptre cylinder (DC) and above in at least 1 eye; where correction of astigmatism is considered clinically necessary
Ophthalmic | Intraocular lens replacement | Intraocular lens (IOL) | Monofocal, astigmatism correcting IOL | AMO | JJSV TECNIS Eyhance Toric II IOL with TECNIS Simplicity Delivery System | DIU225I205 | Standalone | DE0505988 | Indicated for patients with astigmatism of 2.5 dioptre cylinder (DC) and above in at least 1 eye; where correction of astigmatism is considered clinically necessary
Ophthalmic | Intraocular lens replacement | Intraocular lens (IOL) | Monofocal, astigmatism correcting IOL | AMO | JJSV TECNIS Eyhance Toric II IOL with TECNIS Simplicity Delivery System | DIU225I210 | Standalone | DE0505988 | Indicated for patients with astigmatism of 2.5 dioptre cylinder (DC) and above in at least 1 eye; where correction of astigmatism is considered clinically necessary
Ophthalmic | Intraocular lens replacement | Intraocular lens (IOL) | Monofocal, astigmatism correcting IOL | AMO | JJSV TECNIS Eyhance Toric II IOL with TECNIS Simplicity Delivery System | DIU225I215 | Standalone | DE0505988 | Indicated for patients with astigmatism of 2.5 dioptre cylinder (DC) and above in at least 1 eye; where correction of astigmatism is considered clinically necessary
Ophthalmic | Intraocular lens replacement | Intraocular lens (IOL) | Monofocal, astigmatism correcting IOL | AMO | JJSV TECNIS Eyhance Toric II IOL with TECNIS Simplicity Delivery System | DIU225I220 | Standalone | DE0505988 | Indicated for patients with astigmatism of 2.5 dioptre cylinder (DC) and above in at least 1 eye; where correction of astigmatism is considered clinically necessary
Ophthalmic | Intraocular lens replacement | Intraocular lens (IOL) | Monofocal, astigmatism correcting IOL | AMO | JJSV TECNIS Eyhance Toric II IOL with TECNIS Simplicity Delivery System | DIU225I225 | Standalone | DE0505988 | Indicated for patients with astigmatism of 2.5 dioptre cylinder (DC) and above in at least 1 eye; where correction of astigmatism is considered clinically necessary
Ophthalmic | Intraocular lens replacement | Intraocular lens (IOL) | Monofocal, astigmatism correcting IOL | AMO | JJSV TECNIS Eyhance Toric II IOL with TECNIS Simplicity Delivery System | DIU225I230 | Standalone | DE0505988 | Indicated for patients with astigmatism of 2.5 dioptre cylinder (DC) and above in at least 1 eye; where correction of astigmatism is considered clinically necessary
Ophthalmic | Intraocular lens replacement | Intraocular lens (IOL) | Monofocal, astigmatism correcting IOL | AMO | JJSV TECNIS Eyhance Toric II IOL with TECNIS Simplicity Delivery System | DIU225I235 | Standalone | DE0505988 | Indicated for patients with astigmatism of 2.5 dioptre cylinder (DC) and above in at least 1 eye; where correction of astigmatism is considered clinically necessary
Ophthalmic | Intraocular lens replacement | Intraocular lens (IOL) | Monofocal, astigmatism correcting IOL | AMO | JJSV TECNIS Eyhance Toric II IOL with TECNIS Simplicity Delivery System | DIU225I240 | Standalone | DE0505988 | Indicated for patients with astigmatism of 2.5 dioptre cylinder (DC) and above in at least 1 eye; where correction of astigmatism is considered clinically necessary
Ophthalmic | Intraocular lens replacement | Intraocular lens (IOL) | Monofocal, astigmatism correcting IOL | AMO | JJSV TECNIS Eyhance Toric II IOL with TECNIS Simplicity Delivery System | DIU225I245 | Standalone | DE0505988 | Indicated for patients with astigmatism of 2.5 dioptre cylinder (DC) and above in at least 1 eye; where correction of astigmatism is considered clinically necessary
Ophthalmic | Intraocular lens replacement | Intraocular lens (IOL) | Monofocal, astigmatism correcting IOL | AMO | JJSV TECNIS Eyhance Toric II IOL with TECNIS Simplicity Delivery System | DIU225I250 | Standalone | DE0505988 | Indicated for patients with astigmatism of 2.5 dioptre cylinder (DC) and above in at least 1 eye; where correction of astigmatism is considered clinically necessary
Ophthalmic | Intraocular lens replacement | Intraocular lens (IOL) | Monofocal, astigmatism correcting IOL | AMO | JJSV TECNIS Eyhance Toric II IOL with TECNIS Simplicity Delivery System | DIU225I255 | Standalone | DE0505988 | Indicated for patients with astigmatism of 2.5 dioptre cylinder (DC) and above in at least 1 eye; where correction of astigmatism is considered clinically necessary
Ophthalmic | Intraocular lens replacement | Intraocular lens (IOL) | Monofocal, astigmatism correcting IOL | AMO | JJSV TECNIS Eyhance Toric II IOL with TECNIS Simplicity Delivery System | DIU225I260 | Standalone | DE0505988 | Indicated for patients with astigmatism of 2.5 dioptre cylinder (DC) and above in at least 1 eye; where correction of astigmatism is considered clinically necessary
Ophthalmic | Intraocular lens replacement | Intraocular lens (IOL) | Monofocal, astigmatism correcting IOL | AMO | JJSV TECNIS Eyhance Toric II IOL with TECNIS Simplicity Delivery System | DIU225I265 | Standalone | DE0505988 | Indicated for patients with astigmatism of 2.5 dioptre cylinder (DC) and above in at least 1 eye; where correction of astigmatism is considered clinically necessary
Ophthalmic | Intraocular lens replacement | Intraocular lens (IOL) | Monofocal, astigmatism correcting IOL | AMO | JJSV TECNIS Eyhance Toric II IOL with TECNIS Simplicity Delivery System | DIU225I270 | Standalone | DE0505988 | Indicated for patients with astigmatism of 2.5 dioptre cylinder (DC) and above in at least 1 eye; where correction of astigmatism is considered clinically necessary
Ophthalmic | Intraocular lens replacement | Intraocular lens (IOL) | Monofocal, astigmatism correcting IOL | AMO | JJSV TECNIS Eyhance Toric II IOL with TECNIS Simplicity Delivery System | DIU225I275 | Standalone | DE0505988 | Indicated for patients with astigmatism of 2.5 dioptre cylinder (DC) and above in at least 1 eye; where correction of astigmatism is considered clinically necessary
Ophthalmic | Intraocular lens replacement | Intraocular lens (IOL) | Monofocal, astigmatism correcting IOL | AMO | JJSV TECNIS Eyhance Toric II IOL with TECNIS Simplicity Delivery System | DIU225I280 | Standalone | DE0505988 | Indicated for patients with astigmatism of 2.5 dioptre cylinder (DC) and above in at least 1 eye; where correction of astigmatism is considered clinically necessary
Ophthalmic | Intraocular lens replacement | Intraocular lens (IOL) | Monofocal, astigmatism correcting IOL | AMO | JJSV TECNIS Eyhance Toric II IOL with TECNIS Simplicity Delivery System | DIU225I285 | Standalone | DE0505988 | Indicated for patients with astigmatism of 2.5 dioptre cylinder (DC) and above in at least 1 eye; where correction of astigmatism is considered clinically necessary
Ophthalmic | Intraocular lens replacement | Intraocular lens (IOL) | Monofocal, astigmatism correcting IOL | AMO | JJSV TECNIS Eyhance Toric II IOL with TECNIS Simplicity Delivery System | DIU225I290 | Standalone | DE0505988 | Indicated for patients with astigmatism of 2.5 dioptre cylinder (DC) and above in at least 1 eye; where correction of astigmatism is considered clinically necessary
Ophthalmic | Intraocular lens replacement | Intraocular lens (IOL) | Monofocal, astigmatism correcting IOL | AMO | JJSV TECNIS Eyhance Toric II IOL with TECNIS Simplicity Delivery System | DIU225I295 | Standalone | DE0505988 | Indicated for patients with astigmatism of 2.5 dioptre cylinder (DC) and above in at least 1 eye; where correction of astigmatism is considered clinically necessary
Ophthalmic | Intraocular lens replacement | Intraocular lens (IOL) | Monofocal, astigmatism correcting IOL | AMO | JJSV TECNIS Eyhance Toric II IOL with TECNIS Simplicity Delivery System | DIU225I300 | Standalone | DE0505988 | Indicated for patients with astigmatism of 2.5 dioptre cylinder (DC) and above in at least 1 eye; where correction of astigmatism is considered clinically necessary
Ophthalmic | Intraocular lens replacement | Intraocular lens (IOL) | Monofocal, astigmatism correcting IOL | AMO | JJSV TECNIS Eyhance Toric II IOL with TECNIS Simplicity Delivery System | DIU225I305 | Standalone | DE0505988 | Indicated for patients with astigmatism of 2.5 dioptre cylinder (DC) and above in at least 1 eye; where correction of astigmatism is considered clinically necessary
Ophthalmic | Intraocular lens replacement | Intraocular lens (IOL) | Monofocal, astigmatism correcting IOL | AMO | JJSV TECNIS Eyhance Toric II IOL with TECNIS Simplicity Delivery System | DIU225I310 | Standalone | DE0505988 | Indicated for patients with astigmatism of 2.5 dioptre cylinder (DC) and above in at least 1 eye; where correction of astigmatism is considered clinically necessary
Ophthalmic | Intraocular lens replacement | Intraocular lens (IOL) | Monofocal, astigmatism correcting IOL | AMO | JJSV TECNIS Eyhance Toric II IOL with TECNIS Simplicity Delivery System | DIU225I315 | Standalone | DE0505988 | Indicated for patients with astigmatism of 2.5 dioptre cylinder (DC) and above in at least 1 eye; where correction of astigmatism is considered clinically necessary
Ophthalmic | Intraocular lens replacement | Intraocular lens (IOL) | Monofocal, astigmatism correcting IOL | AMO | JJSV TECNIS Eyhance Toric II IOL with TECNIS Simplicity Delivery System | DIU225I320 | Standalone | DE0505988 | Indicated for patients with astigmatism of 2.5 dioptre cylinder (DC) and above in at least 1 eye; where correction of astigmatism is considered clinically necessary
Ophthalmic | Intraocular lens replacement | Intraocular lens (IOL) | Monofocal, astigmatism correcting IOL | AMO | JJSV TECNIS Eyhance Toric II IOL with TECNIS Simplicity Delivery System | DIU225I325 | Standalone | DE0505988 | Indicated for patients with astigmatism of 2.5 dioptre cylinder (DC) and above in at least 1 eye; where correction of astigmatism is considered clinically necessary
Ophthalmic | Intraocular lens replacement | Intraocular lens (IOL) | Monofocal, astigmatism correcting IOL | AMO | JJSV TECNIS Eyhance Toric II IOL with TECNIS Simplicity Delivery System | DIU225I330 | Standalone | DE0505988 | Indicated for patients with astigmatism of 2.5 dioptre cylinder (DC) and above in at least 1 eye; where correction of astigmatism is considered clinically necessary
Ophthalmic | Intraocular lens replacement | Intraocular lens (IOL) | Monofocal, astigmatism correcting IOL | AMO | JJSV TECNIS Eyhance Toric II IOL with TECNIS Simplicity Delivery System | DIU225I335 | Standalone | DE0505988 | Indicated for patients with astigmatism of 2.5 dioptre cylinder (DC) and above in at least 1 eye; where correction of astigmatism is considered clinically necessary
Ophthalmic | Intraocular lens replacement | Intraocular lens (IOL) | Monofocal, astigmatism correcting IOL | AMO | JJSV TECNIS Eyhance Toric II IOL with TECNIS Simplicity Delivery System | DIU225I340 | Standalone | DE0505988 | Indicated for patients with astigmatism of 2.5 dioptre cylinder (DC) and above in at least 1 eye; where correction of astigmatism is considered clinically necessary
Ophthalmic | Intraocular lens replacement | Intraocular lens (IOL) | Monofocal, astigmatism correcting IOL | AMO | JJSV TECNIS Eyhance Toric II IOL with TECNIS Simplicity Delivery System | DIU300I050 | Standalone | DE0505988 | Indicated for patients with astigmatism of 2.5 dioptre cylinder (DC) and above in at least 1 eye; where correction of astigmatism is considered clinically necessary
Ophthalmic | Intraocular lens replacement | Intraocular lens (IOL) | Monofocal, astigmatism correcting IOL | AMO | JJSV TECNIS Eyhance Toric II IOL with TECNIS Simplicity Delivery System | DIU300I055 | Standalone | DE0505988 | Indicated for patients with astigmatism of 2.5 dioptre cylinder (DC) and above in at least 1 eye; where correction of astigmatism is considered clinically necessary
Ophthalmic | Intraocular lens replacement | Intraocular lens (IOL) | Monofocal, astigmatism correcting IOL | AMO | JJSV TECNIS Eyhance Toric II IOL with TECNIS Simplicity Delivery System | DIU300I060 | Standalone | DE0505988 | Indicated for patients with astigmatism of 2.5 dioptre cylinder (DC) and above in at least 1 eye; where correction of astigmatism is considered clinically necessary
Ophthalmic | Intraocular lens replacement | Intraocular lens (IOL) | Monofocal, astigmatism correcting IOL | AMO | JJSV TECNIS Eyhance Toric II IOL with TECNIS Simplicity Delivery System | DIU300I065 | Standalone | DE0505988 | Indicated for patients with astigmatism of 2.5 dioptre cylinder (DC) and above in at least 1 eye; where correction of astigmatism is considered clinically necessary
Ophthalmic | Intraocular lens replacement | Intraocular lens (IOL) | Monofocal, astigmatism correcting IOL | AMO | JJSV TECNIS Eyhance Toric II IOL with TECNIS Simplicity Delivery System | DIU300I070 | Standalone | DE0505988 | Indicated for patients with astigmatism of 2.5 dioptre cylinder (DC) and above in at least 1 eye; where correction of astigmatism is considered clinically necessary
Ophthalmic | Intraocular lens replacement | Intraocular lens (IOL) | Monofocal, astigmatism correcting IOL | AMO | JJSV TECNIS Eyhance Toric II IOL with TECNIS Simplicity Delivery System | DIU300I075 | Standalone | DE0505988 | Indicated for patients with astigmatism of 2.5 dioptre cylinder (DC) and above in at least 1 eye; where correction of astigmatism is considered clinically necessary
Ophthalmic | Intraocular lens replacement | Intraocular lens (IOL) | Monofocal, astigmatism correcting IOL | AMO | JJSV TECNIS Eyhance Toric II IOL with TECNIS Simplicity Delivery System | DIU300I080 | Standalone | DE0505988 | Indicated for patients with astigmatism of 2.5 dioptre cylinder (DC) and above in at least 1 eye; where correction of astigmatism is considered clinically necessary
Ophthalmic | Intraocular lens replacement | Intraocular lens (IOL) | Monofocal, astigmatism correcting IOL | AMO | JJSV TECNIS Eyhance Toric II IOL with TECNIS Simplicity Delivery System | DIU300I085 | Standalone | DE0505988 | Indicated for patients with astigmatism of 2.5 dioptre cylinder (DC) and above in at least 1 eye; where correction of astigmatism is considered clinically necessary
Ophthalmic | Intraocular lens replacement | Intraocular lens (IOL) | Monofocal, astigmatism correcting IOL | AMO | JJSV TECNIS Eyhance Toric II IOL with TECNIS Simplicity Delivery System | DIU300I090 | Standalone | DE0505988 | Indicated for patients with astigmatism of 2.5 dioptre cylinder (DC) and above in at least 1 eye; where correction of astigmatism is considered clinically necessary
Ophthalmic | Intraocular lens replacement | Intraocular lens (IOL) | Monofocal, astigmatism correcting IOL | AMO | JJSV TECNIS Eyhance Toric II IOL with TECNIS Simplicity Delivery System | DIU300I095 | Standalone | DE0505988 | Indicated for patients with astigmatism of 2.5 dioptre cylinder (DC) and above in at least 1 eye; where correction of astigmatism is considered clinically necessary
Ophthalmic | Intraocular lens replacement | Intraocular lens (IOL) | Monofocal, astigmatism correcting IOL | AMO | JJSV TECNIS Eyhance Toric II IOL with TECNIS Simplicity Delivery System | DIU300I100 | Standalone | DE0505988 | Indicated for patients with astigmatism of 2.5 dioptre cylinder (DC) and above in at least 1 eye; where correction of astigmatism is considered clinically necessary
Ophthalmic | Intraocular lens replacement | Intraocular lens (IOL) | Monofocal, astigmatism correcting IOL | AMO | JJSV TECNIS Eyhance Toric II IOL with TECNIS Simplicity Delivery System | DIU300I105 | Standalone | DE0505988 | Indicated for patients with astigmatism of 2.5 dioptre cylinder (DC) and above in at least 1 eye; where correction of astigmatism is considered clinically necessary
Ophthalmic | Intraocular lens replacement | Intraocular lens (IOL) | Monofocal, astigmatism correcting IOL | AMO | JJSV TECNIS Eyhance Toric II IOL with TECNIS Simplicity Delivery System | DIU300I110 | Standalone | DE0505988 | Indicated for patients with astigmatism of 2.5 dioptre cylinder (DC) and above in at least 1 eye; where correction of astigmatism is considered clinically necessary
Ophthalmic | Intraocular lens replacement | Intraocular lens (IOL) | Monofocal, astigmatism correcting IOL | AMO | JJSV TECNIS Eyhance Toric II IOL with TECNIS Simplicity Delivery System | DIU300I115 | Standalone | DE0505988 | Indicated for patients with astigmatism of 2.5 dioptre cylinder (DC) and above in at least 1 eye; where correction of astigmatism is considered clinically necessary
Ophthalmic | Intraocular lens replacement | Intraocular lens (IOL) | Monofocal, astigmatism correcting IOL | AMO | JJSV TECNIS Eyhance Toric II IOL with TECNIS Simplicity Delivery System | DIU300I120 | Standalone | DE0505988 | Indicated for patients with astigmatism of 2.5 dioptre cylinder (DC) and above in at least 1 eye; where correction of astigmatism is considered clinically necessary
Ophthalmic | Intraocular lens replacement | Intraocular lens (IOL) | Monofocal, astigmatism correcting IOL | AMO | JJSV TECNIS Eyhance Toric II IOL with TECNIS Simplicity Delivery System | DIU300I125 | Standalone | DE0505988 | Indicated for patients with astigmatism of 2.5 dioptre cylinder (DC) and above in at least 1 eye; where correction of astigmatism is considered clinically necessary
Ophthalmic | Intraocular lens replacement | Intraocular lens (IOL) | Monofocal, astigmatism correcting IOL | AMO | JJSV TECNIS Eyhance Toric II IOL with TECNIS Simplicity Delivery System | DIU300I130 | Standalone | DE0505988 | Indicated for patients with astigmatism of 2.5 dioptre cylinder (DC) and above in at least 1 eye; where correction of astigmatism is considered clinically necessary
Ophthalmic | Intraocular lens replacement | Intraocular lens (IOL) | Monofocal, astigmatism correcting IOL | AMO | JJSV TECNIS Eyhance Toric II IOL with TECNIS Simplicity Delivery System | DIU300I135 | Standalone | DE0505988 | Indicated for patients with astigmatism of 2.5 dioptre cylinder (DC) and above in at least 1 eye; where correction of astigmatism is considered clinically necessary
Ophthalmic | Intraocular lens replacement | Intraocular lens (IOL) | Monofocal, astigmatism correcting IOL | AMO | JJSV TECNIS Eyhance Toric II IOL with TECNIS Simplicity Delivery System | DIU300I140 | Standalone | DE0505988 | Indicated for patients with astigmatism of 2.5 dioptre cylinder (DC) and above in at least 1 eye; where correction of astigmatism is considered clinically necessary
Ophthalmic | Intraocular lens replacement | Intraocular lens (IOL) | Monofocal, astigmatism correcting IOL | AMO | JJSV TECNIS Eyhance Toric II IOL with TECNIS Simplicity Delivery System | DIU300I145 | Standalone | DE0505988 | Indicated for patients with astigmatism of 2.5 dioptre cylinder (DC) and above in at least 1 eye; where correction of astigmatism is considered clinically necessary
Ophthalmic | Intraocular lens replacement | Intraocular lens (IOL) | Monofocal, astigmatism correcting IOL | AMO | JJSV TECNIS Eyhance Toric II IOL with TECNIS Simplicity Delivery System | DIU300I150 | Standalone | DE0505988 | Indicated for patients with astigmatism of 2.5 dioptre cylinder (DC) and above in at least 1 eye; where correction of astigmatism is considered clinically necessary
Ophthalmic | Intraocular lens replacement | Intraocular lens (IOL) | Monofocal, astigmatism correcting IOL | AMO | JJSV TECNIS Eyhance Toric II IOL with TECNIS Simplicity Delivery System | DIU300I155 | Standalone | DE0505988 | Indicated for patients with astigmatism of 2.5 dioptre cylinder (DC) and above in at least 1 eye; where correction of astigmatism is considered clinically necessary
Ophthalmic | Intraocular lens replacement | Intraocular lens (IOL) | Monofocal, astigmatism correcting IOL | AMO | JJSV TECNIS Eyhance Toric II IOL with TECNIS Simplicity Delivery System | DIU300I160 | Standalone | DE0505988 | Indicated for patients with astigmatism of 2.5 dioptre cylinder (DC) and above in at least 1 eye; where correction of astigmatism is considered clinically necessary
Ophthalmic | Intraocular lens replacement | Intraocular lens (IOL) | Monofocal, astigmatism correcting IOL | AMO | JJSV TECNIS Eyhance Toric II IOL with TECNIS Simplicity Delivery System | DIU300I165 | Standalone | DE0505988 | Indicated for patients with astigmatism of 2.5 dioptre cylinder (DC) and above in at least 1 eye; where correction of astigmatism is considered clinically necessary
Ophthalmic | Intraocular lens replacement | Intraocular lens (IOL) | Monofocal, astigmatism correcting IOL | AMO | JJSV TECNIS Eyhance Toric II IOL with TECNIS Simplicity Delivery System | DIU300I170 | Standalone | DE0505988 | Indicated for patients with astigmatism of 2.5 dioptre cylinder (DC) and above in at least 1 eye; where correction of astigmatism is considered clinically necessary
Ophthalmic | Intraocular lens replacement | Intraocular lens (IOL) | Monofocal, astigmatism correcting IOL | AMO | JJSV TECNIS Eyhance Toric II IOL with TECNIS Simplicity Delivery System | DIU300I175 | Standalone | DE0505988 | Indicated for patients with astigmatism of 2.5 dioptre cylinder (DC) and above in at least 1 eye; where correction of astigmatism is considered clinically necessary
Ophthalmic | Intraocular lens replacement | Intraocular lens (IOL) | Monofocal, astigmatism correcting IOL | AMO | JJSV TECNIS Eyhance Toric II IOL with TECNIS Simplicity Delivery System | DIU300I180 | Standalone | DE0505988 | Indicated for patients with astigmatism of 2.5 dioptre cylinder (DC) and above in at least 1 eye; where correction of astigmatism is considered clinically necessary
Ophthalmic | Intraocular lens replacement | Intraocular lens (IOL) | Monofocal, astigmatism correcting IOL | AMO | JJSV TECNIS Eyhance Toric II IOL with TECNIS Simplicity Delivery System | DIU300I185 | Standalone | DE0505988 | Indicated for patients with astigmatism of 2.5 dioptre cylinder (DC) and above in at least 1 eye; where correction of astigmatism is considered clinically necessary
Ophthalmic | Intraocular lens replacement | Intraocular lens (IOL) | Monofocal, astigmatism correcting IOL | AMO | JJSV TECNIS Eyhance Toric II IOL with TECNIS Simplicity Delivery System | DIU300I190 | Standalone | DE0505988 | Indicated for patients with astigmatism of 2.5 dioptre cylinder (DC) and above in at least 1 eye; where correction of astigmatism is considered clinically necessary
Ophthalmic | Intraocular lens replacement | Intraocular lens (IOL) | Monofocal, astigmatism correcting IOL | AMO | JJSV TECNIS Eyhance Toric II IOL with TECNIS Simplicity Delivery System | DIU300I195 | Standalone | DE0505988 | Indicated for patients with astigmatism of 2.5 dioptre cylinder (DC) and above in at least 1 eye; where correction of astigmatism is considered clinically necessary
Ophthalmic | Intraocular lens replacement | Intraocular lens (IOL) | Monofocal, astigmatism correcting IOL | AMO | JJSV TECNIS Eyhance Toric II IOL with TECNIS Simplicity Delivery System | DIU300I200 | Standalone | DE0505988 | Indicated for patients with astigmatism of 2.5 dioptre cylinder (DC) and above in at least 1 eye; where correction of astigmatism is considered clinically necessary
Ophthalmic | Intraocular lens replacement | Intraocular lens (IOL) | Monofocal, astigmatism correcting IOL | AMO | JJSV TECNIS Eyhance Toric II IOL with TECNIS Simplicity Delivery System | DIU300I205 | Standalone | DE0505988 | Indicated for patients with astigmatism of 2.5 dioptre cylinder (DC) and above in at least 1 eye; where correction of astigmatism is considered clinically necessary
Ophthalmic | Intraocular lens replacement | Intraocular lens (IOL) | Monofocal, astigmatism correcting IOL | AMO | JJSV TECNIS Eyhance Toric II IOL with TECNIS Simplicity Delivery System | DIU300I210 | Standalone | DE0505988 | Indicated for patients with astigmatism of 2.5 dioptre cylinder (DC) and above in at least 1 eye; where correction of astigmatism is considered clinically necessary
Ophthalmic | Intraocular lens replacement | Intraocular lens (IOL) | Monofocal, astigmatism correcting IOL | AMO | JJSV TECNIS Eyhance Toric II IOL with TECNIS Simplicity Delivery System | DIU300I215 | Standalone | DE0505988 | Indicated for patients with astigmatism of 2.5 dioptre cylinder (DC) and above in at least 1 eye; where correction of astigmatism is considered clinically necessary
Ophthalmic | Intraocular lens replacement | Intraocular lens (IOL) | Monofocal, astigmatism correcting IOL | AMO | JJSV TECNIS Eyhance Toric II IOL with TECNIS Simplicity Delivery System | DIU300I220 | Standalone | DE0505988 | Indicated for patients with astigmatism of 2.5 dioptre cylinder (DC) and above in at least 1 eye; where correction of astigmatism is considered clinically necessary
Ophthalmic | Intraocular lens replacement | Intraocular lens (IOL) | Monofocal, astigmatism correcting IOL | AMO | JJSV TECNIS Eyhance Toric II IOL with TECNIS Simplicity Delivery System | DIU300I225 | Standalone | DE0505988 | Indicated for patients with astigmatism of 2.5 dioptre cylinder (DC) and above in at least 1 eye; where correction of astigmatism is considered clinically necessary
Ophthalmic | Intraocular lens replacement | Intraocular lens (IOL) | Monofocal, astigmatism correcting IOL | AMO | JJSV TECNIS Eyhance Toric II IOL with TECNIS Simplicity Delivery System | DIU300I230 | Standalone | DE0505988 | Indicated for patients with astigmatism of 2.5 dioptre cylinder (DC) and above in at least 1 eye; where correction of astigmatism is considered clinically necessary
Ophthalmic | Intraocular lens replacement | Intraocular lens (IOL) | Monofocal, astigmatism correcting IOL | AMO | JJSV TECNIS Eyhance Toric II IOL with TECNIS Simplicity Delivery System | DIU300I235 | Standalone | DE0505988 | Indicated for patients with astigmatism of 2.5 dioptre cylinder (DC) and above in at least 1 eye; where correction of astigmatism is considered clinically necessary
Ophthalmic | Intraocular lens replacement | Intraocular lens (IOL) | Monofocal, astigmatism correcting IOL | AMO | JJSV TECNIS Eyhance Toric II IOL with TECNIS Simplicity Delivery System | DIU300I240 | Standalone | DE0505988 | Indicated for patients with astigmatism of 2.5 dioptre cylinder (DC) and above in at least 1 eye; where correction of astigmatism is considered clinically necessary
Ophthalmic | Intraocular lens replacement | Intraocular lens (IOL) | Monofocal, astigmatism correcting IOL | AMO | JJSV TECNIS Eyhance Toric II IOL with TECNIS Simplicity Delivery System | DIU300I245 | Standalone | DE0505988 | Indicated for patients with astigmatism of 2.5 dioptre cylinder (DC) and above in at least 1 eye; where correction of astigmatism is considered clinically necessary
Ophthalmic | Intraocular lens replacement | Intraocular lens (IOL) | Monofocal, astigmatism correcting IOL | AMO | JJSV TECNIS Eyhance Toric II IOL with TECNIS Simplicity Delivery System | DIU300I250 | Standalone | DE0505988 | Indicated for patients with astigmatism of 2.5 dioptre cylinder (DC) and above in at least 1 eye; where correction of astigmatism is considered clinically necessary
Ophthalmic | Intraocular lens replacement | Intraocular lens (IOL) | Monofocal, astigmatism correcting IOL | AMO | JJSV TECNIS Eyhance Toric II IOL with TECNIS Simplicity Delivery System | DIU300I255 | Standalone | DE0505988 | Indicated for patients with astigmatism of 2.5 dioptre cylinder (DC) and above in at least 1 eye; where correction of astigmatism is considered clinically necessary
Ophthalmic | Intraocular lens replacement | Intraocular lens (IOL) | Monofocal, astigmatism correcting IOL | AMO | JJSV TECNIS Eyhance Toric II IOL with TECNIS Simplicity Delivery System | DIU300I260 | Standalone | DE0505988 | Indicated for patients with astigmatism of 2.5 dioptre cylinder (DC) and above in at least 1 eye; where correction of astigmatism is considered clinically necessary
Ophthalmic | Intraocular lens replacement | Intraocular lens (IOL) | Monofocal, astigmatism correcting IOL | AMO | JJSV TECNIS Eyhance Toric II IOL with TECNIS Simplicity Delivery System | DIU300I265 | Standalone | DE0505988 | Indicated for patients with astigmatism of 2.5 dioptre cylinder (DC) and above in at least 1 eye; where correction of astigmatism is considered clinically necessary
Ophthalmic | Intraocular lens replacement | Intraocular lens (IOL) | Monofocal, astigmatism correcting IOL | AMO | JJSV TECNIS Eyhance Toric II IOL with TECNIS Simplicity Delivery System | DIU300I270 | Standalone | DE0505988 | Indicated for patients with astigmatism of 2.5 dioptre cylinder (DC) and above in at least 1 eye; where correction of astigmatism is considered clinically necessary
Ophthalmic | Intraocular lens replacement | Intraocular lens (IOL) | Monofocal, astigmatism correcting IOL | AMO | JJSV TECNIS Eyhance Toric II IOL with TECNIS Simplicity Delivery System | DIU300I275 | Standalone | DE0505988 | Indicated for patients with astigmatism of 2.5 dioptre cylinder (DC) and above in at least 1 eye; where correction of astigmatism is considered clinically necessary
Ophthalmic | Intraocular lens replacement | Intraocular lens (IOL) | Monofocal, astigmatism correcting IOL | AMO | JJSV TECNIS Eyhance Toric II IOL with TECNIS Simplicity Delivery System | DIU300I280 | Standalone | DE0505988 | Indicated for patients with astigmatism of 2.5 dioptre cylinder (DC) and above in at least 1 eye; where correction of astigmatism is considered clinically necessary
Ophthalmic | Intraocular lens replacement | Intraocular lens (IOL) | Monofocal, astigmatism correcting IOL | AMO | JJSV TECNIS Eyhance Toric II IOL with TECNIS Simplicity Delivery System | DIU300I285 | Standalone | DE0505988 | Indicated for patients with astigmatism of 2.5 dioptre cylinder (DC) and above in at least 1 eye; where correction of astigmatism is considered clinically necessary
Ophthalmic | Intraocular lens replacement | Intraocular lens (IOL) | Monofocal, astigmatism correcting IOL | AMO | JJSV TECNIS Eyhance Toric II IOL with TECNIS Simplicity Delivery System | DIU300I290 | Standalone | DE0505988 | Indicated for patients with astigmatism of 2.5 dioptre cylinder (DC) and above in at least 1 eye; where correction of astigmatism is considered clinically necessary
Ophthalmic | Intraocular lens replacement | Intraocular lens (IOL) | Monofocal, astigmatism correcting IOL | AMO | JJSV TECNIS Eyhance Toric II IOL with TECNIS Simplicity Delivery System | DIU300I295 | Standalone | DE0505988 | Indicated for patients with astigmatism of 2.5 dioptre cylinder (DC) and above in at least 1 eye; where correction of astigmatism is considered clinically necessary
Ophthalmic | Intraocular lens replacement | Intraocular lens (IOL) | Monofocal, astigmatism correcting IOL | AMO | JJSV TECNIS Eyhance Toric II IOL with TECNIS Simplicity Delivery System | DIU300I300 | Standalone | DE0505988 | Indicated for patients with astigmatism of 2.5 dioptre cylinder (DC) and above in at least 1 eye; where correction of astigmatism is considered clinically necessary
Ophthalmic | Intraocular lens replacement | Intraocular lens (IOL) | Monofocal, astigmatism correcting IOL | AMO | JJSV TECNIS Eyhance Toric II IOL with TECNIS Simplicity Delivery System | DIU300I305 | Standalone | DE0505988 | Indicated for patients with astigmatism of 2.5 dioptre cylinder (DC) and above in at least 1 eye; where correction of astigmatism is considered clinically necessary
Ophthalmic | Intraocular lens replacement | Intraocular lens (IOL) | Monofocal, astigmatism correcting IOL | AMO | JJSV TECNIS Eyhance Toric II IOL with TECNIS Simplicity Delivery System | DIU300I310 | Standalone | DE0505988 | Indicated for patients with astigmatism of 2.5 dioptre cylinder (DC) and above in at least 1 eye; where correction of astigmatism is considered clinically necessary
Ophthalmic | Intraocular lens replacement | Intraocular lens (IOL) | Monofocal, astigmatism correcting IOL | AMO | JJSV TECNIS Eyhance Toric II IOL with TECNIS Simplicity Delivery System | DIU300I315 | Standalone | DE0505988 | Indicated for patients with astigmatism of 2.5 dioptre cylinder (DC) and above in at least 1 eye; where correction of astigmatism is considered clinically necessary
Ophthalmic | Intraocular lens replacement | Intraocular lens (IOL) | Monofocal, astigmatism correcting IOL | AMO | JJSV TECNIS Eyhance Toric II IOL with TECNIS Simplicity Delivery System | DIU300I320 | Standalone | DE0505988 | Indicated for patients with astigmatism of 2.5 dioptre cylinder (DC) and above in at least 1 eye; where correction of astigmatism is considered clinically necessary
Ophthalmic | Intraocular lens replacement | Intraocular lens (IOL) | Monofocal, astigmatism correcting IOL | AMO | JJSV TECNIS Eyhance Toric II IOL with TECNIS Simplicity Delivery System | DIU300I325 | Standalone | DE0505988 | Indicated for patients with astigmatism of 2.5 dioptre cylinder (DC) and above in at least 1 eye; where correction of astigmatism is considered clinically necessary
Ophthalmic | Intraocular lens replacement | Intraocular lens (IOL) | Monofocal, astigmatism correcting IOL | AMO | JJSV TECNIS Eyhance Toric II IOL with TECNIS Simplicity Delivery System | DIU300I330 | Standalone | DE0505988 | Indicated for patients with astigmatism of 2.5 dioptre cylinder (DC) and above in at least 1 eye; where correction of astigmatism is considered clinically necessary
Ophthalmic | Intraocular lens replacement | Intraocular lens (IOL) | Monofocal, astigmatism correcting IOL | AMO | JJSV TECNIS Eyhance Toric II IOL with TECNIS Simplicity Delivery System | DIU300I335 | Standalone | DE0505988 | Indicated for patients with astigmatism of 2.5 dioptre cylinder (DC) and above in at least 1 eye; where correction of astigmatism is considered clinically necessary
Ophthalmic | Intraocular lens replacement | Intraocular lens (IOL) | Monofocal, astigmatism correcting IOL | AMO | JJSV TECNIS Eyhance Toric II IOL with TECNIS Simplicity Delivery System | DIU300I340 | Standalone | DE0505988 | Indicated for patients with astigmatism of 2.5 dioptre cylinder (DC) and above in at least 1 eye; where correction of astigmatism is considered clinically necessary
Ophthalmic | Intraocular lens replacement | Intraocular lens (IOL) | Monofocal, astigmatism correcting IOL | AMO | JJSV TECNIS Eyhance Toric II IOL with TECNIS Simplicity Delivery System | DIU375I050 | Standalone | DE0505988 | Indicated for patients with astigmatism of 2.5 dioptre cylinder (DC) and above in at least 1 eye; where correction of astigmatism is considered clinically necessary
Ophthalmic | Intraocular lens replacement | Intraocular lens (IOL) | Monofocal, astigmatism correcting IOL | AMO | JJSV TECNIS Eyhance Toric II IOL with TECNIS Simplicity Delivery System | DIU375I055 | Standalone | DE0505988 | Indicated for patients with astigmatism of 2.5 dioptre cylinder (DC) and above in at least 1 eye; where correction of astigmatism is considered clinically necessary
Ophthalmic | Intraocular lens replacement | Intraocular lens (IOL) | Monofocal, astigmatism correcting IOL | AMO | JJSV TECNIS Eyhance Toric II IOL with TECNIS Simplicity Delivery System | DIU375I060 | Standalone | DE0505988 | Indicated for patients with astigmatism of 2.5 dioptre cylinder (DC) and above in at least 1 eye; where correction of astigmatism is considered clinically necessary
Ophthalmic | Intraocular lens replacement | Intraocular lens (IOL) | Monofocal, astigmatism correcting IOL | AMO | JJSV TECNIS Eyhance Toric II IOL with TECNIS Simplicity Delivery System | DIU375I065 | Standalone | DE0505988 | Indicated for patients with astigmatism of 2.5 dioptre cylinder (DC) and above in at least 1 eye; where correction of astigmatism is considered clinically necessary
Ophthalmic | Intraocular lens replacement | Intraocular lens (IOL) | Monofocal, astigmatism correcting IOL | AMO | JJSV TECNIS Eyhance Toric II IOL with TECNIS Simplicity Delivery System | DIU375I070 | Standalone | DE0505988 | Indicated for patients with astigmatism of 2.5 dioptre cylinder (DC) and above in at least 1 eye; where correction of astigmatism is considered clinically necessary
Ophthalmic | Intraocular lens replacement | Intraocular lens (IOL) | Monofocal, astigmatism correcting IOL | AMO | JJSV TECNIS Eyhance Toric II IOL with TECNIS Simplicity Delivery System | DIU375I075 | Standalone | DE0505988 | Indicated for patients with astigmatism of 2.5 dioptre cylinder (DC) and above in at least 1 eye; where correction of astigmatism is considered clinically necessary
Ophthalmic | Intraocular lens replacement | Intraocular lens (IOL) | Monofocal, astigmatism correcting IOL | AMO | JJSV TECNIS Eyhance Toric II IOL with TECNIS Simplicity Delivery System | DIU375I080 | Standalone | DE0505988 | Indicated for patients with astigmatism of 2.5 dioptre cylinder (DC) and above in at least 1 eye; where correction of astigmatism is considered clinically necessary
Ophthalmic | Intraocular lens replacement | Intraocular lens (IOL) | Monofocal, astigmatism correcting IOL | AMO | JJSV TECNIS Eyhance Toric II IOL with TECNIS Simplicity Delivery System | DIU375I085 | Standalone | DE0505988 | Indicated for patients with astigmatism of 2.5 dioptre cylinder (DC) and above in at least 1 eye; where correction of astigmatism is considered clinically necessary
Ophthalmic | Intraocular lens replacement | Intraocular lens (IOL) | Monofocal, astigmatism correcting IOL | AMO | JJSV TECNIS Eyhance Toric II IOL with TECNIS Simplicity Delivery System | DIU375I090 | Standalone | DE0505988 | Indicated for patients with astigmatism of 2.5 dioptre cylinder (DC) and above in at least 1 eye; where correction of astigmatism is considered clinically necessary
Ophthalmic | Intraocular lens replacement | Intraocular lens (IOL) | Monofocal, astigmatism correcting IOL | AMO | JJSV TECNIS Eyhance Toric II IOL with TECNIS Simplicity Delivery System | DIU375I095 | Standalone | DE0505988 | Indicated for patients with astigmatism of 2.5 dioptre cylinder (DC) and above in at least 1 eye; where correction of astigmatism is considered clinically necessary
Ophthalmic | Intraocular lens replacement | Intraocular lens (IOL) | Monofocal, astigmatism correcting IOL | AMO | JJSV TECNIS Eyhance Toric II IOL with TECNIS Simplicity Delivery System | DIU375I100 | Standalone | DE0505988 | Indicated for patients with astigmatism of 2.5 dioptre cylinder (DC) and above in at least 1 eye; where correction of astigmatism is considered clinically necessary
Ophthalmic | Intraocular lens replacement | Intraocular lens (IOL) | Monofocal, astigmatism correcting IOL | AMO | JJSV TECNIS Eyhance Toric II IOL with TECNIS Simplicity Delivery System | DIU375I105 | Standalone | DE0505988 | Indicated for patients with astigmatism of 2.5 dioptre cylinder (DC) and above in at least 1 eye; where correction of astigmatism is considered clinically necessary
Ophthalmic | Intraocular lens replacement | Intraocular lens (IOL) | Monofocal, astigmatism correcting IOL | AMO | JJSV TECNIS Eyhance Toric II IOL with TECNIS Simplicity Delivery System | DIU375I110 | Standalone | DE0505988 | Indicated for patients with astigmatism of 2.5 dioptre cylinder (DC) and above in at least 1 eye; where correction of astigmatism is considered clinically necessary
Ophthalmic | Intraocular lens replacement | Intraocular lens (IOL) | Monofocal, astigmatism correcting IOL | AMO | JJSV TECNIS Eyhance Toric II IOL with TECNIS Simplicity Delivery System | DIU375I115 | Standalone | DE0505988 | Indicated for patients with astigmatism of 2.5 dioptre cylinder (DC) and above in at least 1 eye; where correction of astigmatism is considered clinically necessary
Ophthalmic | Intraocular lens replacement | Intraocular lens (IOL) | Monofocal, astigmatism correcting IOL | AMO | JJSV TECNIS Eyhance Toric II IOL with TECNIS Simplicity Delivery System | DIU375I120 | Standalone | DE0505988 | Indicated for patients with astigmatism of 2.5 dioptre cylinder (DC) and above in at least 1 eye; where correction of astigmatism is considered clinically necessary
Ophthalmic | Intraocular lens replacement | Intraocular lens (IOL) | Monofocal, astigmatism correcting IOL | AMO | JJSV TECNIS Eyhance Toric II IOL with TECNIS Simplicity Delivery System | DIU375I125 | Standalone | DE0505988 | Indicated for patients with astigmatism of 2.5 dioptre cylinder (DC) and above in at least 1 eye; where correction of astigmatism is considered clinically necessary
Ophthalmic | Intraocular lens replacement | Intraocular lens (IOL) | Monofocal, astigmatism correcting IOL | AMO | JJSV TECNIS Eyhance Toric II IOL with TECNIS Simplicity Delivery System | DIU375I130 | Standalone | DE0505988 | Indicated for patients with astigmatism of 2.5 dioptre cylinder (DC) and above in at least 1 eye; where correction of astigmatism is considered clinically necessary
Ophthalmic | Intraocular lens replacement | Intraocular lens (IOL) | Monofocal, astigmatism correcting IOL | AMO | JJSV TECNIS Eyhance Toric II IOL with TECNIS Simplicity Delivery System | DIU375I135 | Standalone | DE0505988 | Indicated for patients with astigmatism of 2.5 dioptre cylinder (DC) and above in at least 1 eye; where correction of astigmatism is considered clinically necessary
Ophthalmic | Intraocular lens replacement | Intraocular lens (IOL) | Monofocal, astigmatism correcting IOL | AMO | JJSV TECNIS Eyhance Toric II IOL with TECNIS Simplicity Delivery System | DIU375I140 | Standalone | DE0505988 | Indicated for patients with astigmatism of 2.5 dioptre cylinder (DC) and above in at least 1 eye; where correction of astigmatism is considered clinically necessary
Ophthalmic | Intraocular lens replacement | Intraocular lens (IOL) | Monofocal, astigmatism correcting IOL | AMO | JJSV TECNIS Eyhance Toric II IOL with TECNIS Simplicity Delivery System | DIU375I145 | Standalone | DE0505988 | Indicated for patients with astigmatism of 2.5 dioptre cylinder (DC) and above in at least 1 eye; where correction of astigmatism is considered clinically necessary
Ophthalmic | Intraocular lens replacement | Intraocular lens (IOL) | Monofocal, astigmatism correcting IOL | AMO | JJSV TECNIS Eyhance Toric II IOL with TECNIS Simplicity Delivery System | DIU375I150 | Standalone | DE0505988 | Indicated for patients with astigmatism of 2.5 dioptre cylinder (DC) and above in at least 1 eye; where correction of astigmatism is considered clinically necessary
Ophthalmic | Intraocular lens replacement | Intraocular lens (IOL) | Monofocal, astigmatism correcting IOL | AMO | JJSV TECNIS Eyhance Toric II IOL with TECNIS Simplicity Delivery System | DIU375I155 | Standalone | DE0505988 | Indicated for patients with astigmatism of 2.5 dioptre cylinder (DC) and above in at least 1 eye; where correction of astigmatism is considered clinically necessary
Ophthalmic | Intraocular lens replacement | Intraocular lens (IOL) | Monofocal, astigmatism correcting IOL | AMO | JJSV TECNIS Eyhance Toric II IOL with TECNIS Simplicity Delivery System | DIU375I160 | Standalone | DE0505988 | Indicated for patients with astigmatism of 2.5 dioptre cylinder (DC) and above in at least 1 eye; where correction of astigmatism is considered clinically necessary
Ophthalmic | Intraocular lens replacement | Intraocular lens (IOL) | Monofocal, astigmatism correcting IOL | AMO | JJSV TECNIS Eyhance Toric II IOL with TECNIS Simplicity Delivery System | DIU375I165 | Standalone | DE0505988 | Indicated for patients with astigmatism of 2.5 dioptre cylinder (DC) and above in at least 1 eye; where correction of astigmatism is considered clinically necessary
Ophthalmic | Intraocular lens replacement | Intraocular lens (IOL) | Monofocal, astigmatism correcting IOL | AMO | JJSV TECNIS Eyhance Toric II IOL with TECNIS Simplicity Delivery System | DIU375I170 | Standalone | DE0505988 | Indicated for patients with astigmatism of 2.5 dioptre cylinder (DC) and above in at least 1 eye; where correction of astigmatism is considered clinically necessary
Ophthalmic | Intraocular lens replacement | Intraocular lens (IOL) | Monofocal, astigmatism correcting IOL | AMO | JJSV TECNIS Eyhance Toric II IOL with TECNIS Simplicity Delivery System | DIU375I175 | Standalone | DE0505988 | Indicated for patients with astigmatism of 2.5 dioptre cylinder (DC) and above in at least 1 eye; where correction of astigmatism is considered clinically necessary
Ophthalmic | Intraocular lens replacement | Intraocular lens (IOL) | Monofocal, astigmatism correcting IOL | AMO | JJSV TECNIS Eyhance Toric II IOL with TECNIS Simplicity Delivery System | DIU375I180 | Standalone | DE0505988 | Indicated for patients with astigmatism of 2.5 dioptre cylinder (DC) and above in at least 1 eye; where correction of astigmatism is considered clinically necessary
Ophthalmic | Intraocular lens replacement | Intraocular lens (IOL) | Monofocal, astigmatism correcting IOL | AMO | JJSV TECNIS Eyhance Toric II IOL with TECNIS Simplicity Delivery System | DIU375I185 | Standalone | DE0505988 | Indicated for patients with astigmatism of 2.5 dioptre cylinder (DC) and above in at least 1 eye; where correction of astigmatism is considered clinically necessary
Ophthalmic | Intraocular lens replacement | Intraocular lens (IOL) | Monofocal, astigmatism correcting IOL | AMO | JJSV TECNIS Eyhance Toric II IOL with TECNIS Simplicity Delivery System | DIU375I190 | Standalone | DE0505988 | Indicated for patients with astigmatism of 2.5 dioptre cylinder (DC) and above in at least 1 eye; where correction of astigmatism is considered clinically necessary
Ophthalmic | Intraocular lens replacement | Intraocular lens (IOL) | Monofocal, astigmatism correcting IOL | AMO | JJSV TECNIS Eyhance Toric II IOL with TECNIS Simplicity Delivery System | DIU375I195 | Standalone | DE0505988 | Indicated for patients with astigmatism of 2.5 dioptre cylinder (DC) and above in at least 1 eye; where correction of astigmatism is considered clinically necessary
Ophthalmic | Intraocular lens replacement | Intraocular lens (IOL) | Monofocal, astigmatism correcting IOL | AMO | JJSV TECNIS Eyhance Toric II IOL with TECNIS Simplicity Delivery System | DIU375I200 | Standalone | DE0505988 | Indicated for patients with astigmatism of 2.5 dioptre cylinder (DC) and above in at least 1 eye; where correction of astigmatism is considered clinically necessary
Ophthalmic | Intraocular lens replacement | Intraocular lens (IOL) | Monofocal, astigmatism correcting IOL | AMO | JJSV TECNIS Eyhance Toric II IOL with TECNIS Simplicity Delivery System | DIU375I205 | Standalone | DE0505988 | Indicated for patients with astigmatism of 2.5 dioptre cylinder (DC) and above in at least 1 eye; where correction of astigmatism is considered clinically necessary
Ophthalmic | Intraocular lens replacement | Intraocular lens (IOL) | Monofocal, astigmatism correcting IOL | AMO | JJSV TECNIS Eyhance Toric II IOL with TECNIS Simplicity Delivery System | DIU375I210 | Standalone | DE0505988 | Indicated for patients with astigmatism of 2.5 dioptre cylinder (DC) and above in at least 1 eye; where correction of astigmatism is considered clinically necessary
Ophthalmic | Intraocular lens replacement | Intraocular lens (IOL) | Monofocal, astigmatism correcting IOL | AMO | JJSV TECNIS Eyhance Toric II IOL with TECNIS Simplicity Delivery System | DIU375I215 | Standalone | DE0505988 | Indicated for patients with astigmatism of 2.5 dioptre cylinder (DC) and above in at least 1 eye; where correction of astigmatism is considered clinically necessary
Ophthalmic | Intraocular lens replacement | Intraocular lens (IOL) | Monofocal, astigmatism correcting IOL | AMO | JJSV TECNIS Eyhance Toric II IOL with TECNIS Simplicity Delivery System | DIU375I220 | Standalone | DE0505988 | Indicated for patients with astigmatism of 2.5 dioptre cylinder (DC) and above in at least 1 eye; where correction of astigmatism is considered clinically necessary
Ophthalmic | Intraocular lens replacement | Intraocular lens (IOL) | Monofocal, astigmatism correcting IOL | AMO | JJSV TECNIS Eyhance Toric II IOL with TECNIS Simplicity Delivery System | DIU375I225 | Standalone | DE0505988 | Indicated for patients with astigmatism of 2.5 dioptre cylinder (DC) and above in at least 1 eye; where correction of astigmatism is considered clinically necessary
Ophthalmic | Intraocular lens replacement | Intraocular lens (IOL) | Monofocal, astigmatism correcting IOL | AMO | JJSV TECNIS Eyhance Toric II IOL with TECNIS Simplicity Delivery System | DIU375I230 | Standalone | DE0505988 | Indicated for patients with astigmatism of 2.5 dioptre cylinder (DC) and above in at least 1 eye; where correction of astigmatism is considered clinically necessary
Ophthalmic | Intraocular lens replacement | Intraocular lens (IOL) | Monofocal, astigmatism correcting IOL | AMO | JJSV TECNIS Eyhance Toric II IOL with TECNIS Simplicity Delivery System | DIU375I235 | Standalone | DE0505988 | Indicated for patients with astigmatism of 2.5 dioptre cylinder (DC) and above in at least 1 eye; where correction of astigmatism is considered clinically necessary
Ophthalmic | Intraocular lens replacement | Intraocular lens (IOL) | Monofocal, astigmatism correcting IOL | AMO | JJSV TECNIS Eyhance Toric II IOL with TECNIS Simplicity Delivery System | DIU375I240 | Standalone | DE0505988 | Indicated for patients with astigmatism of 2.5 dioptre cylinder (DC) and above in at least 1 eye; where correction of astigmatism is considered clinically necessary
Ophthalmic | Intraocular lens replacement | Intraocular lens (IOL) | Monofocal, astigmatism correcting IOL | AMO | JJSV TECNIS Eyhance Toric II IOL with TECNIS Simplicity Delivery System | DIU375I245 | Standalone | DE0505988 | Indicated for patients with astigmatism of 2.5 dioptre cylinder (DC) and above in at least 1 eye; where correction of astigmatism is considered clinically necessary
Ophthalmic | Intraocular lens replacement | Intraocular lens (IOL) | Monofocal, astigmatism correcting IOL | AMO | JJSV TECNIS Eyhance Toric II IOL with TECNIS Simplicity Delivery System | DIU375I250 | Standalone | DE0505988 | Indicated for patients with astigmatism of 2.5 dioptre cylinder (DC) and above in at least 1 eye; where correction of astigmatism is considered clinically necessary
Ophthalmic | Intraocular lens replacement | Intraocular lens (IOL) | Monofocal, astigmatism correcting IOL | AMO | JJSV TECNIS Eyhance Toric II IOL with TECNIS Simplicity Delivery System | DIU375I255 | Standalone | DE0505988 | Indicated for patients with astigmatism of 2.5 dioptre cylinder (DC) and above in at least 1 eye; where correction of astigmatism is considered clinically necessary
Ophthalmic | Intraocular lens replacement | Intraocular lens (IOL) | Monofocal, astigmatism correcting IOL | AMO | JJSV TECNIS Eyhance Toric II IOL with TECNIS Simplicity Delivery System | DIU375I260 | Standalone | DE0505988 | Indicated for patients with astigmatism of 2.5 dioptre cylinder (DC) and above in at least 1 eye; where correction of astigmatism is considered clinically necessary
Ophthalmic | Intraocular lens replacement | Intraocular lens (IOL) | Monofocal, astigmatism correcting IOL | AMO | JJSV TECNIS Eyhance Toric II IOL with TECNIS Simplicity Delivery System | DIU375I265 | Standalone | DE0505988 | Indicated for patients with astigmatism of 2.5 dioptre cylinder (DC) and above in at least 1 eye; where correction of astigmatism is considered clinically necessary
Ophthalmic | Intraocular lens replacement | Intraocular lens (IOL) | Monofocal, astigmatism correcting IOL | AMO | JJSV TECNIS Eyhance Toric II IOL with TECNIS Simplicity Delivery System | DIU375I270 | Standalone | DE0505988 | Indicated for patients with astigmatism of 2.5 dioptre cylinder (DC) and above in at least 1 eye; where correction of astigmatism is considered clinically necessary
Ophthalmic | Intraocular lens replacement | Intraocular lens (IOL) | Monofocal, astigmatism correcting IOL | AMO | JJSV TECNIS Eyhance Toric II IOL with TECNIS Simplicity Delivery System | DIU375I275 | Standalone | DE0505988 | Indicated for patients with astigmatism of 2.5 dioptre cylinder (DC) and above in at least 1 eye; where correction of astigmatism is considered clinically necessary
Ophthalmic | Intraocular lens replacement | Intraocular lens (IOL) | Monofocal, astigmatism correcting IOL | AMO | JJSV TECNIS Eyhance Toric II IOL with TECNIS Simplicity Delivery System | DIU375I280 | Standalone | DE0505988 | Indicated for patients with astigmatism of 2.5 dioptre cylinder (DC) and above in at least 1 eye; where correction of astigmatism is considered clinically necessary
Ophthalmic | Intraocular lens replacement | Intraocular lens (IOL) | Monofocal, astigmatism correcting IOL | AMO | JJSV TECNIS Eyhance Toric II IOL with TECNIS Simplicity Delivery System | DIU375I285 | Standalone | DE0505988 | Indicated for patients with astigmatism of 2.5 dioptre cylinder (DC) and above in at least 1 eye; where correction of astigmatism is considered clinically necessary
Ophthalmic | Intraocular lens replacement | Intraocular lens (IOL) | Monofocal, astigmatism correcting IOL | AMO | JJSV TECNIS Eyhance Toric II IOL with TECNIS Simplicity Delivery System | DIU375I290 | Standalone | DE0505988 | Indicated for patients with astigmatism of 2.5 dioptre cylinder (DC) and above in at least 1 eye; where correction of astigmatism is considered clinically necessary
Ophthalmic | Intraocular lens replacement | Intraocular lens (IOL) | Monofocal, astigmatism correcting IOL | AMO | JJSV TECNIS Eyhance Toric II IOL with TECNIS Simplicity Delivery System | DIU375I295 | Standalone | DE0505988 | Indicated for patients with astigmatism of 2.5 dioptre cylinder (DC) and above in at least 1 eye; where correction of astigmatism is considered clinically necessary
Ophthalmic | Intraocular lens replacement | Intraocular lens (IOL) | Monofocal, astigmatism correcting IOL | AMO | JJSV TECNIS Eyhance Toric II IOL with TECNIS Simplicity Delivery System | DIU375I300 | Standalone | DE0505988 | Indicated for patients with astigmatism of 2.5 dioptre cylinder (DC) and above in at least 1 eye; where correction of astigmatism is considered clinically necessary
Ophthalmic | Intraocular lens replacement | Intraocular lens (IOL) | Monofocal, astigmatism correcting IOL | AMO | JJSV TECNIS Eyhance Toric II IOL with TECNIS Simplicity Delivery System | DIU375I305 | Standalone | DE0505988 | Indicated for patients with astigmatism of 2.5 dioptre cylinder (DC) and above in at least 1 eye; where correction of astigmatism is considered clinically necessary
Ophthalmic | Intraocular lens replacement | Intraocular lens (IOL) | Monofocal, astigmatism correcting IOL | AMO | JJSV TECNIS Eyhance Toric II IOL with TECNIS Simplicity Delivery System | DIU375I310 | Standalone | DE0505988 | Indicated for patients with astigmatism of 2.5 dioptre cylinder (DC) and above in at least 1 eye; where correction of astigmatism is considered clinically necessary
Ophthalmic | Intraocular lens replacement | Intraocular lens (IOL) | Monofocal, astigmatism correcting IOL | AMO | JJSV TECNIS Eyhance Toric II IOL with TECNIS Simplicity Delivery System | DIU375I315 | Standalone | DE0505988 | Indicated for patients with astigmatism of 2.5 dioptre cylinder (DC) and above in at least 1 eye; where correction of astigmatism is considered clinically necessary
Ophthalmic | Intraocular lens replacement | Intraocular lens (IOL) | Monofocal, astigmatism correcting IOL | AMO | JJSV TECNIS Eyhance Toric II IOL with TECNIS Simplicity Delivery System | DIU375I320 | Standalone | DE0505988 | Indicated for patients with astigmatism of 2.5 dioptre cylinder (DC) and above in at least 1 eye; where correction of astigmatism is considered clinically necessary
Ophthalmic | Intraocular lens replacement | Intraocular lens (IOL) | Monofocal, astigmatism correcting IOL | AMO | JJSV TECNIS Eyhance Toric II IOL with TECNIS Simplicity Delivery System | DIU375I325 | Standalone | DE0505988 | Indicated for patients with astigmatism of 2.5 dioptre cylinder (DC) and above in at least 1 eye; where correction of astigmatism is considered clinically necessary
Ophthalmic | Intraocular lens replacement | Intraocular lens (IOL) | Monofocal, astigmatism correcting IOL | AMO | JJSV TECNIS Eyhance Toric II IOL with TECNIS Simplicity Delivery System | DIU375I330 | Standalone | DE0505988 | Indicated for patients with astigmatism of 2.5 dioptre cylinder (DC) and above in at least 1 eye; where correction of astigmatism is considered clinically necessary
Ophthalmic | Intraocular lens replacement | Intraocular lens (IOL) | Monofocal, astigmatism correcting IOL | AMO | JJSV TECNIS Eyhance Toric II IOL with TECNIS Simplicity Delivery System | DIU375I335 | Standalone | DE0505988 | Indicated for patients with astigmatism of 2.5 dioptre cylinder (DC) and above in at least 1 eye; where correction of astigmatism is considered clinically necessary
Ophthalmic | Intraocular lens replacement | Intraocular lens (IOL) | Monofocal, astigmatism correcting IOL | AMO | JJSV TECNIS Eyhance Toric II IOL with TECNIS Simplicity Delivery System | DIU375I340 | Standalone | DE0505988 | Indicated for patients with astigmatism of 2.5 dioptre cylinder (DC) and above in at least 1 eye; where correction of astigmatism is considered clinically necessary
Ophthalmic | Intraocular lens replacement | Intraocular lens (IOL) | Monofocal, astigmatism correcting IOL | AMO | JJSV TECNIS Eyhance Toric II IOL with TECNIS Simplicity Delivery System | DIU450I050 | Standalone | DE0505988 | Indicated for patients with astigmatism of 2.5 dioptre cylinder (DC) and above in at least 1 eye; where correction of astigmatism is considered clinically necessary
Ophthalmic | Intraocular lens replacement | Intraocular lens (IOL) | Monofocal, astigmatism correcting IOL | AMO | JJSV TECNIS Eyhance Toric II IOL with TECNIS Simplicity Delivery System | DIU450I055 | Standalone | DE0505988 | Indicated for patients with astigmatism of 2.5 dioptre cylinder (DC) and above in at least 1 eye; where correction of astigmatism is considered clinically necessary
Ophthalmic | Intraocular lens replacement | Intraocular lens (IOL) | Monofocal, astigmatism correcting IOL | AMO | JJSV TECNIS Eyhance Toric II IOL with TECNIS Simplicity Delivery System | DIU450I060 | Standalone | DE0505988 | Indicated for patients with astigmatism of 2.5 dioptre cylinder (DC) and above in at least 1 eye; where correction of astigmatism is considered clinically necessary
Ophthalmic | Intraocular lens replacement | Intraocular lens (IOL) | Monofocal, astigmatism correcting IOL | AMO | JJSV TECNIS Eyhance Toric II IOL with TECNIS Simplicity Delivery System | DIU450I065 | Standalone | DE0505988 | Indicated for patients with astigmatism of 2.5 dioptre cylinder (DC) and above in at least 1 eye; where correction of astigmatism is considered clinically necessary
Ophthalmic | Intraocular lens replacement | Intraocular lens (IOL) | Monofocal, astigmatism correcting IOL | AMO | JJSV TECNIS Eyhance Toric II IOL with TECNIS Simplicity Delivery System | DIU450I070 | Standalone | DE0505988 | Indicated for patients with astigmatism of 2.5 dioptre cylinder (DC) and above in at least 1 eye; where correction of astigmatism is considered clinically necessary
Ophthalmic | Intraocular lens replacement | Intraocular lens (IOL) | Monofocal, astigmatism correcting IOL | AMO | JJSV TECNIS Eyhance Toric II IOL with TECNIS Simplicity Delivery System | DIU450I075 | Standalone | DE0505988 | Indicated for patients with astigmatism of 2.5 dioptre cylinder (DC) and above in at least 1 eye; where correction of astigmatism is considered clinically necessary
Ophthalmic | Intraocular lens replacement | Intraocular lens (IOL) | Monofocal, astigmatism correcting IOL | AMO | JJSV TECNIS Eyhance Toric II IOL with TECNIS Simplicity Delivery System | DIU450I080 | Standalone | DE0505988 | Indicated for patients with astigmatism of 2.5 dioptre cylinder (DC) and above in at least 1 eye; where correction of astigmatism is considered clinically necessary
Ophthalmic | Intraocular lens replacement | Intraocular lens (IOL) | Monofocal, astigmatism correcting IOL | AMO | JJSV TECNIS Eyhance Toric II IOL with TECNIS Simplicity Delivery System | DIU450I085 | Standalone | DE0505988 | Indicated for patients with astigmatism of 2.5 dioptre cylinder (DC) and above in at least 1 eye; where correction of astigmatism is considered clinically necessary
Ophthalmic | Intraocular lens replacement | Intraocular lens (IOL) | Monofocal, astigmatism correcting IOL | AMO | JJSV TECNIS Eyhance Toric II IOL with TECNIS Simplicity Delivery System | DIU450I090 | Standalone | DE0505988 | Indicated for patients with astigmatism of 2.5 dioptre cylinder (DC) and above in at least 1 eye; where correction of astigmatism is considered clinically necessary
Ophthalmic | Intraocular lens replacement | Intraocular lens (IOL) | Monofocal, astigmatism correcting IOL | AMO | JJSV TECNIS Eyhance Toric II IOL with TECNIS Simplicity Delivery System | DIU450I095 | Standalone | DE0505988 | Indicated for patients with astigmatism of 2.5 dioptre cylinder (DC) and above in at least 1 eye; where correction of astigmatism is considered clinically necessary
Ophthalmic | Intraocular lens replacement | Intraocular lens (IOL) | Monofocal, astigmatism correcting IOL | AMO | JJSV TECNIS Eyhance Toric II IOL with TECNIS Simplicity Delivery System | DIU450I100 | Standalone | DE0505988 | Indicated for patients with astigmatism of 2.5 dioptre cylinder (DC) and above in at least 1 eye; where correction of astigmatism is considered clinically necessary
Ophthalmic | Intraocular lens replacement | Intraocular lens (IOL) | Monofocal, astigmatism correcting IOL | AMO | JJSV TECNIS Eyhance Toric II IOL with TECNIS Simplicity Delivery System | DIU450I105 | Standalone | DE0505988 | Indicated for patients with astigmatism of 2.5 dioptre cylinder (DC) and above in at least 1 eye; where correction of astigmatism is considered clinically necessary
Ophthalmic | Intraocular lens replacement | Intraocular lens (IOL) | Monofocal, astigmatism correcting IOL | AMO | JJSV TECNIS Eyhance Toric II IOL with TECNIS Simplicity Delivery System | DIU450I110 | Standalone | DE0505988 | Indicated for patients with astigmatism of 2.5 dioptre cylinder (DC) and above in at least 1 eye; where correction of astigmatism is considered clinically necessary
Ophthalmic | Intraocular lens replacement | Intraocular lens (IOL) | Monofocal, astigmatism correcting IOL | AMO | JJSV TECNIS Eyhance Toric II IOL with TECNIS Simplicity Delivery System | DIU450I115 | Standalone | DE0505988 | Indicated for patients with astigmatism of 2.5 dioptre cylinder (DC) and above in at least 1 eye; where correction of astigmatism is considered clinically necessary
Ophthalmic | Intraocular lens replacement | Intraocular lens (IOL) | Monofocal, astigmatism correcting IOL | AMO | JJSV TECNIS Eyhance Toric II IOL with TECNIS Simplicity Delivery System | DIU450I120 | Standalone | DE0505988 | Indicated for patients with astigmatism of 2.5 dioptre cylinder (DC) and above in at least 1 eye; where correction of astigmatism is considered clinically necessary
Ophthalmic | Intraocular lens replacement | Intraocular lens (IOL) | Monofocal, astigmatism correcting IOL | AMO | JJSV TECNIS Eyhance Toric II IOL with TECNIS Simplicity Delivery System | DIU450I125 | Standalone | DE0505988 | Indicated for patients with astigmatism of 2.5 dioptre cylinder (DC) and above in at least 1 eye; where correction of astigmatism is considered clinically necessary
Ophthalmic | Intraocular lens replacement | Intraocular lens (IOL) | Monofocal, astigmatism correcting IOL | AMO | JJSV TECNIS Eyhance Toric II IOL with TECNIS Simplicity Delivery System | DIU450I130 | Standalone | DE0505988 | Indicated for patients with astigmatism of 2.5 dioptre cylinder (DC) and above in at least 1 eye; where correction of astigmatism is considered clinically necessary
Ophthalmic | Intraocular lens replacement | Intraocular lens (IOL) | Monofocal, astigmatism correcting IOL | AMO | JJSV TECNIS Eyhance Toric II IOL with TECNIS Simplicity Delivery System | DIU450I135 | Standalone | DE0505988 | Indicated for patients with astigmatism of 2.5 dioptre cylinder (DC) and above in at least 1 eye; where correction of astigmatism is considered clinically necessary
Ophthalmic | Intraocular lens replacement | Intraocular lens (IOL) | Monofocal, astigmatism correcting IOL | AMO | JJSV TECNIS Eyhance Toric II IOL with TECNIS Simplicity Delivery System | DIU450I140 | Standalone | DE0505988 | Indicated for patients with astigmatism of 2.5 dioptre cylinder (DC) and above in at least 1 eye; where correction of astigmatism is considered clinically necessary
Ophthalmic | Intraocular lens replacement | Intraocular lens (IOL) | Monofocal, astigmatism correcting IOL | AMO | JJSV TECNIS Eyhance Toric II IOL with TECNIS Simplicity Delivery System | DIU450I145 | Standalone | DE0505988 | Indicated for patients with astigmatism of 2.5 dioptre cylinder (DC) and above in at least 1 eye; where correction of astigmatism is considered clinically necessary
Ophthalmic | Intraocular lens replacement | Intraocular lens (IOL) | Monofocal, astigmatism correcting IOL | AMO | JJSV TECNIS Eyhance Toric II IOL with TECNIS Simplicity Delivery System | DIU450I150 | Standalone | DE0505988 | Indicated for patients with astigmatism of 2.5 dioptre cylinder (DC) and above in at least 1 eye; where correction of astigmatism is considered clinically necessary
Ophthalmic | Intraocular lens replacement | Intraocular lens (IOL) | Monofocal, astigmatism correcting IOL | AMO | JJSV TECNIS Eyhance Toric II IOL with TECNIS Simplicity Delivery System | DIU450I155 | Standalone | DE0505988 | Indicated for patients with astigmatism of 2.5 dioptre cylinder (DC) and above in at least 1 eye; where correction of astigmatism is considered clinically necessary
Ophthalmic | Intraocular lens replacement | Intraocular lens (IOL) | Monofocal, astigmatism correcting IOL | AMO | JJSV TECNIS Eyhance Toric II IOL with TECNIS Simplicity Delivery System | DIU450I160 | Standalone | DE0505988 | Indicated for patients with astigmatism of 2.5 dioptre cylinder (DC) and above in at least 1 eye; where correction of astigmatism is considered clinically necessary
Ophthalmic | Intraocular lens replacement | Intraocular lens (IOL) | Monofocal, astigmatism correcting IOL | AMO | JJSV TECNIS Eyhance Toric II IOL with TECNIS Simplicity Delivery System | DIU450I165 | Standalone | DE0505988 | Indicated for patients with astigmatism of 2.5 dioptre cylinder (DC) and above in at least 1 eye; where correction of astigmatism is considered clinically necessary
Ophthalmic | Intraocular lens replacement | Intraocular lens (IOL) | Monofocal, astigmatism correcting IOL | AMO | JJSV TECNIS Eyhance Toric II IOL with TECNIS Simplicity Delivery System | DIU450I170 | Standalone | DE0505988 | Indicated for patients with astigmatism of 2.5 dioptre cylinder (DC) and above in at least 1 eye; where correction of astigmatism is considered clinically necessary
Ophthalmic | Intraocular lens replacement | Intraocular lens (IOL) | Monofocal, astigmatism correcting IOL | AMO | JJSV TECNIS Eyhance Toric II IOL with TECNIS Simplicity Delivery System | DIU450I175 | Standalone | DE0505988 | Indicated for patients with astigmatism of 2.5 dioptre cylinder (DC) and above in at least 1 eye; where correction of astigmatism is considered clinically necessary
Ophthalmic | Intraocular lens replacement | Intraocular lens (IOL) | Monofocal, astigmatism correcting IOL | AMO | JJSV TECNIS Eyhance Toric II IOL with TECNIS Simplicity Delivery System | DIU450I180 | Standalone | DE0505988 | Indicated for patients with astigmatism of 2.5 dioptre cylinder (DC) and above in at least 1 eye; where correction of astigmatism is considered clinically necessary
Ophthalmic | Intraocular lens replacement | Intraocular lens (IOL) | Monofocal, astigmatism correcting IOL | AMO | JJSV TECNIS Eyhance Toric II IOL with TECNIS Simplicity Delivery System | DIU450I185 | Standalone | DE0505988 | Indicated for patients with astigmatism of 2.5 dioptre cylinder (DC) and above in at least 1 eye; where correction of astigmatism is considered clinically necessary
Ophthalmic | Intraocular lens replacement | Intraocular lens (IOL) | Monofocal, astigmatism correcting IOL | AMO | JJSV TECNIS Eyhance Toric II IOL with TECNIS Simplicity Delivery System | DIU450I190 | Standalone | DE0505988 | Indicated for patients with astigmatism of 2.5 dioptre cylinder (DC) and above in at least 1 eye; where correction of astigmatism is considered clinically necessary
Ophthalmic | Intraocular lens replacement | Intraocular lens (IOL) | Monofocal, astigmatism correcting IOL | AMO | JJSV TECNIS Eyhance Toric II IOL with TECNIS Simplicity Delivery System | DIU450I195 | Standalone | DE0505988 | Indicated for patients with astigmatism of 2.5 dioptre cylinder (DC) and above in at least 1 eye; where correction of astigmatism is considered clinically necessary
Ophthalmic | Intraocular lens replacement | Intraocular lens (IOL) | Monofocal, astigmatism correcting IOL | AMO | JJSV TECNIS Eyhance Toric II IOL with TECNIS Simplicity Delivery System | DIU450I200 | Standalone | DE0505988 | Indicated for patients with astigmatism of 2.5 dioptre cylinder (DC) and above in at least 1 eye; where correction of astigmatism is considered clinically necessary
Ophthalmic | Intraocular lens replacement | Intraocular lens (IOL) | Monofocal, astigmatism correcting IOL | AMO | JJSV TECNIS Eyhance Toric II IOL with TECNIS Simplicity Delivery System | DIU450I205 | Standalone | DE0505988 | Indicated for patients with astigmatism of 2.5 dioptre cylinder (DC) and above in at least 1 eye; where correction of astigmatism is considered clinically necessary
Ophthalmic | Intraocular lens replacement | Intraocular lens (IOL) | Monofocal, astigmatism correcting IOL | AMO | JJSV TECNIS Eyhance Toric II IOL with TECNIS Simplicity Delivery System | DIU450I210 | Standalone | DE0505988 | Indicated for patients with astigmatism of 2.5 dioptre cylinder (DC) and above in at least 1 eye; where correction of astigmatism is considered clinically necessary
Ophthalmic | Intraocular lens replacement | Intraocular lens (IOL) | Monofocal, astigmatism correcting IOL | AMO | JJSV TECNIS Eyhance Toric II IOL with TECNIS Simplicity Delivery System | DIU450I215 | Standalone | DE0505988 | Indicated for patients with astigmatism of 2.5 dioptre cylinder (DC) and above in at least 1 eye; where correction of astigmatism is considered clinically necessary
Ophthalmic | Intraocular lens replacement | Intraocular lens (IOL) | Monofocal, astigmatism correcting IOL | AMO | JJSV TECNIS Eyhance Toric II IOL with TECNIS Simplicity Delivery System | DIU450I220 | Standalone | DE0505988 | Indicated for patients with astigmatism of 2.5 dioptre cylinder (DC) and above in at least 1 eye; where correction of astigmatism is considered clinically necessary
Ophthalmic | Intraocular lens replacement | Intraocular lens (IOL) | Monofocal, astigmatism correcting IOL | AMO | JJSV TECNIS Eyhance Toric II IOL with TECNIS Simplicity Delivery System | DIU450I225 | Standalone | DE0505988 | Indicated for patients with astigmatism of 2.5 dioptre cylinder (DC) and above in at least 1 eye; where correction of astigmatism is considered clinically necessary
Ophthalmic | Intraocular lens replacement | Intraocular lens (IOL) | Monofocal, astigmatism correcting IOL | AMO | JJSV TECNIS Eyhance Toric II IOL with TECNIS Simplicity Delivery System | DIU450I230 | Standalone | DE0505988 | Indicated for patients with astigmatism of 2.5 dioptre cylinder (DC) and above in at least 1 eye; where correction of astigmatism is considered clinically necessary
Ophthalmic | Intraocular lens replacement | Intraocular lens (IOL) | Monofocal, astigmatism correcting IOL | AMO | JJSV TECNIS Eyhance Toric II IOL with TECNIS Simplicity Delivery System | DIU450I235 | Standalone | DE0505988 | Indicated for patients with astigmatism of 2.5 dioptre cylinder (DC) and above in at least 1 eye; where correction of astigmatism is considered clinically necessary
Ophthalmic | Intraocular lens replacement | Intraocular lens (IOL) | Monofocal, astigmatism correcting IOL | AMO | JJSV TECNIS Eyhance Toric II IOL with TECNIS Simplicity Delivery System | DIU450I240 | Standalone | DE0505988 | Indicated for patients with astigmatism of 2.5 dioptre cylinder (DC) and above in at least 1 eye; where correction of astigmatism is considered clinically necessary
Ophthalmic | Intraocular lens replacement | Intraocular lens (IOL) | Monofocal, astigmatism correcting IOL | AMO | JJSV TECNIS Eyhance Toric II IOL with TECNIS Simplicity Delivery System | DIU450I245 | Standalone | DE0505988 | Indicated for patients with astigmatism of 2.5 dioptre cylinder (DC) and above in at least 1 eye; where correction of astigmatism is considered clinically necessary
Ophthalmic | Intraocular lens replacement | Intraocular lens (IOL) | Monofocal, astigmatism correcting IOL | AMO | JJSV TECNIS Eyhance Toric II IOL with TECNIS Simplicity Delivery System | DIU450I250 | Standalone | DE0505988 | Indicated for patients with astigmatism of 2.5 dioptre cylinder (DC) and above in at least 1 eye; where correction of astigmatism is considered clinically necessary
Ophthalmic | Intraocular lens replacement | Intraocular lens (IOL) | Monofocal, astigmatism correcting IOL | AMO | JJSV TECNIS Eyhance Toric II IOL with TECNIS Simplicity Delivery System | DIU450I255 | Standalone | DE0505988 | Indicated for patients with astigmatism of 2.5 dioptre cylinder (DC) and above in at least 1 eye; where correction of astigmatism is considered clinically necessary
Ophthalmic | Intraocular lens replacement | Intraocular lens (IOL) | Monofocal, astigmatism correcting IOL | AMO | JJSV TECNIS Eyhance Toric II IOL with TECNIS Simplicity Delivery System | DIU450I260 | Standalone | DE0505988 | Indicated for patients with astigmatism of 2.5 dioptre cylinder (DC) and above in at least 1 eye; where correction of astigmatism is considered clinically necessary
Ophthalmic | Intraocular lens replacement | Intraocular lens (IOL) | Monofocal, astigmatism correcting IOL | AMO | JJSV TECNIS Eyhance Toric II IOL with TECNIS Simplicity Delivery System | DIU450I265 | Standalone | DE0505988 | Indicated for patients with astigmatism of 2.5 dioptre cylinder (DC) and above in at least 1 eye; where correction of astigmatism is considered clinically necessary
Ophthalmic | Intraocular lens replacement | Intraocular lens (IOL) | Monofocal, astigmatism correcting IOL | AMO | JJSV TECNIS Eyhance Toric II IOL with TECNIS Simplicity Delivery System | DIU450I270 | Standalone | DE0505988 | Indicated for patients with astigmatism of 2.5 dioptre cylinder (DC) and above in at least 1 eye; where correction of astigmatism is considered clinically necessary
Ophthalmic | Intraocular lens replacement | Intraocular lens (IOL) | Monofocal, astigmatism correcting IOL | AMO | JJSV TECNIS Eyhance Toric II IOL with TECNIS Simplicity Delivery System | DIU450I275 | Standalone | DE0505988 | Indicated for patients with astigmatism of 2.5 dioptre cylinder (DC) and above in at least 1 eye; where correction of astigmatism is considered clinically necessary
Ophthalmic | Intraocular lens replacement | Intraocular lens (IOL) | Monofocal, astigmatism correcting IOL | AMO | JJSV TECNIS Eyhance Toric II IOL with TECNIS Simplicity Delivery System | DIU450I280 | Standalone | DE0505988 | Indicated for patients with astigmatism of 2.5 dioptre cylinder (DC) and above in at least 1 eye; where correction of astigmatism is considered clinically necessary
Ophthalmic | Intraocular lens replacement | Intraocular lens (IOL) | Monofocal, astigmatism correcting IOL | AMO | JJSV TECNIS Eyhance Toric II IOL with TECNIS Simplicity Delivery System | DIU450I285 | Standalone | DE0505988 | Indicated for patients with astigmatism of 2.5 dioptre cylinder (DC) and above in at least 1 eye; where correction of astigmatism is considered clinically necessary
Ophthalmic | Intraocular lens replacement | Intraocular lens (IOL) | Monofocal, astigmatism correcting IOL | AMO | JJSV TECNIS Eyhance Toric II IOL with TECNIS Simplicity Delivery System | DIU450I290 | Standalone | DE0505988 | Indicated for patients with astigmatism of 2.5 dioptre cylinder (DC) and above in at least 1 eye; where correction of astigmatism is considered clinically necessary
Ophthalmic | Intraocular lens replacement | Intraocular lens (IOL) | Monofocal, astigmatism correcting IOL | AMO | JJSV TECNIS Eyhance Toric II IOL with TECNIS Simplicity Delivery System | DIU450I295 | Standalone | DE0505988 | Indicated for patients with astigmatism of 2.5 dioptre cylinder (DC) and above in at least 1 eye; where correction of astigmatism is considered clinically necessary
Ophthalmic | Intraocular lens replacement | Intraocular lens (IOL) | Monofocal, astigmatism correcting IOL | AMO | JJSV TECNIS Eyhance Toric II IOL with TECNIS Simplicity Delivery System | DIU450I300 | Standalone | DE0505988 | Indicated for patients with astigmatism of 2.5 dioptre cylinder (DC) and above in at least 1 eye; where correction of astigmatism is considered clinically necessary
Ophthalmic | Intraocular lens replacement | Intraocular lens (IOL) | Monofocal, astigmatism correcting IOL | AMO | JJSV TECNIS Eyhance Toric II IOL with TECNIS Simplicity Delivery System | DIU450I305 | Standalone | DE0505988 | Indicated for patients with astigmatism of 2.5 dioptre cylinder (DC) and above in at least 1 eye; where correction of astigmatism is considered clinically necessary
Ophthalmic | Intraocular lens replacement | Intraocular lens (IOL) | Monofocal, astigmatism correcting IOL | AMO | JJSV TECNIS Eyhance Toric II IOL with TECNIS Simplicity Delivery System | DIU450I310 | Standalone | DE0505988 | Indicated for patients with astigmatism of 2.5 dioptre cylinder (DC) and above in at least 1 eye; where correction of astigmatism is considered clinically necessary
Ophthalmic | Intraocular lens replacement | Intraocular lens (IOL) | Monofocal, astigmatism correcting IOL | AMO | JJSV TECNIS Eyhance Toric II IOL with TECNIS Simplicity Delivery System | DIU450I315 | Standalone | DE0505988 | Indicated for patients with astigmatism of 2.5 dioptre cylinder (DC) and above in at least 1 eye; where correction of astigmatism is considered clinically necessary
Ophthalmic | Intraocular lens replacement | Intraocular lens (IOL) | Monofocal, astigmatism correcting IOL | AMO | JJSV TECNIS Eyhance Toric II IOL with TECNIS Simplicity Delivery System | DIU450I320 | Standalone | DE0505988 | Indicated for patients with astigmatism of 2.5 dioptre cylinder (DC) and above in at least 1 eye; where correction of astigmatism is considered clinically necessary
Ophthalmic | Intraocular lens replacement | Intraocular lens (IOL) | Monofocal, astigmatism correcting IOL | AMO | JJSV TECNIS Eyhance Toric II IOL with TECNIS Simplicity Delivery System | DIU450I325 | Standalone | DE0505988 | Indicated for patients with astigmatism of 2.5 dioptre cylinder (DC) and above in at least 1 eye; where correction of astigmatism is considered clinically necessary
Ophthalmic | Intraocular lens replacement | Intraocular lens (IOL) | Monofocal, astigmatism correcting IOL | AMO | JJSV TECNIS Eyhance Toric II IOL with TECNIS Simplicity Delivery System | DIU450I330 | Standalone | DE0505988 | Indicated for patients with astigmatism of 2.5 dioptre cylinder (DC) and above in at least 1 eye; where correction of astigmatism is considered clinically necessary
Ophthalmic | Intraocular lens replacement | Intraocular lens (IOL) | Monofocal, astigmatism correcting IOL | AMO | JJSV TECNIS Eyhance Toric II IOL with TECNIS Simplicity Delivery System | DIU450I335 | Standalone | DE0505988 | Indicated for patients with astigmatism of 2.5 dioptre cylinder (DC) and above in at least 1 eye; where correction of astigmatism is considered clinically necessary
Ophthalmic | Intraocular lens replacement | Intraocular lens (IOL) | Monofocal, astigmatism correcting IOL | AMO | JJSV TECNIS Eyhance Toric II IOL with TECNIS Simplicity Delivery System | DIU450I340 | Standalone | DE0505988 | Indicated for patients with astigmatism of 2.5 dioptre cylinder (DC) and above in at least 1 eye; where correction of astigmatism is considered clinically necessary
Ophthalmic | Intraocular lens replacement | Intraocular lens (IOL) | Monofocal, astigmatism correcting IOL | AMO | JJSV TECNIS Eyhance Toric II IOL with TECNIS Simplicity Delivery System | DIU525I050 | Standalone | DE0505988 | Indicated for patients with astigmatism of 2.5 dioptre cylinder (DC) and above in at least 1 eye; where correction of astigmatism is considered clinically necessary
Ophthalmic | Intraocular lens replacement | Intraocular lens (IOL) | Monofocal, astigmatism correcting IOL | AMO | JJSV TECNIS Eyhance Toric II IOL with TECNIS Simplicity Delivery System | DIU525I055 | Standalone | DE0505988 | Indicated for patients with astigmatism of 2.5 dioptre cylinder (DC) and above in at least 1 eye; where correction of astigmatism is considered clinically necessary
Ophthalmic | Intraocular lens replacement | Intraocular lens (IOL) | Monofocal, astigmatism correcting IOL | AMO | JJSV TECNIS Eyhance Toric II IOL with TECNIS Simplicity Delivery System | DIU525I060 | Standalone | DE0505988 | Indicated for patients with astigmatism of 2.5 dioptre cylinder (DC) and above in at least 1 eye; where correction of astigmatism is considered clinically necessary
Ophthalmic | Intraocular lens replacement | Intraocular lens (IOL) | Monofocal, astigmatism correcting IOL | AMO | JJSV TECNIS Eyhance Toric II IOL with TECNIS Simplicity Delivery System | DIU525I065 | Standalone | DE0505988 | Indicated for patients with astigmatism of 2.5 dioptre cylinder (DC) and above in at least 1 eye; where correction of astigmatism is considered clinically necessary
Ophthalmic | Intraocular lens replacement | Intraocular lens (IOL) | Monofocal, astigmatism correcting IOL | AMO | JJSV TECNIS Eyhance Toric II IOL with TECNIS Simplicity Delivery System | DIU525I070 | Standalone | DE0505988 | Indicated for patients with astigmatism of 2.5 dioptre cylinder (DC) and above in at least 1 eye; where correction of astigmatism is considered clinically necessary
Ophthalmic | Intraocular lens replacement | Intraocular lens (IOL) | Monofocal, astigmatism correcting IOL | AMO | JJSV TECNIS Eyhance Toric II IOL with TECNIS Simplicity Delivery System | DIU525I075 | Standalone | DE0505988 | Indicated for patients with astigmatism of 2.5 dioptre cylinder (DC) and above in at least 1 eye; where correction of astigmatism is considered clinically necessary
Ophthalmic | Intraocular lens replacement | Intraocular lens (IOL) | Monofocal, astigmatism correcting IOL | AMO | JJSV TECNIS Eyhance Toric II IOL with TECNIS Simplicity Delivery System | DIU525I080 | Standalone | DE0505988 | Indicated for patients with astigmatism of 2.5 dioptre cylinder (DC) and above in at least 1 eye; where correction of astigmatism is considered clinically necessary
Ophthalmic | Intraocular lens replacement | Intraocular lens (IOL) | Monofocal, astigmatism correcting IOL | AMO | JJSV TECNIS Eyhance Toric II IOL with TECNIS Simplicity Delivery System | DIU525I085 | Standalone | DE0505988 | Indicated for patients with astigmatism of 2.5 dioptre cylinder (DC) and above in at least 1 eye; where correction of astigmatism is considered clinically necessary
Ophthalmic | Intraocular lens replacement | Intraocular lens (IOL) | Monofocal, astigmatism correcting IOL | AMO | JJSV TECNIS Eyhance Toric II IOL with TECNIS Simplicity Delivery System | DIU525I090 | Standalone | DE0505988 | Indicated for patients with astigmatism of 2.5 dioptre cylinder (DC) and above in at least 1 eye; where correction of astigmatism is considered clinically necessary
Ophthalmic | Intraocular lens replacement | Intraocular lens (IOL) | Monofocal, astigmatism correcting IOL | AMO | JJSV TECNIS Eyhance Toric II IOL with TECNIS Simplicity Delivery System | DIU525I095 | Standalone | DE0505988 | Indicated for patients with astigmatism of 2.5 dioptre cylinder (DC) and above in at least 1 eye; where correction of astigmatism is considered clinically necessary
Ophthalmic | Intraocular lens replacement | Intraocular lens (IOL) | Monofocal, astigmatism correcting IOL | AMO | JJSV TECNIS Eyhance Toric II IOL with TECNIS Simplicity Delivery System | DIU525I100 | Standalone | DE0505988 | Indicated for patients with astigmatism of 2.5 dioptre cylinder (DC) and above in at least 1 eye; where correction of astigmatism is considered clinically necessary
Ophthalmic | Intraocular lens replacement | Intraocular lens (IOL) | Monofocal, astigmatism correcting IOL | AMO | JJSV TECNIS Eyhance Toric II IOL with TECNIS Simplicity Delivery System | DIU525I105 | Standalone | DE0505988 | Indicated for patients with astigmatism of 2.5 dioptre cylinder (DC) and above in at least 1 eye; where correction of astigmatism is considered clinically necessary
Ophthalmic | Intraocular lens replacement | Intraocular lens (IOL) | Monofocal, astigmatism correcting IOL | AMO | JJSV TECNIS Eyhance Toric II IOL with TECNIS Simplicity Delivery System | DIU525I110 | Standalone | DE0505988 | Indicated for patients with astigmatism of 2.5 dioptre cylinder (DC) and above in at least 1 eye; where correction of astigmatism is considered clinically necessary
Ophthalmic | Intraocular lens replacement | Intraocular lens (IOL) | Monofocal, astigmatism correcting IOL | AMO | JJSV TECNIS Eyhance Toric II IOL with TECNIS Simplicity Delivery System | DIU525I115 | Standalone | DE0505988 | Indicated for patients with astigmatism of 2.5 dioptre cylinder (DC) and above in at least 1 eye; where correction of astigmatism is considered clinically necessary
Ophthalmic | Intraocular lens replacement | Intraocular lens (IOL) | Monofocal, astigmatism correcting IOL | AMO | JJSV TECNIS Eyhance Toric II IOL with TECNIS Simplicity Delivery System | DIU525I120 | Standalone | DE0505988 | Indicated for patients with astigmatism of 2.5 dioptre cylinder (DC) and above in at least 1 eye; where correction of astigmatism is considered clinically necessary
Ophthalmic | Intraocular lens replacement | Intraocular lens (IOL) | Monofocal, astigmatism correcting IOL | AMO | JJSV TECNIS Eyhance Toric II IOL with TECNIS Simplicity Delivery System | DIU525I125 | Standalone | DE0505988 | Indicated for patients with astigmatism of 2.5 dioptre cylinder (DC) and above in at least 1 eye; where correction of astigmatism is considered clinically necessary
Ophthalmic | Intraocular lens replacement | Intraocular lens (IOL) | Monofocal, astigmatism correcting IOL | AMO | JJSV TECNIS Eyhance Toric II IOL with TECNIS Simplicity Delivery System | DIU525I130 | Standalone | DE0505988 | Indicated for patients with astigmatism of 2.5 dioptre cylinder (DC) and above in at least 1 eye; where correction of astigmatism is considered clinically necessary
Ophthalmic | Intraocular lens replacement | Intraocular lens (IOL) | Monofocal, astigmatism correcting IOL | AMO | JJSV TECNIS Eyhance Toric II IOL with TECNIS Simplicity Delivery System | DIU525I135 | Standalone | DE0505988 | Indicated for patients with astigmatism of 2.5 dioptre cylinder (DC) and above in at least 1 eye; where correction of astigmatism is considered clinically necessary
Ophthalmic | Intraocular lens replacement | Intraocular lens (IOL) | Monofocal, astigmatism correcting IOL | AMO | JJSV TECNIS Eyhance Toric II IOL with TECNIS Simplicity Delivery System | DIU525I140 | Standalone | DE0505988 | Indicated for patients with astigmatism of 2.5 dioptre cylinder (DC) and above in at least 1 eye; where correction of astigmatism is considered clinically necessary
Ophthalmic | Intraocular lens replacement | Intraocular lens (IOL) | Monofocal, astigmatism correcting IOL | AMO | JJSV TECNIS Eyhance Toric II IOL with TECNIS Simplicity Delivery System | DIU525I145 | Standalone | DE0505988 | Indicated for patients with astigmatism of 2.5 dioptre cylinder (DC) and above in at least 1 eye; where correction of astigmatism is considered clinically necessary
Ophthalmic | Intraocular lens replacement | Intraocular lens (IOL) | Monofocal, astigmatism correcting IOL | AMO | JJSV TECNIS Eyhance Toric II IOL with TECNIS Simplicity Delivery System | DIU525I150 | Standalone | DE0505988 | Indicated for patients with astigmatism of 2.5 dioptre cylinder (DC) and above in at least 1 eye; where correction of astigmatism is considered clinically necessary
Ophthalmic | Intraocular lens replacement | Intraocular lens (IOL) | Monofocal, astigmatism correcting IOL | AMO | JJSV TECNIS Eyhance Toric II IOL with TECNIS Simplicity Delivery System | DIU525I155 | Standalone | DE0505988 | Indicated for patients with astigmatism of 2.5 dioptre cylinder (DC) and above in at least 1 eye; where correction of astigmatism is considered clinically necessary
Ophthalmic | Intraocular lens replacement | Intraocular lens (IOL) | Monofocal, astigmatism correcting IOL | AMO | JJSV TECNIS Eyhance Toric II IOL with TECNIS Simplicity Delivery System | DIU525I160 | Standalone | DE0505988 | Indicated for patients with astigmatism of 2.5 dioptre cylinder (DC) and above in at least 1 eye; where correction of astigmatism is considered clinically necessary
Ophthalmic | Intraocular lens replacement | Intraocular lens (IOL) | Monofocal, astigmatism correcting IOL | AMO | JJSV TECNIS Eyhance Toric II IOL with TECNIS Simplicity Delivery System | DIU525I165 | Standalone | DE0505988 | Indicated for patients with astigmatism of 2.5 dioptre cylinder (DC) and above in at least 1 eye; where correction of astigmatism is considered clinically necessary
Ophthalmic | Intraocular lens replacement | Intraocular lens (IOL) | Monofocal, astigmatism correcting IOL | AMO | JJSV TECNIS Eyhance Toric II IOL with TECNIS Simplicity Delivery System | DIU525I170 | Standalone | DE0505988 | Indicated for patients with astigmatism of 2.5 dioptre cylinder (DC) and above in at least 1 eye; where correction of astigmatism is considered clinically necessary
Ophthalmic | Intraocular lens replacement | Intraocular lens (IOL) | Monofocal, astigmatism correcting IOL | AMO | JJSV TECNIS Eyhance Toric II IOL with TECNIS Simplicity Delivery System | DIU525I175 | Standalone | DE0505988 | Indicated for patients with astigmatism of 2.5 dioptre cylinder (DC) and above in at least 1 eye; where correction of astigmatism is considered clinically necessary
Ophthalmic | Intraocular lens replacement | Intraocular lens (IOL) | Monofocal, astigmatism correcting IOL | AMO | JJSV TECNIS Eyhance Toric II IOL with TECNIS Simplicity Delivery System | DIU525I180 | Standalone | DE0505988 | Indicated for patients with astigmatism of 2.5 dioptre cylinder (DC) and above in at least 1 eye; where correction of astigmatism is considered clinically necessary
Ophthalmic | Intraocular lens replacement | Intraocular lens (IOL) | Monofocal, astigmatism correcting IOL | AMO | JJSV TECNIS Eyhance Toric II IOL with TECNIS Simplicity Delivery System | DIU525I185 | Standalone | DE0505988 | Indicated for patients with astigmatism of 2.5 dioptre cylinder (DC) and above in at least 1 eye; where correction of astigmatism is considered clinically necessary
Ophthalmic | Intraocular lens replacement | Intraocular lens (IOL) | Monofocal, astigmatism correcting IOL | AMO | JJSV TECNIS Eyhance Toric II IOL with TECNIS Simplicity Delivery System | DIU525I190 | Standalone | DE0505988 | Indicated for patients with astigmatism of 2.5 dioptre cylinder (DC) and above in at least 1 eye; where correction of astigmatism is considered clinically necessary
Ophthalmic | Intraocular lens replacement | Intraocular lens (IOL) | Monofocal, astigmatism correcting IOL | AMO | JJSV TECNIS Eyhance Toric II IOL with TECNIS Simplicity Delivery System | DIU525I195 | Standalone | DE0505988 | Indicated for patients with astigmatism of 2.5 dioptre cylinder (DC) and above in at least 1 eye; where correction of astigmatism is considered clinically necessary
Ophthalmic | Intraocular lens replacement | Intraocular lens (IOL) | Monofocal, astigmatism correcting IOL | AMO | JJSV TECNIS Eyhance Toric II IOL with TECNIS Simplicity Delivery System | DIU525I200 | Standalone | DE0505988 | Indicated for patients with astigmatism of 2.5 dioptre cylinder (DC) and above in at least 1 eye; where correction of astigmatism is considered clinically necessary
Ophthalmic | Intraocular lens replacement | Intraocular lens (IOL) | Monofocal, astigmatism correcting IOL | AMO | JJSV TECNIS Eyhance Toric II IOL with TECNIS Simplicity Delivery System | DIU525I205 | Standalone | DE0505988 | Indicated for patients with astigmatism of 2.5 dioptre cylinder (DC) and above in at least 1 eye; where correction of astigmatism is considered clinically necessary
Ophthalmic | Intraocular lens replacement | Intraocular lens (IOL) | Monofocal, astigmatism correcting IOL | AMO | JJSV TECNIS Eyhance Toric II IOL with TECNIS Simplicity Delivery System | DIU525I210 | Standalone | DE0505988 | Indicated for patients with astigmatism of 2.5 dioptre cylinder (DC) and above in at least 1 eye; where correction of astigmatism is considered clinically necessary
Ophthalmic | Intraocular lens replacement | Intraocular lens (IOL) | Monofocal, astigmatism correcting IOL | AMO | JJSV TECNIS Eyhance Toric II IOL with TECNIS Simplicity Delivery System | DIU525I215 | Standalone | DE0505988 | Indicated for patients with astigmatism of 2.5 dioptre cylinder (DC) and above in at least 1 eye; where correction of astigmatism is considered clinically necessary
Ophthalmic | Intraocular lens replacement | Intraocular lens (IOL) | Monofocal, astigmatism correcting IOL | AMO | JJSV TECNIS Eyhance Toric II IOL with TECNIS Simplicity Delivery System | DIU525I220 | Standalone | DE0505988 | Indicated for patients with astigmatism of 2.5 dioptre cylinder (DC) and above in at least 1 eye; where correction of astigmatism is considered clinically necessary
Ophthalmic | Intraocular lens replacement | Intraocular lens (IOL) | Monofocal, astigmatism correcting IOL | AMO | JJSV TECNIS Eyhance Toric II IOL with TECNIS Simplicity Delivery System | DIU525I225 | Standalone | DE0505988 | Indicated for patients with astigmatism of 2.5 dioptre cylinder (DC) and above in at least 1 eye; where correction of astigmatism is considered clinically necessary
Ophthalmic | Intraocular lens replacement | Intraocular lens (IOL) | Monofocal, astigmatism correcting IOL | AMO | JJSV TECNIS Eyhance Toric II IOL with TECNIS Simplicity Delivery System | DIU525I230 | Standalone | DE0505988 | Indicated for patients with astigmatism of 2.5 dioptre cylinder (DC) and above in at least 1 eye; where correction of astigmatism is considered clinically necessary
Ophthalmic | Intraocular lens replacement | Intraocular lens (IOL) | Monofocal, astigmatism correcting IOL | AMO | JJSV TECNIS Eyhance Toric II IOL with TECNIS Simplicity Delivery System | DIU525I235 | Standalone | DE0505988 | Indicated for patients with astigmatism of 2.5 dioptre cylinder (DC) and above in at least 1 eye; where correction of astigmatism is considered clinically necessary
Ophthalmic | Intraocular lens replacement | Intraocular lens (IOL) | Monofocal, astigmatism correcting IOL | AMO | JJSV TECNIS Eyhance Toric II IOL with TECNIS Simplicity Delivery System | DIU525I240 | Standalone | DE0505988 | Indicated for patients with astigmatism of 2.5 dioptre cylinder (DC) and above in at least 1 eye; where correction of astigmatism is considered clinically necessary
Ophthalmic | Intraocular lens replacement | Intraocular lens (IOL) | Monofocal, astigmatism correcting IOL | AMO | JJSV TECNIS Eyhance Toric II IOL with TECNIS Simplicity Delivery System | DIU525I245 | Standalone | DE0505988 | Indicated for patients with astigmatism of 2.5 dioptre cylinder (DC) and above in at least 1 eye; where correction of astigmatism is considered clinically necessary
Ophthalmic | Intraocular lens replacement | Intraocular lens (IOL) | Monofocal, astigmatism correcting IOL | AMO | JJSV TECNIS Eyhance Toric II IOL with TECNIS Simplicity Delivery System | DIU525I250 | Standalone | DE0505988 | Indicated for patients with astigmatism of 2.5 dioptre cylinder (DC) and above in at least 1 eye; where correction of astigmatism is considered clinically necessary
Ophthalmic | Intraocular lens replacement | Intraocular lens (IOL) | Monofocal, astigmatism correcting IOL | AMO | JJSV TECNIS Eyhance Toric II IOL with TECNIS Simplicity Delivery System | DIU525I255 | Standalone | DE0505988 | Indicated for patients with astigmatism of 2.5 dioptre cylinder (DC) and above in at least 1 eye; where correction of astigmatism is considered clinically necessary
Ophthalmic | Intraocular lens replacement | Intraocular lens (IOL) | Monofocal, astigmatism correcting IOL | AMO | JJSV TECNIS Eyhance Toric II IOL with TECNIS Simplicity Delivery System | DIU525I260 | Standalone | DE0505988 | Indicated for patients with astigmatism of 2.5 dioptre cylinder (DC) and above in at least 1 eye; where correction of astigmatism is considered clinically necessary
Ophthalmic | Intraocular lens replacement | Intraocular lens (IOL) | Monofocal, astigmatism correcting IOL | AMO | JJSV TECNIS Eyhance Toric II IOL with TECNIS Simplicity Delivery System | DIU525I265 | Standalone | DE0505988 | Indicated for patients with astigmatism of 2.5 dioptre cylinder (DC) and above in at least 1 eye; where correction of astigmatism is considered clinically necessary
Ophthalmic | Intraocular lens replacement | Intraocular lens (IOL) | Monofocal, astigmatism correcting IOL | AMO | JJSV TECNIS Eyhance Toric II IOL with TECNIS Simplicity Delivery System | DIU525I270 | Standalone | DE0505988 | Indicated for patients with astigmatism of 2.5 dioptre cylinder (DC) and above in at least 1 eye; where correction of astigmatism is considered clinically necessary
Ophthalmic | Intraocular lens replacement | Intraocular lens (IOL) | Monofocal, astigmatism correcting IOL | AMO | JJSV TECNIS Eyhance Toric II IOL with TECNIS Simplicity Delivery System | DIU525I275 | Standalone | DE0505988 | Indicated for patients with astigmatism of 2.5 dioptre cylinder (DC) and above in at least 1 eye; where correction of astigmatism is considered clinically necessary
Ophthalmic | Intraocular lens replacement | Intraocular lens (IOL) | Monofocal, astigmatism correcting IOL | AMO | JJSV TECNIS Eyhance Toric II IOL with TECNIS Simplicity Delivery System | DIU525I280 | Standalone | DE0505988 | Indicated for patients with astigmatism of 2.5 dioptre cylinder (DC) and above in at least 1 eye; where correction of astigmatism is considered clinically necessary
Ophthalmic | Intraocular lens replacement | Intraocular lens (IOL) | Monofocal, astigmatism correcting IOL | AMO | JJSV TECNIS Eyhance Toric II IOL with TECNIS Simplicity Delivery System | DIU525I285 | Standalone | DE0505988 | Indicated for patients with astigmatism of 2.5 dioptre cylinder (DC) and above in at least 1 eye; where correction of astigmatism is considered clinically necessary
Ophthalmic | Intraocular lens replacement | Intraocular lens (IOL) | Monofocal, astigmatism correcting IOL | AMO | JJSV TECNIS Eyhance Toric II IOL with TECNIS Simplicity Delivery System | DIU525I290 | Standalone | DE0505988 | Indicated for patients with astigmatism of 2.5 dioptre cylinder (DC) and above in at least 1 eye; where correction of astigmatism is considered clinically necessary
Ophthalmic | Intraocular lens replacement | Intraocular lens (IOL) | Monofocal, astigmatism correcting IOL | AMO | JJSV TECNIS Eyhance Toric II IOL with TECNIS Simplicity Delivery System | DIU525I295 | Standalone | DE0505988 | Indicated for patients with astigmatism of 2.5 dioptre cylinder (DC) and above in at least 1 eye; where correction of astigmatism is considered clinically necessary
Ophthalmic | Intraocular lens replacement | Intraocular lens (IOL) | Monofocal, astigmatism correcting IOL | AMO | JJSV TECNIS Eyhance Toric II IOL with TECNIS Simplicity Delivery System | DIU525I300 | Standalone | DE0505988 | Indicated for patients with astigmatism of 2.5 dioptre cylinder (DC) and above in at least 1 eye; where correction of astigmatism is considered clinically necessary
Ophthalmic | Intraocular lens replacement | Intraocular lens (IOL) | Monofocal, astigmatism correcting IOL | AMO | JJSV TECNIS Eyhance Toric II IOL with TECNIS Simplicity Delivery System | DIU525I305 | Standalone | DE0505988 | Indicated for patients with astigmatism of 2.5 dioptre cylinder (DC) and above in at least 1 eye; where correction of astigmatism is considered clinically necessary
Ophthalmic | Intraocular lens replacement | Intraocular lens (IOL) | Monofocal, astigmatism correcting IOL | AMO | JJSV TECNIS Eyhance Toric II IOL with TECNIS Simplicity Delivery System | DIU525I310 | Standalone | DE0505988 | Indicated for patients with astigmatism of 2.5 dioptre cylinder (DC) and above in at least 1 eye; where correction of astigmatism is considered clinically necessary
Ophthalmic | Intraocular lens replacement | Intraocular lens (IOL) | Monofocal, astigmatism correcting IOL | AMO | JJSV TECNIS Eyhance Toric II IOL with TECNIS Simplicity Delivery System | DIU525I315 | Standalone | DE0505988 | Indicated for patients with astigmatism of 2.5 dioptre cylinder (DC) and above in at least 1 eye; where correction of astigmatism is considered clinically necessary
Ophthalmic | Intraocular lens replacement | Intraocular lens (IOL) | Monofocal, astigmatism correcting IOL | AMO | JJSV TECNIS Eyhance Toric II IOL with TECNIS Simplicity Delivery System | DIU525I320 | Standalone | DE0505988 | Indicated for patients with astigmatism of 2.5 dioptre cylinder (DC) and above in at least 1 eye; where correction of astigmatism is considered clinically necessary
Ophthalmic | Intraocular lens replacement | Intraocular lens (IOL) | Monofocal, astigmatism correcting IOL | AMO | JJSV TECNIS Eyhance Toric II IOL with TECNIS Simplicity Delivery System | DIU525I325 | Standalone | DE0505988 | Indicated for patients with astigmatism of 2.5 dioptre cylinder (DC) and above in at least 1 eye; where correction of astigmatism is considered clinically necessary
Ophthalmic | Intraocular lens replacement | Intraocular lens (IOL) | Monofocal, astigmatism correcting IOL | AMO | JJSV TECNIS Eyhance Toric II IOL with TECNIS Simplicity Delivery System | DIU525I330 | Standalone | DE0505988 | Indicated for patients with astigmatism of 2.5 dioptre cylinder (DC) and above in at least 1 eye; where correction of astigmatism is considered clinically necessary
Ophthalmic | Intraocular lens replacement | Intraocular lens (IOL) | Monofocal, astigmatism correcting IOL | AMO | JJSV TECNIS Eyhance Toric II IOL with TECNIS Simplicity Delivery System | DIU525I335 | Standalone | DE0505988 | Indicated for patients with astigmatism of 2.5 dioptre cylinder (DC) and above in at least 1 eye; where correction of astigmatism is considered clinically necessary
Ophthalmic | Intraocular lens replacement | Intraocular lens (IOL) | Monofocal, astigmatism correcting IOL | AMO | JJSV TECNIS Eyhance Toric II IOL with TECNIS Simplicity Delivery System | DIU525I340 | Standalone | DE0505988 | Indicated for patients with astigmatism of 2.5 dioptre cylinder (DC) and above in at least 1 eye; where correction of astigmatism is considered clinically necessary
Ophthalmic | Intraocular lens replacement | Intraocular lens (IOL) | Monofocal, astigmatism correcting IOL | AMO | JJSV TECNIS Eyhance Toric II IOL with TECNIS Simplicity Delivery System | DIU600I050 | Standalone | DE0505988 | Indicated for patients with astigmatism of 2.5 dioptre cylinder (DC) and above in at least 1 eye; where correction of astigmatism is considered clinically necessary
Ophthalmic | Intraocular lens replacement | Intraocular lens (IOL) | Monofocal, astigmatism correcting IOL | AMO | JJSV TECNIS Eyhance Toric II IOL with TECNIS Simplicity Delivery System | DIU600I055 | Standalone | DE0505988 | Indicated for patients with astigmatism of 2.5 dioptre cylinder (DC) and above in at least 1 eye; where correction of astigmatism is considered clinically necessary
Ophthalmic | Intraocular lens replacement | Intraocular lens (IOL) | Monofocal, astigmatism correcting IOL | AMO | JJSV TECNIS Eyhance Toric II IOL with TECNIS Simplicity Delivery System | DIU600I060 | Standalone | DE0505988 | Indicated for patients with astigmatism of 2.5 dioptre cylinder (DC) and above in at least 1 eye; where correction of astigmatism is considered clinically necessary
Ophthalmic | Intraocular lens replacement | Intraocular lens (IOL) | Monofocal, astigmatism correcting IOL | AMO | JJSV TECNIS Eyhance Toric II IOL with TECNIS Simplicity Delivery System | DIU600I065 | Standalone | DE0505988 | Indicated for patients with astigmatism of 2.5 dioptre cylinder (DC) and above in at least 1 eye; where correction of astigmatism is considered clinically necessary
Ophthalmic | Intraocular lens replacement | Intraocular lens (IOL) | Monofocal, astigmatism correcting IOL | AMO | JJSV TECNIS Eyhance Toric II IOL with TECNIS Simplicity Delivery System | DIU600I070 | Standalone | DE0505988 | Indicated for patients with astigmatism of 2.5 dioptre cylinder (DC) and above in at least 1 eye; where correction of astigmatism is considered clinically necessary
Ophthalmic | Intraocular lens replacement | Intraocular lens (IOL) | Monofocal, astigmatism correcting IOL | AMO | JJSV TECNIS Eyhance Toric II IOL with TECNIS Simplicity Delivery System | DIU600I075 | Standalone | DE0505988 | Indicated for patients with astigmatism of 2.5 dioptre cylinder (DC) and above in at least 1 eye; where correction of astigmatism is considered clinically necessary
Ophthalmic | Intraocular lens replacement | Intraocular lens (IOL) | Monofocal, astigmatism correcting IOL | AMO | JJSV TECNIS Eyhance Toric II IOL with TECNIS Simplicity Delivery System | DIU600I080 | Standalone | DE0505988 | Indicated for patients with astigmatism of 2.5 dioptre cylinder (DC) and above in at least 1 eye; where correction of astigmatism is considered clinically necessary
Ophthalmic | Intraocular lens replacement | Intraocular lens (IOL) | Monofocal, astigmatism correcting IOL | AMO | JJSV TECNIS Eyhance Toric II IOL with TECNIS Simplicity Delivery System | DIU600I085 | Standalone | DE0505988 | Indicated for patients with astigmatism of 2.5 dioptre cylinder (DC) and above in at least 1 eye; where correction of astigmatism is considered clinically necessary
Ophthalmic | Intraocular lens replacement | Intraocular lens (IOL) | Monofocal, astigmatism correcting IOL | AMO | JJSV TECNIS Eyhance Toric II IOL with TECNIS Simplicity Delivery System | DIU600I090 | Standalone | DE0505988 | Indicated for patients with astigmatism of 2.5 dioptre cylinder (DC) and above in at least 1 eye; where correction of astigmatism is considered clinically necessary
Ophthalmic | Intraocular lens replacement | Intraocular lens (IOL) | Monofocal, astigmatism correcting IOL | AMO | JJSV TECNIS Eyhance Toric II IOL with TECNIS Simplicity Delivery System | DIU600I095 | Standalone | DE0505988 | Indicated for patients with astigmatism of 2.5 dioptre cylinder (DC) and above in at least 1 eye; where correction of astigmatism is considered clinically necessary
Ophthalmic | Intraocular lens replacement | Intraocular lens (IOL) | Monofocal, astigmatism correcting IOL | AMO | JJSV TECNIS Eyhance Toric II IOL with TECNIS Simplicity Delivery System | DIU600I100 | Standalone | DE0505988 | Indicated for patients with astigmatism of 2.5 dioptre cylinder (DC) and above in at least 1 eye; where correction of astigmatism is considered clinically necessary
Ophthalmic | Intraocular lens replacement | Intraocular lens (IOL) | Monofocal, astigmatism correcting IOL | AMO | JJSV TECNIS Eyhance Toric II IOL with TECNIS Simplicity Delivery System | DIU600I105 | Standalone | DE0505988 | Indicated for patients with astigmatism of 2.5 dioptre cylinder (DC) and above in at least 1 eye; where correction of astigmatism is considered clinically necessary
Ophthalmic | Intraocular lens replacement | Intraocular lens (IOL) | Monofocal, astigmatism correcting IOL | AMO | JJSV TECNIS Eyhance Toric II IOL with TECNIS Simplicity Delivery System | DIU600I110 | Standalone | DE0505988 | Indicated for patients with astigmatism of 2.5 dioptre cylinder (DC) and above in at least 1 eye; where correction of astigmatism is considered clinically necessary
Ophthalmic | Intraocular lens replacement | Intraocular lens (IOL) | Monofocal, astigmatism correcting IOL | AMO | JJSV TECNIS Eyhance Toric II IOL with TECNIS Simplicity Delivery System | DIU600I115 | Standalone | DE0505988 | Indicated for patients with astigmatism of 2.5 dioptre cylinder (DC) and above in at least 1 eye; where correction of astigmatism is considered clinically necessary
Ophthalmic | Intraocular lens replacement | Intraocular lens (IOL) | Monofocal, astigmatism correcting IOL | AMO | JJSV TECNIS Eyhance Toric II IOL with TECNIS Simplicity Delivery System | DIU600I120 | Standalone | DE0505988 | Indicated for patients with astigmatism of 2.5 dioptre cylinder (DC) and above in at least 1 eye; where correction of astigmatism is considered clinically necessary
Ophthalmic | Intraocular lens replacement | Intraocular lens (IOL) | Monofocal, astigmatism correcting IOL | AMO | JJSV TECNIS Eyhance Toric II IOL with TECNIS Simplicity Delivery System | DIU600I125 | Standalone | DE0505988 | Indicated for patients with astigmatism of 2.5 dioptre cylinder (DC) and above in at least 1 eye; where correction of astigmatism is considered clinically necessary
Ophthalmic | Intraocular lens replacement | Intraocular lens (IOL) | Monofocal, astigmatism correcting IOL | AMO | JJSV TECNIS Eyhance Toric II IOL with TECNIS Simplicity Delivery System | DIU600I130 | Standalone | DE0505988 | Indicated for patients with astigmatism of 2.5 dioptre cylinder (DC) and above in at least 1 eye; where correction of astigmatism is considered clinically necessary
Ophthalmic | Intraocular lens replacement | Intraocular lens (IOL) | Monofocal, astigmatism correcting IOL | AMO | JJSV TECNIS Eyhance Toric II IOL with TECNIS Simplicity Delivery System | DIU600I135 | Standalone | DE0505988 | Indicated for patients with astigmatism of 2.5 dioptre cylinder (DC) and above in at least 1 eye; where correction of astigmatism is considered clinically necessary
Ophthalmic | Intraocular lens replacement | Intraocular lens (IOL) | Monofocal, astigmatism correcting IOL | AMO | JJSV TECNIS Eyhance Toric II IOL with TECNIS Simplicity Delivery System | DIU600I140 | Standalone | DE0505988 | Indicated for patients with astigmatism of 2.5 dioptre cylinder (DC) and above in at least 1 eye; where correction of astigmatism is considered clinically necessary
Ophthalmic | Intraocular lens replacement | Intraocular lens (IOL) | Monofocal, astigmatism correcting IOL | AMO | JJSV TECNIS Eyhance Toric II IOL with TECNIS Simplicity Delivery System | DIU600I145 | Standalone | DE0505988 | Indicated for patients with astigmatism of 2.5 dioptre cylinder (DC) and above in at least 1 eye; where correction of astigmatism is considered clinically necessary
Ophthalmic | Intraocular lens replacement | Intraocular lens (IOL) | Monofocal, astigmatism correcting IOL | AMO | JJSV TECNIS Eyhance Toric II IOL with TECNIS Simplicity Delivery System | DIU600I150 | Standalone | DE0505988 | Indicated for patients with astigmatism of 2.5 dioptre cylinder (DC) and above in at least 1 eye; where correction of astigmatism is considered clinically necessary
Ophthalmic | Intraocular lens replacement | Intraocular lens (IOL) | Monofocal, astigmatism correcting IOL | AMO | JJSV TECNIS Eyhance Toric II IOL with TECNIS Simplicity Delivery System | DIU600I155 | Standalone | DE0505988 | Indicated for patients with astigmatism of 2.5 dioptre cylinder (DC) and above in at least 1 eye; where correction of astigmatism is considered clinically necessary
Ophthalmic | Intraocular lens replacement | Intraocular lens (IOL) | Monofocal, astigmatism correcting IOL | AMO | JJSV TECNIS Eyhance Toric II IOL with TECNIS Simplicity Delivery System | DIU600I160 | Standalone | DE0505988 | Indicated for patients with astigmatism of 2.5 dioptre cylinder (DC) and above in at least 1 eye; where correction of astigmatism is considered clinically necessary
Ophthalmic | Intraocular lens replacement | Intraocular lens (IOL) | Monofocal, astigmatism correcting IOL | AMO | JJSV TECNIS Eyhance Toric II IOL with TECNIS Simplicity Delivery System | DIU600I165 | Standalone | DE0505988 | Indicated for patients with astigmatism of 2.5 dioptre cylinder (DC) and above in at least 1 eye; where correction of astigmatism is considered clinically necessary
Ophthalmic | Intraocular lens replacement | Intraocular lens (IOL) | Monofocal, astigmatism correcting IOL | AMO | JJSV TECNIS Eyhance Toric II IOL with TECNIS Simplicity Delivery System | DIU600I170 | Standalone | DE0505988 | Indicated for patients with astigmatism of 2.5 dioptre cylinder (DC) and above in at least 1 eye; where correction of astigmatism is considered clinically necessary
Ophthalmic | Intraocular lens replacement | Intraocular lens (IOL) | Monofocal, astigmatism correcting IOL | AMO | JJSV TECNIS Eyhance Toric II IOL with TECNIS Simplicity Delivery System | DIU600I175 | Standalone | DE0505988 | Indicated for patients with astigmatism of 2.5 dioptre cylinder (DC) and above in at least 1 eye; where correction of astigmatism is considered clinically necessary
Ophthalmic | Intraocular lens replacement | Intraocular lens (IOL) | Monofocal, astigmatism correcting IOL | AMO | JJSV TECNIS Eyhance Toric II IOL with TECNIS Simplicity Delivery System | DIU600I180 | Standalone | DE0505988 | Indicated for patients with astigmatism of 2.5 dioptre cylinder (DC) and above in at least 1 eye; where correction of astigmatism is considered clinically necessary
Ophthalmic | Intraocular lens replacement | Intraocular lens (IOL) | Monofocal, astigmatism correcting IOL | AMO | JJSV TECNIS Eyhance Toric II IOL with TECNIS Simplicity Delivery System | DIU600I185 | Standalone | DE0505988 | Indicated for patients with astigmatism of 2.5 dioptre cylinder (DC) and above in at least 1 eye; where correction of astigmatism is considered clinically necessary
Ophthalmic | Intraocular lens replacement | Intraocular lens (IOL) | Monofocal, astigmatism correcting IOL | AMO | JJSV TECNIS Eyhance Toric II IOL with TECNIS Simplicity Delivery System | DIU600I190 | Standalone | DE0505988 | Indicated for patients with astigmatism of 2.5 dioptre cylinder (DC) and above in at least 1 eye; where correction of astigmatism is considered clinically necessary
Ophthalmic | Intraocular lens replacement | Intraocular lens (IOL) | Monofocal, astigmatism correcting IOL | AMO | JJSV TECNIS Eyhance Toric II IOL with TECNIS Simplicity Delivery System | DIU600I195 | Standalone | DE0505988 | Indicated for patients with astigmatism of 2.5 dioptre cylinder (DC) and above in at least 1 eye; where correction of astigmatism is considered clinically necessary
Ophthalmic | Intraocular lens replacement | Intraocular lens (IOL) | Monofocal, astigmatism correcting IOL | AMO | JJSV TECNIS Eyhance Toric II IOL with TECNIS Simplicity Delivery System | DIU600I200 | Standalone | DE0505988 | Indicated for patients with astigmatism of 2.5 dioptre cylinder (DC) and above in at least 1 eye; where correction of astigmatism is considered clinically necessary
Ophthalmic | Intraocular lens replacement | Intraocular lens (IOL) | Monofocal, astigmatism correcting IOL | AMO | JJSV TECNIS Eyhance Toric II IOL with TECNIS Simplicity Delivery System | DIU600I205 | Standalone | DE0505988 | Indicated for patients with astigmatism of 2.5 dioptre cylinder (DC) and above in at least 1 eye; where correction of astigmatism is considered clinically necessary
Ophthalmic | Intraocular lens replacement | Intraocular lens (IOL) | Monofocal, astigmatism correcting IOL | AMO | JJSV TECNIS Eyhance Toric II IOL with TECNIS Simplicity Delivery System | DIU600I210 | Standalone | DE0505988 | Indicated for patients with astigmatism of 2.5 dioptre cylinder (DC) and above in at least 1 eye; where correction of astigmatism is considered clinically necessary
Ophthalmic | Intraocular lens replacement | Intraocular lens (IOL) | Monofocal, astigmatism correcting IOL | AMO | JJSV TECNIS Eyhance Toric II IOL with TECNIS Simplicity Delivery System | DIU600I215 | Standalone | DE0505988 | Indicated for patients with astigmatism of 2.5 dioptre cylinder (DC) and above in at least 1 eye; where correction of astigmatism is considered clinically necessary
Ophthalmic | Intraocular lens replacement | Intraocular lens (IOL) | Monofocal, astigmatism correcting IOL | AMO | JJSV TECNIS Eyhance Toric II IOL with TECNIS Simplicity Delivery System | DIU600I220 | Standalone | DE0505988 | Indicated for patients with astigmatism of 2.5 dioptre cylinder (DC) and above in at least 1 eye; where correction of astigmatism is considered clinically necessary
Ophthalmic | Intraocular lens replacement | Intraocular lens (IOL) | Monofocal, astigmatism correcting IOL | AMO | JJSV TECNIS Eyhance Toric II IOL with TECNIS Simplicity Delivery System | DIU600I225 | Standalone | DE0505988 | Indicated for patients with astigmatism of 2.5 dioptre cylinder (DC) and above in at least 1 eye; where correction of astigmatism is considered clinically necessary
Ophthalmic | Intraocular lens replacement | Intraocular lens (IOL) | Monofocal, astigmatism correcting IOL | AMO | JJSV TECNIS Eyhance Toric II IOL with TECNIS Simplicity Delivery System | DIU600I230 | Standalone | DE0505988 | Indicated for patients with astigmatism of 2.5 dioptre cylinder (DC) and above in at least 1 eye; where correction of astigmatism is considered clinically necessary
Ophthalmic | Intraocular lens replacement | Intraocular lens (IOL) | Monofocal, astigmatism correcting IOL | AMO | JJSV TECNIS Eyhance Toric II IOL with TECNIS Simplicity Delivery System | DIU600I235 | Standalone | DE0505988 | Indicated for patients with astigmatism of 2.5 dioptre cylinder (DC) and above in at least 1 eye; where correction of astigmatism is considered clinically necessary
Ophthalmic | Intraocular lens replacement | Intraocular lens (IOL) | Monofocal, astigmatism correcting IOL | AMO | JJSV TECNIS Eyhance Toric II IOL with TECNIS Simplicity Delivery System | DIU600I240 | Standalone | DE0505988 | Indicated for patients with astigmatism of 2.5 dioptre cylinder (DC) and above in at least 1 eye; where correction of astigmatism is considered clinically necessary
Ophthalmic | Intraocular lens replacement | Intraocular lens (IOL) | Monofocal, astigmatism correcting IOL | AMO | JJSV TECNIS Eyhance Toric II IOL with TECNIS Simplicity Delivery System | DIU600I245 | Standalone | DE0505988 | Indicated for patients with astigmatism of 2.5 dioptre cylinder (DC) and above in at least 1 eye; where correction of astigmatism is considered clinically necessary
Ophthalmic | Intraocular lens replacement | Intraocular lens (IOL) | Monofocal, astigmatism correcting IOL | AMO | JJSV TECNIS Eyhance Toric II IOL with TECNIS Simplicity Delivery System | DIU600I250 | Standalone | DE0505988 | Indicated for patients with astigmatism of 2.5 dioptre cylinder (DC) and above in at least 1 eye; where correction of astigmatism is considered clinically necessary
Ophthalmic | Intraocular lens replacement | Intraocular lens (IOL) | Monofocal, astigmatism correcting IOL | AMO | JJSV TECNIS Eyhance Toric II IOL with TECNIS Simplicity Delivery System | DIU600I255 | Standalone | DE0505988 | Indicated for patients with astigmatism of 2.5 dioptre cylinder (DC) and above in at least 1 eye; where correction of astigmatism is considered clinically necessary
Ophthalmic | Intraocular lens replacement | Intraocular lens (IOL) | Monofocal, astigmatism correcting IOL | AMO | JJSV TECNIS Eyhance Toric II IOL with TECNIS Simplicity Delivery System | DIU600I260 | Standalone | DE0505988 | Indicated for patients with astigmatism of 2.5 dioptre cylinder (DC) and above in at least 1 eye; where correction of astigmatism is considered clinically necessary
Ophthalmic | Intraocular lens replacement | Intraocular lens (IOL) | Monofocal, astigmatism correcting IOL | AMO | JJSV TECNIS Eyhance Toric II IOL with TECNIS Simplicity Delivery System | DIU600I265 | Standalone | DE0505988 | Indicated for patients with astigmatism of 2.5 dioptre cylinder (DC) and above in at least 1 eye; where correction of astigmatism is considered clinically necessary
Ophthalmic | Intraocular lens replacement | Intraocular lens (IOL) | Monofocal, astigmatism correcting IOL | AMO | JJSV TECNIS Eyhance Toric II IOL with TECNIS Simplicity Delivery System | DIU600I270 | Standalone | DE0505988 | Indicated for patients with astigmatism of 2.5 dioptre cylinder (DC) and above in at least 1 eye; where correction of astigmatism is considered clinically necessary
Ophthalmic | Intraocular lens replacement | Intraocular lens (IOL) | Monofocal, astigmatism correcting IOL | AMO | JJSV TECNIS Eyhance Toric II IOL with TECNIS Simplicity Delivery System | DIU600I275 | Standalone | DE0505988 | Indicated for patients with astigmatism of 2.5 dioptre cylinder (DC) and above in at least 1 eye; where correction of astigmatism is considered clinically necessary
Ophthalmic | Intraocular lens replacement | Intraocular lens (IOL) | Monofocal, astigmatism correcting IOL | AMO | JJSV TECNIS Eyhance Toric II IOL with TECNIS Simplicity Delivery System | DIU600I280 | Standalone | DE0505988 | Indicated for patients with astigmatism of 2.5 dioptre cylinder (DC) and above in at least 1 eye; where correction of astigmatism is considered clinically necessary
Ophthalmic | Intraocular lens replacement | Intraocular lens (IOL) | Monofocal, astigmatism correcting IOL | AMO | JJSV TECNIS Eyhance Toric II IOL with TECNIS Simplicity Delivery System | DIU600I285 | Standalone | DE0505988 | Indicated for patients with astigmatism of 2.5 dioptre cylinder (DC) and above in at least 1 eye; where correction of astigmatism is considered clinically necessary
Ophthalmic | Intraocular lens replacement | Intraocular lens (IOL) | Monofocal, astigmatism correcting IOL | AMO | JJSV TECNIS Eyhance Toric II IOL with TECNIS Simplicity Delivery System | DIU600I290 | Standalone | DE0505988 | Indicated for patients with astigmatism of 2.5 dioptre cylinder (DC) and above in at least 1 eye; where correction of astigmatism is considered clinically necessary
Ophthalmic | Intraocular lens replacement | Intraocular lens (IOL) | Monofocal, astigmatism correcting IOL | AMO | JJSV TECNIS Eyhance Toric II IOL with TECNIS Simplicity Delivery System | DIU600I295 | Standalone | DE0505988 | Indicated for patients with astigmatism of 2.5 dioptre cylinder (DC) and above in at least 1 eye; where correction of astigmatism is considered clinically necessary
Ophthalmic | Intraocular lens replacement | Intraocular lens (IOL) | Monofocal, astigmatism correcting IOL | AMO | JJSV TECNIS Eyhance Toric II IOL with TECNIS Simplicity Delivery System | DIU600I300 | Standalone | DE0505988 | Indicated for patients with astigmatism of 2.5 dioptre cylinder (DC) and above in at least 1 eye; where correction of astigmatism is considered clinically necessary
Ophthalmic | Intraocular lens replacement | Intraocular lens (IOL) | Monofocal, astigmatism correcting IOL | AMO | JJSV TECNIS Eyhance Toric II IOL with TECNIS Simplicity Delivery System | DIU600I305 | Standalone | DE0505988 | Indicated for patients with astigmatism of 2.5 dioptre cylinder (DC) and above in at least 1 eye; where correction of astigmatism is considered clinically necessary
Ophthalmic | Intraocular lens replacement | Intraocular lens (IOL) | Monofocal, astigmatism correcting IOL | AMO | JJSV TECNIS Eyhance Toric II IOL with TECNIS Simplicity Delivery System | DIU600I310 | Standalone | DE0505988 | Indicated for patients with astigmatism of 2.5 dioptre cylinder (DC) and above in at least 1 eye; where correction of astigmatism is considered clinically necessary
Ophthalmic | Intraocular lens replacement | Intraocular lens (IOL) | Monofocal, astigmatism correcting IOL | AMO | JJSV TECNIS Eyhance Toric II IOL with TECNIS Simplicity Delivery System | DIU600I315 | Standalone | DE0505988 | Indicated for patients with astigmatism of 2.5 dioptre cylinder (DC) and above in at least 1 eye; where correction of astigmatism is considered clinically necessary
Ophthalmic | Intraocular lens replacement | Intraocular lens (IOL) | Monofocal, astigmatism correcting IOL | AMO | JJSV TECNIS Eyhance Toric II IOL with TECNIS Simplicity Delivery System | DIU600I320 | Standalone | DE0505988 | Indicated for patients with astigmatism of 2.5 dioptre cylinder (DC) and above in at least 1 eye; where correction of astigmatism is considered clinically necessary
Ophthalmic | Intraocular lens replacement | Intraocular lens (IOL) | Monofocal, astigmatism correcting IOL | AMO | JJSV TECNIS Eyhance Toric II IOL with TECNIS Simplicity Delivery System | DIU600I325 | Standalone | DE0505988 | Indicated for patients with astigmatism of 2.5 dioptre cylinder (DC) and above in at least 1 eye; where correction of astigmatism is considered clinically necessary
Ophthalmic | Intraocular lens replacement | Intraocular lens (IOL) | Monofocal, astigmatism correcting IOL | AMO | JJSV TECNIS Eyhance Toric II IOL with TECNIS Simplicity Delivery System | DIU600I330 | Standalone | DE0505988 | Indicated for patients with astigmatism of 2.5 dioptre cylinder (DC) and above in at least 1 eye; where correction of astigmatism is considered clinically necessary
Ophthalmic | Intraocular lens replacement | Intraocular lens (IOL) | Monofocal, astigmatism correcting IOL | AMO | JJSV TECNIS Eyhance Toric II IOL with TECNIS Simplicity Delivery System | DIU600I335 | Standalone | DE0505988 | Indicated for patients with astigmatism of 2.5 dioptre cylinder (DC) and above in at least 1 eye; where correction of astigmatism is considered clinically necessary
Ophthalmic | Intraocular lens replacement | Intraocular lens (IOL) | Monofocal, astigmatism correcting IOL | AMO | JJSV TECNIS Eyhance Toric II IOL with TECNIS Simplicity Delivery System | DIU600I340 | Standalone | DE0505988 | Indicated for patients with astigmatism of 2.5 dioptre cylinder (DC) and above in at least 1 eye; where correction of astigmatism is considered clinically necessary
Ophthalmic | Intraocular lens replacement | Intraocular lens (IOL) | Monofocal, astigmatism correcting IOL | AMO | JJSV TECNIS Eyhance Toric II IOL with TECNIS Simplicity Delivery System | DIU700I050 | Standalone | DE0505988 | Indicated for patients with astigmatism of 2.5 dioptre cylinder (DC) and above in at least 1 eye; where correction of astigmatism is considered clinically necessary
Ophthalmic | Intraocular lens replacement | Intraocular lens (IOL) | Monofocal, astigmatism correcting IOL | AMO | JJSV TECNIS Eyhance Toric II IOL with TECNIS Simplicity Delivery System | DIU700I055 | Standalone | DE0505988 | Indicated for patients with astigmatism of 2.5 dioptre cylinder (DC) and above in at least 1 eye; where correction of astigmatism is considered clinically necessary
Ophthalmic | Intraocular lens replacement | Intraocular lens (IOL) | Monofocal, astigmatism correcting IOL | AMO | JJSV TECNIS Eyhance Toric II IOL with TECNIS Simplicity Delivery System | DIU700I060 | Standalone | DE0505988 | Indicated for patients with astigmatism of 2.5 dioptre cylinder (DC) and above in at least 1 eye; where correction of astigmatism is considered clinically necessary
Ophthalmic | Intraocular lens replacement | Intraocular lens (IOL) | Monofocal, astigmatism correcting IOL | AMO | JJSV TECNIS Eyhance Toric II IOL with TECNIS Simplicity Delivery System | DIU700I065 | Standalone | DE0505988 | Indicated for patients with astigmatism of 2.5 dioptre cylinder (DC) and above in at least 1 eye; where correction of astigmatism is considered clinically necessary
Ophthalmic | Intraocular lens replacement | Intraocular lens (IOL) | Monofocal, astigmatism correcting IOL | AMO | JJSV TECNIS Eyhance Toric II IOL with TECNIS Simplicity Delivery System | DIU700I070 | Standalone | DE0505988 | Indicated for patients with astigmatism of 2.5 dioptre cylinder (DC) and above in at least 1 eye; where correction of astigmatism is considered clinically necessary
Ophthalmic | Intraocular lens replacement | Intraocular lens (IOL) | Monofocal, astigmatism correcting IOL | AMO | JJSV TECNIS Eyhance Toric II IOL with TECNIS Simplicity Delivery System | DIU700I075 | Standalone | DE0505988 | Indicated for patients with astigmatism of 2.5 dioptre cylinder (DC) and above in at least 1 eye; where correction of astigmatism is considered clinically necessary
Ophthalmic | Intraocular lens replacement | Intraocular lens (IOL) | Monofocal, astigmatism correcting IOL | AMO | JJSV TECNIS Eyhance Toric II IOL with TECNIS Simplicity Delivery System | DIU700I080 | Standalone | DE0505988 | Indicated for patients with astigmatism of 2.5 dioptre cylinder (DC) and above in at least 1 eye; where correction of astigmatism is considered clinically necessary
Ophthalmic | Intraocular lens replacement | Intraocular lens (IOL) | Monofocal, astigmatism correcting IOL | AMO | JJSV TECNIS Eyhance Toric II IOL with TECNIS Simplicity Delivery System | DIU700I085 | Standalone | DE0505988 | Indicated for patients with astigmatism of 2.5 dioptre cylinder (DC) and above in at least 1 eye; where correction of astigmatism is considered clinically necessary
Ophthalmic | Intraocular lens replacement | Intraocular lens (IOL) | Monofocal, astigmatism correcting IOL | AMO | JJSV TECNIS Eyhance Toric II IOL with TECNIS Simplicity Delivery System | DIU700I090 | Standalone | DE0505988 | Indicated for patients with astigmatism of 2.5 dioptre cylinder (DC) and above in at least 1 eye; where correction of astigmatism is considered clinically necessary
Ophthalmic | Intraocular lens replacement | Intraocular lens (IOL) | Monofocal, astigmatism correcting IOL | AMO | JJSV TECNIS Eyhance Toric II IOL with TECNIS Simplicity Delivery System | DIU700I095 | Standalone | DE0505988 | Indicated for patients with astigmatism of 2.5 dioptre cylinder (DC) and above in at least 1 eye; where correction of astigmatism is considered clinically necessary
Ophthalmic | Intraocular lens replacement | Intraocular lens (IOL) | Monofocal, astigmatism correcting IOL | AMO | JJSV TECNIS Eyhance Toric II IOL with TECNIS Simplicity Delivery System | DIU700I100 | Standalone | DE0505988 | Indicated for patients with astigmatism of 2.5 dioptre cylinder (DC) and above in at least 1 eye; where correction of astigmatism is considered clinically necessary
Ophthalmic | Intraocular lens replacement | Intraocular lens (IOL) | Monofocal, astigmatism correcting IOL | AMO | JJSV TECNIS Eyhance Toric II IOL with TECNIS Simplicity Delivery System | DIU700I105 | Standalone | DE0505988 | Indicated for patients with astigmatism of 2.5 dioptre cylinder (DC) and above in at least 1 eye; where correction of astigmatism is considered clinically necessary
Ophthalmic | Intraocular lens replacement | Intraocular lens (IOL) | Monofocal, astigmatism correcting IOL | AMO | JJSV TECNIS Eyhance Toric II IOL with TECNIS Simplicity Delivery System | DIU700I110 | Standalone | DE0505988 | Indicated for patients with astigmatism of 2.5 dioptre cylinder (DC) and above in at least 1 eye; where correction of astigmatism is considered clinically necessary
Ophthalmic | Intraocular lens replacement | Intraocular lens (IOL) | Monofocal, astigmatism correcting IOL | AMO | JJSV TECNIS Eyhance Toric II IOL with TECNIS Simplicity Delivery System | DIU700I115 | Standalone | DE0505988 | Indicated for patients with astigmatism of 2.5 dioptre cylinder (DC) and above in at least 1 eye; where correction of astigmatism is considered clinically necessary
Ophthalmic | Intraocular lens replacement | Intraocular lens (IOL) | Monofocal, astigmatism correcting IOL | AMO | JJSV TECNIS Eyhance Toric II IOL with TECNIS Simplicity Delivery System | DIU700I120 | Standalone | DE0505988 | Indicated for patients with astigmatism of 2.5 dioptre cylinder (DC) and above in at least 1 eye; where correction of astigmatism is considered clinically necessary
Ophthalmic | Intraocular lens replacement | Intraocular lens (IOL) | Monofocal, astigmatism correcting IOL | AMO | JJSV TECNIS Eyhance Toric II IOL with TECNIS Simplicity Delivery System | DIU700I125 | Standalone | DE0505988 | Indicated for patients with astigmatism of 2.5 dioptre cylinder (DC) and above in at least 1 eye; where correction of astigmatism is considered clinically necessary
Ophthalmic | Intraocular lens replacement | Intraocular lens (IOL) | Monofocal, astigmatism correcting IOL | AMO | JJSV TECNIS Eyhance Toric II IOL with TECNIS Simplicity Delivery System | DIU700I130 | Standalone | DE0505988 | Indicated for patients with astigmatism of 2.5 dioptre cylinder (DC) and above in at least 1 eye; where correction of astigmatism is considered clinically necessary
Ophthalmic | Intraocular lens replacement | Intraocular lens (IOL) | Monofocal, astigmatism correcting IOL | AMO | JJSV TECNIS Eyhance Toric II IOL with TECNIS Simplicity Delivery System | DIU700I135 | Standalone | DE0505988 | Indicated for patients with astigmatism of 2.5 dioptre cylinder (DC) and above in at least 1 eye; where correction of astigmatism is considered clinically necessary
Ophthalmic | Intraocular lens replacement | Intraocular lens (IOL) | Monofocal, astigmatism correcting IOL | AMO | JJSV TECNIS Eyhance Toric II IOL with TECNIS Simplicity Delivery System | DIU700I140 | Standalone | DE0505988 | Indicated for patients with astigmatism of 2.5 dioptre cylinder (DC) and above in at least 1 eye; where correction of astigmatism is considered clinically necessary
Ophthalmic | Intraocular lens replacement | Intraocular lens (IOL) | Monofocal, astigmatism correcting IOL | AMO | JJSV TECNIS Eyhance Toric II IOL with TECNIS Simplicity Delivery System | DIU700I145 | Standalone | DE0505988 | Indicated for patients with astigmatism of 2.5 dioptre cylinder (DC) and above in at least 1 eye; where correction of astigmatism is considered clinically necessary
Ophthalmic | Intraocular lens replacement | Intraocular lens (IOL) | Monofocal, astigmatism correcting IOL | AMO | JJSV TECNIS Eyhance Toric II IOL with TECNIS Simplicity Delivery System | DIU700I150 | Standalone | DE0505988 | Indicated for patients with astigmatism of 2.5 dioptre cylinder (DC) and above in at least 1 eye; where correction of astigmatism is considered clinically necessary
Ophthalmic | Intraocular lens replacement | Intraocular lens (IOL) | Monofocal, astigmatism correcting IOL | AMO | JJSV TECNIS Eyhance Toric II IOL with TECNIS Simplicity Delivery System | DIU700I155 | Standalone | DE0505988 | Indicated for patients with astigmatism of 2.5 dioptre cylinder (DC) and above in at least 1 eye; where correction of astigmatism is considered clinically necessary
Ophthalmic | Intraocular lens replacement | Intraocular lens (IOL) | Monofocal, astigmatism correcting IOL | AMO | JJSV TECNIS Eyhance Toric II IOL with TECNIS Simplicity Delivery System | DIU700I160 | Standalone | DE0505988 | Indicated for patients with astigmatism of 2.5 dioptre cylinder (DC) and above in at least 1 eye; where correction of astigmatism is considered clinically necessary
Ophthalmic | Intraocular lens replacement | Intraocular lens (IOL) | Monofocal, astigmatism correcting IOL | AMO | JJSV TECNIS Eyhance Toric II IOL with TECNIS Simplicity Delivery System | DIU700I165 | Standalone | DE0505988 | Indicated for patients with astigmatism of 2.5 dioptre cylinder (DC) and above in at least 1 eye; where correction of astigmatism is considered clinically necessary
Ophthalmic | Intraocular lens replacement | Intraocular lens (IOL) | Monofocal, astigmatism correcting IOL | AMO | JJSV TECNIS Eyhance Toric II IOL with TECNIS Simplicity Delivery System | DIU700I170 | Standalone | DE0505988 | Indicated for patients with astigmatism of 2.5 dioptre cylinder (DC) and above in at least 1 eye; where correction of astigmatism is considered clinically necessary
Ophthalmic | Intraocular lens replacement | Intraocular lens (IOL) | Monofocal, astigmatism correcting IOL | AMO | JJSV TECNIS Eyhance Toric II IOL with TECNIS Simplicity Delivery System | DIU700I175 | Standalone | DE0505988 | Indicated for patients with astigmatism of 2.5 dioptre cylinder (DC) and above in at least 1 eye; where correction of astigmatism is considered clinically necessary
Ophthalmic | Intraocular lens replacement | Intraocular lens (IOL) | Monofocal, astigmatism correcting IOL | AMO | JJSV TECNIS Eyhance Toric II IOL with TECNIS Simplicity Delivery System | DIU700I180 | Standalone | DE0505988 | Indicated for patients with astigmatism of 2.5 dioptre cylinder (DC) and above in at least 1 eye; where correction of astigmatism is considered clinically necessary
Ophthalmic | Intraocular lens replacement | Intraocular lens (IOL) | Monofocal, astigmatism correcting IOL | AMO | JJSV TECNIS Eyhance Toric II IOL with TECNIS Simplicity Delivery System | DIU700I185 | Standalone | DE0505988 | Indicated for patients with astigmatism of 2.5 dioptre cylinder (DC) and above in at least 1 eye; where correction of astigmatism is considered clinically necessary
Ophthalmic | Intraocular lens replacement | Intraocular lens (IOL) | Monofocal, astigmatism correcting IOL | AMO | JJSV TECNIS Eyhance Toric II IOL with TECNIS Simplicity Delivery System | DIU700I190 | Standalone | DE0505988 | Indicated for patients with astigmatism of 2.5 dioptre cylinder (DC) and above in at least 1 eye; where correction of astigmatism is considered clinically necessary
Ophthalmic | Intraocular lens replacement | Intraocular lens (IOL) | Monofocal, astigmatism correcting IOL | AMO | JJSV TECNIS Eyhance Toric II IOL with TECNIS Simplicity Delivery System | DIU700I195 | Standalone | DE0505988 | Indicated for patients with astigmatism of 2.5 dioptre cylinder (DC) and above in at least 1 eye; where correction of astigmatism is considered clinically necessary
Ophthalmic | Intraocular lens replacement | Intraocular lens (IOL) | Monofocal, astigmatism correcting IOL | AMO | JJSV TECNIS Eyhance Toric II IOL with TECNIS Simplicity Delivery System | DIU700I200 | Standalone | DE0505988 | Indicated for patients with astigmatism of 2.5 dioptre cylinder (DC) and above in at least 1 eye; where correction of astigmatism is considered clinically necessary
Ophthalmic | Intraocular lens replacement | Intraocular lens (IOL) | Monofocal, astigmatism correcting IOL | AMO | JJSV TECNIS Eyhance Toric II IOL with TECNIS Simplicity Delivery System | DIU700I205 | Standalone | DE0505988 | Indicated for patients with astigmatism of 2.5 dioptre cylinder (DC) and above in at least 1 eye; where correction of astigmatism is considered clinically necessary
Ophthalmic | Intraocular lens replacement | Intraocular lens (IOL) | Monofocal, astigmatism correcting IOL | AMO | JJSV TECNIS Eyhance Toric II IOL with TECNIS Simplicity Delivery System | DIU700I210 | Standalone | DE0505988 | Indicated for patients with astigmatism of 2.5 dioptre cylinder (DC) and above in at least 1 eye; where correction of astigmatism is considered clinically necessary
Ophthalmic | Intraocular lens replacement | Intraocular lens (IOL) | Monofocal, astigmatism correcting IOL | AMO | JJSV TECNIS Eyhance Toric II IOL with TECNIS Simplicity Delivery System | DIU700I215 | Standalone | DE0505988 | Indicated for patients with astigmatism of 2.5 dioptre cylinder (DC) and above in at least 1 eye; where correction of astigmatism is considered clinically necessary
Ophthalmic | Intraocular lens replacement | Intraocular lens (IOL) | Monofocal, astigmatism correcting IOL | AMO | JJSV TECNIS Eyhance Toric II IOL with TECNIS Simplicity Delivery System | DIU700I220 | Standalone | DE0505988 | Indicated for patients with astigmatism of 2.5 dioptre cylinder (DC) and above in at least 1 eye; where correction of astigmatism is considered clinically necessary
Ophthalmic | Intraocular lens replacement | Intraocular lens (IOL) | Monofocal, astigmatism correcting IOL | AMO | JJSV TECNIS Eyhance Toric II IOL with TECNIS Simplicity Delivery System | DIU700I225 | Standalone | DE0505988 | Indicated for patients with astigmatism of 2.5 dioptre cylinder (DC) and above in at least 1 eye; where correction of astigmatism is considered clinically necessary
Ophthalmic | Intraocular lens replacement | Intraocular lens (IOL) | Monofocal, astigmatism correcting IOL | AMO | JJSV TECNIS Eyhance Toric II IOL with TECNIS Simplicity Delivery System | DIU700I230 | Standalone | DE0505988 | Indicated for patients with astigmatism of 2.5 dioptre cylinder (DC) and above in at least 1 eye; where correction of astigmatism is considered clinically necessary
Ophthalmic | Intraocular lens replacement | Intraocular lens (IOL) | Monofocal, astigmatism correcting IOL | AMO | JJSV TECNIS Eyhance Toric II IOL with TECNIS Simplicity Delivery System | DIU700I235 | Standalone | DE0505988 | Indicated for patients with astigmatism of 2.5 dioptre cylinder (DC) and above in at least 1 eye; where correction of astigmatism is considered clinically necessary
Ophthalmic | Intraocular lens replacement | Intraocular lens (IOL) | Monofocal, astigmatism correcting IOL | AMO | JJSV TECNIS Eyhance Toric II IOL with TECNIS Simplicity Delivery System | DIU700I240 | Standalone | DE0505988 | Indicated for patients with astigmatism of 2.5 dioptre cylinder (DC) and above in at least 1 eye; where correction of astigmatism is considered clinically necessary
Ophthalmic | Intraocular lens replacement | Intraocular lens (IOL) | Monofocal, astigmatism correcting IOL | AMO | JJSV TECNIS Eyhance Toric II IOL with TECNIS Simplicity Delivery System | DIU700I245 | Standalone | DE0505988 | Indicated for patients with astigmatism of 2.5 dioptre cylinder (DC) and above in at least 1 eye; where correction of astigmatism is considered clinically necessary
Ophthalmic | Intraocular lens replacement | Intraocular lens (IOL) | Monofocal, astigmatism correcting IOL | AMO | JJSV TECNIS Eyhance Toric II IOL with TECNIS Simplicity Delivery System | DIU700I250 | Standalone | DE0505988 | Indicated for patients with astigmatism of 2.5 dioptre cylinder (DC) and above in at least 1 eye; where correction of astigmatism is considered clinically necessary
Ophthalmic | Intraocular lens replacement | Intraocular lens (IOL) | Monofocal, astigmatism correcting IOL | AMO | JJSV TECNIS Eyhance Toric II IOL with TECNIS Simplicity Delivery System | DIU700I255 | Standalone | DE0505988 | Indicated for patients with astigmatism of 2.5 dioptre cylinder (DC) and above in at least 1 eye; where correction of astigmatism is considered clinically necessary
Ophthalmic | Intraocular lens replacement | Intraocular lens (IOL) | Monofocal, astigmatism correcting IOL | AMO | JJSV TECNIS Eyhance Toric II IOL with TECNIS Simplicity Delivery System | DIU700I260 | Standalone | DE0505988 | Indicated for patients with astigmatism of 2.5 dioptre cylinder (DC) and above in at least 1 eye; where correction of astigmatism is considered clinically necessary
Ophthalmic | Intraocular lens replacement | Intraocular lens (IOL) | Monofocal, astigmatism correcting IOL | AMO | JJSV TECNIS Eyhance Toric II IOL with TECNIS Simplicity Delivery System | DIU700I265 | Standalone | DE0505988 | Indicated for patients with astigmatism of 2.5 dioptre cylinder (DC) and above in at least 1 eye; where correction of astigmatism is considered clinically necessary
Ophthalmic | Intraocular lens replacement | Intraocular lens (IOL) | Monofocal, astigmatism correcting IOL | AMO | JJSV TECNIS Eyhance Toric II IOL with TECNIS Simplicity Delivery System | DIU700I270 | Standalone | DE0505988 | Indicated for patients with astigmatism of 2.5 dioptre cylinder (DC) and above in at least 1 eye; where correction of astigmatism is considered clinically necessary
Ophthalmic | Intraocular lens replacement | Intraocular lens (IOL) | Monofocal, astigmatism correcting IOL | AMO | JJSV TECNIS Eyhance Toric II IOL with TECNIS Simplicity Delivery System | DIU700I275 | Standalone | DE0505988 | Indicated for patients with astigmatism of 2.5 dioptre cylinder (DC) and above in at least 1 eye; where correction of astigmatism is considered clinically necessary
Ophthalmic | Intraocular lens replacement | Intraocular lens (IOL) | Monofocal, astigmatism correcting IOL | AMO | JJSV TECNIS Eyhance Toric II IOL with TECNIS Simplicity Delivery System | DIU700I280 | Standalone | DE0505988 | Indicated for patients with astigmatism of 2.5 dioptre cylinder (DC) and above in at least 1 eye; where correction of astigmatism is considered clinically necessary
Ophthalmic | Intraocular lens replacement | Intraocular lens (IOL) | Monofocal, astigmatism correcting IOL | AMO | JJSV TECNIS Eyhance Toric II IOL with TECNIS Simplicity Delivery System | DIU700I285 | Standalone | DE0505988 | Indicated for patients with astigmatism of 2.5 dioptre cylinder (DC) and above in at least 1 eye; where correction of astigmatism is considered clinically necessary
Ophthalmic | Intraocular lens replacement | Intraocular lens (IOL) | Monofocal, astigmatism correcting IOL | AMO | JJSV TECNIS Eyhance Toric II IOL with TECNIS Simplicity Delivery System | DIU700I290 | Standalone | DE0505988 | Indicated for patients with astigmatism of 2.5 dioptre cylinder (DC) and above in at least 1 eye; where correction of astigmatism is considered clinically necessary
Ophthalmic | Intraocular lens replacement | Intraocular lens (IOL) | Monofocal, astigmatism correcting IOL | AMO | JJSV TECNIS Eyhance Toric II IOL with TECNIS Simplicity Delivery System | DIU700I295 | Standalone | DE0505988 | Indicated for patients with astigmatism of 2.5 dioptre cylinder (DC) and above in at least 1 eye; where correction of astigmatism is considered clinically necessary
Ophthalmic | Intraocular lens replacement | Intraocular lens (IOL) | Monofocal, astigmatism correcting IOL | AMO | JJSV TECNIS Eyhance Toric II IOL with TECNIS Simplicity Delivery System | DIU700I300 | Standalone | DE0505988 | Indicated for patients with astigmatism of 2.5 dioptre cylinder (DC) and above in at least 1 eye; where correction of astigmatism is considered clinically necessary
Ophthalmic | Intraocular lens replacement | Intraocular lens (IOL) | Monofocal, astigmatism correcting IOL | AMO | JJSV TECNIS Eyhance Toric II IOL with TECNIS Simplicity Delivery System | DIU700I305 | Standalone | DE0505988 | Indicated for patients with astigmatism of 2.5 dioptre cylinder (DC) and above in at least 1 eye; where correction of astigmatism is considered clinically necessary
Ophthalmic | Intraocular lens replacement | Intraocular lens (IOL) | Monofocal, astigmatism correcting IOL | AMO | JJSV TECNIS Eyhance Toric II IOL with TECNIS Simplicity Delivery System | DIU700I310 | Standalone | DE0505988 | Indicated for patients with astigmatism of 2.5 dioptre cylinder (DC) and above in at least 1 eye; where correction of astigmatism is considered clinically necessary
Ophthalmic | Intraocular lens replacement | Intraocular lens (IOL) | Monofocal, astigmatism correcting IOL | AMO | JJSV TECNIS Eyhance Toric II IOL with TECNIS Simplicity Delivery System | DIU700I315 | Standalone | DE0505988 | Indicated for patients with astigmatism of 2.5 dioptre cylinder (DC) and above in at least 1 eye; where correction of astigmatism is considered clinically necessary
Ophthalmic | Intraocular lens replacement | Intraocular lens (IOL) | Monofocal, astigmatism correcting IOL | AMO | JJSV TECNIS Eyhance Toric II IOL with TECNIS Simplicity Delivery System | DIU700I320 | Standalone | DE0505988 | Indicated for patients with astigmatism of 2.5 dioptre cylinder (DC) and above in at least 1 eye; where correction of astigmatism is considered clinically necessary
Ophthalmic | Intraocular lens replacement | Intraocular lens (IOL) | Monofocal, astigmatism correcting IOL | AMO | JJSV TECNIS Eyhance Toric II IOL with TECNIS Simplicity Delivery System | DIU700I325 | Standalone | DE0505988 | Indicated for patients with astigmatism of 2.5 dioptre cylinder (DC) and above in at least 1 eye; where correction of astigmatism is considered clinically necessary
Ophthalmic | Intraocular lens replacement | Intraocular lens (IOL) | Monofocal, astigmatism correcting IOL | AMO | JJSV TECNIS Eyhance Toric II IOL with TECNIS Simplicity Delivery System | DIU700I330 | Standalone | DE0505988 | Indicated for patients with astigmatism of 2.5 dioptre cylinder (DC) and above in at least 1 eye; where correction of astigmatism is considered clinically necessary
Ophthalmic | Intraocular lens replacement | Intraocular lens (IOL) | Monofocal, astigmatism correcting IOL | AMO | JJSV TECNIS Eyhance Toric II IOL with TECNIS Simplicity Delivery System | DIU700I335 | Standalone | DE0505988 | Indicated for patients with astigmatism of 2.5 dioptre cylinder (DC) and above in at least 1 eye; where correction of astigmatism is considered clinically necessary
Ophthalmic | Intraocular lens replacement | Intraocular lens (IOL) | Monofocal, astigmatism correcting IOL | AMO | JJSV TECNIS Eyhance Toric II IOL with TECNIS Simplicity Delivery System | DIU700I340 | Standalone | DE0505988 | Indicated for patients with astigmatism of 2.5 dioptre cylinder (DC) and above in at least 1 eye; where correction of astigmatism is considered clinically necessary
Ophthalmic | Intraocular lens replacement | Intraocular lens (IOL) | Monofocal, astigmatism correcting IOL | AMO | JJSV TECNIS Eyhance Toric II IOL with TECNIS Simplicity Delivery System | DIU800I050 | Standalone | DE0505988 | Indicated for patients with astigmatism of 2.5 dioptre cylinder (DC) and above in at least 1 eye; where correction of astigmatism is considered clinically necessary
Ophthalmic | Intraocular lens replacement | Intraocular lens (IOL) | Monofocal, astigmatism correcting IOL | AMO | JJSV TECNIS Eyhance Toric II IOL with TECNIS Simplicity Delivery System | DIU800I055 | Standalone | DE0505988 | Indicated for patients with astigmatism of 2.5 dioptre cylinder (DC) and above in at least 1 eye; where correction of astigmatism is considered clinically necessary
Ophthalmic | Intraocular lens replacement | Intraocular lens (IOL) | Monofocal, astigmatism correcting IOL | AMO | JJSV TECNIS Eyhance Toric II IOL with TECNIS Simplicity Delivery System | DIU800I060 | Standalone | DE0505988 | Indicated for patients with astigmatism of 2.5 dioptre cylinder (DC) and above in at least 1 eye; where correction of astigmatism is considered clinically necessary
Ophthalmic | Intraocular lens replacement | Intraocular lens (IOL) | Monofocal, astigmatism correcting IOL | AMO | JJSV TECNIS Eyhance Toric II IOL with TECNIS Simplicity Delivery System | DIU800I065 | Standalone | DE0505988 | Indicated for patients with astigmatism of 2.5 dioptre cylinder (DC) and above in at least 1 eye; where correction of astigmatism is considered clinically necessary
Ophthalmic | Intraocular lens replacement | Intraocular lens (IOL) | Monofocal, astigmatism correcting IOL | AMO | JJSV TECNIS Eyhance Toric II IOL with TECNIS Simplicity Delivery System | DIU800I070 | Standalone | DE0505988 | Indicated for patients with astigmatism of 2.5 dioptre cylinder (DC) and above in at least 1 eye; where correction of astigmatism is considered clinically necessary
Ophthalmic | Intraocular lens replacement | Intraocular lens (IOL) | Monofocal, astigmatism correcting IOL | AMO | JJSV TECNIS Eyhance Toric II IOL with TECNIS Simplicity Delivery System | DIU800I075 | Standalone | DE0505988 | Indicated for patients with astigmatism of 2.5 dioptre cylinder (DC) and above in at least 1 eye; where correction of astigmatism is considered clinically necessary
Ophthalmic | Intraocular lens replacement | Intraocular lens (IOL) | Monofocal, astigmatism correcting IOL | AMO | JJSV TECNIS Eyhance Toric II IOL with TECNIS Simplicity Delivery System | DIU800I080 | Standalone | DE0505988 | Indicated for patients with astigmatism of 2.5 dioptre cylinder (DC) and above in at least 1 eye; where correction of astigmatism is considered clinically necessary
Ophthalmic | Intraocular lens replacement | Intraocular lens (IOL) | Monofocal, astigmatism correcting IOL | AMO | JJSV TECNIS Eyhance Toric II IOL with TECNIS Simplicity Delivery System | DIU800I085 | Standalone | DE0505988 | Indicated for patients with astigmatism of 2.5 dioptre cylinder (DC) and above in at least 1 eye; where correction of astigmatism is considered clinically necessary
Ophthalmic | Intraocular lens replacement | Intraocular lens (IOL) | Monofocal, astigmatism correcting IOL | AMO | JJSV TECNIS Eyhance Toric II IOL with TECNIS Simplicity Delivery System | DIU800I090 | Standalone | DE0505988 | Indicated for patients with astigmatism of 2.5 dioptre cylinder (DC) and above in at least 1 eye; where correction of astigmatism is considered clinically necessary
Ophthalmic | Intraocular lens replacement | Intraocular lens (IOL) | Monofocal, astigmatism correcting IOL | AMO | JJSV TECNIS Eyhance Toric II IOL with TECNIS Simplicity Delivery System | DIU800I095 | Standalone | DE0505988 | Indicated for patients with astigmatism of 2.5 dioptre cylinder (DC) and above in at least 1 eye; where correction of astigmatism is considered clinically necessary
Ophthalmic | Intraocular lens replacement | Intraocular lens (IOL) | Monofocal, astigmatism correcting IOL | AMO | JJSV TECNIS Eyhance Toric II IOL with TECNIS Simplicity Delivery System | DIU800I100 | Standalone | DE0505988 | Indicated for patients with astigmatism of 2.5 dioptre cylinder (DC) and above in at least 1 eye; where correction of astigmatism is considered clinically necessary
Ophthalmic | Intraocular lens replacement | Intraocular lens (IOL) | Monofocal, astigmatism correcting IOL | AMO | JJSV TECNIS Eyhance Toric II IOL with TECNIS Simplicity Delivery System | DIU800I105 | Standalone | DE0505988 | Indicated for patients with astigmatism of 2.5 dioptre cylinder (DC) and above in at least 1 eye; where correction of astigmatism is considered clinically necessary
Ophthalmic | Intraocular lens replacement | Intraocular lens (IOL) | Monofocal, astigmatism correcting IOL | AMO | JJSV TECNIS Eyhance Toric II IOL with TECNIS Simplicity Delivery System | DIU800I110 | Standalone | DE0505988 | Indicated for patients with astigmatism of 2.5 dioptre cylinder (DC) and above in at least 1 eye; where correction of astigmatism is considered clinically necessary
Ophthalmic | Intraocular lens replacement | Intraocular lens (IOL) | Monofocal, astigmatism correcting IOL | AMO | JJSV TECNIS Eyhance Toric II IOL with TECNIS Simplicity Delivery System | DIU800I115 | Standalone | DE0505988 | Indicated for patients with astigmatism of 2.5 dioptre cylinder (DC) and above in at least 1 eye; where correction of astigmatism is considered clinically necessary
Ophthalmic | Intraocular lens replacement | Intraocular lens (IOL) | Monofocal, astigmatism correcting IOL | AMO | JJSV TECNIS Eyhance Toric II IOL with TECNIS Simplicity Delivery System | DIU800I120 | Standalone | DE0505988 | Indicated for patients with astigmatism of 2.5 dioptre cylinder (DC) and above in at least 1 eye; where correction of astigmatism is considered clinically necessary
Ophthalmic | Intraocular lens replacement | Intraocular lens (IOL) | Monofocal, astigmatism correcting IOL | AMO | JJSV TECNIS Eyhance Toric II IOL with TECNIS Simplicity Delivery System | DIU800I125 | Standalone | DE0505988 | Indicated for patients with astigmatism of 2.5 dioptre cylinder (DC) and above in at least 1 eye; where correction of astigmatism is considered clinically necessary
Ophthalmic | Intraocular lens replacement | Intraocular lens (IOL) | Monofocal, astigmatism correcting IOL | AMO | JJSV TECNIS Eyhance Toric II IOL with TECNIS Simplicity Delivery System | DIU800I130 | Standalone | DE0505988 | Indicated for patients with astigmatism of 2.5 dioptre cylinder (DC) and above in at least 1 eye; where correction of astigmatism is considered clinically necessary
Ophthalmic | Intraocular lens replacement | Intraocular lens (IOL) | Monofocal, astigmatism correcting IOL | AMO | JJSV TECNIS Eyhance Toric II IOL with TECNIS Simplicity Delivery System | DIU800I135 | Standalone | DE0505988 | Indicated for patients with astigmatism of 2.5 dioptre cylinder (DC) and above in at least 1 eye; where correction of astigmatism is considered clinically necessary
Ophthalmic | Intraocular lens replacement | Intraocular lens (IOL) | Monofocal, astigmatism correcting IOL | AMO | JJSV TECNIS Eyhance Toric II IOL with TECNIS Simplicity Delivery System | DIU800I140 | Standalone | DE0505988 | Indicated for patients with astigmatism of 2.5 dioptre cylinder (DC) and above in at least 1 eye; where correction of astigmatism is considered clinically necessary
Ophthalmic | Intraocular lens replacement | Intraocular lens (IOL) | Monofocal, astigmatism correcting IOL | AMO | JJSV TECNIS Eyhance Toric II IOL with TECNIS Simplicity Delivery System | DIU800I145 | Standalone | DE0505988 | Indicated for patients with astigmatism of 2.5 dioptre cylinder (DC) and above in at least 1 eye; where correction of astigmatism is considered clinically necessary
Ophthalmic | Intraocular lens replacement | Intraocular lens (IOL) | Monofocal, astigmatism correcting IOL | AMO | JJSV TECNIS Eyhance Toric II IOL with TECNIS Simplicity Delivery System | DIU800I150 | Standalone | DE0505988 | Indicated for patients with astigmatism of 2.5 dioptre cylinder (DC) and above in at least 1 eye; where correction of astigmatism is considered clinically necessary
Ophthalmic | Intraocular lens replacement | Intraocular lens (IOL) | Monofocal, astigmatism correcting IOL | AMO | JJSV TECNIS Eyhance Toric II IOL with TECNIS Simplicity Delivery System | DIU800I155 | Standalone | DE0505988 | Indicated for patients with astigmatism of 2.5 dioptre cylinder (DC) and above in at least 1 eye; where correction of astigmatism is considered clinically necessary
Ophthalmic | Intraocular lens replacement | Intraocular lens (IOL) | Monofocal, astigmatism correcting IOL | AMO | JJSV TECNIS Eyhance Toric II IOL with TECNIS Simplicity Delivery System | DIU800I160 | Standalone | DE0505988 | Indicated for patients with astigmatism of 2.5 dioptre cylinder (DC) and above in at least 1 eye; where correction of astigmatism is considered clinically necessary
Ophthalmic | Intraocular lens replacement | Intraocular lens (IOL) | Monofocal, astigmatism correcting IOL | AMO | JJSV TECNIS Eyhance Toric II IOL with TECNIS Simplicity Delivery System | DIU800I165 | Standalone | DE0505988 | Indicated for patients with astigmatism of 2.5 dioptre cylinder (DC) and above in at least 1 eye; where correction of astigmatism is considered clinically necessary
Ophthalmic | Intraocular lens replacement | Intraocular lens (IOL) | Monofocal, astigmatism correcting IOL | AMO | JJSV TECNIS Eyhance Toric II IOL with TECNIS Simplicity Delivery System | DIU800I170 | Standalone | DE0505988 | Indicated for patients with astigmatism of 2.5 dioptre cylinder (DC) and above in at least 1 eye; where correction of astigmatism is considered clinically necessary
Ophthalmic | Intraocular lens replacement | Intraocular lens (IOL) | Monofocal, astigmatism correcting IOL | AMO | JJSV TECNIS Eyhance Toric II IOL with TECNIS Simplicity Delivery System | DIU800I175 | Standalone | DE0505988 | Indicated for patients with astigmatism of 2.5 dioptre cylinder (DC) and above in at least 1 eye; where correction of astigmatism is considered clinically necessary
Ophthalmic | Intraocular lens replacement | Intraocular lens (IOL) | Monofocal, astigmatism correcting IOL | AMO | JJSV TECNIS Eyhance Toric II IOL with TECNIS Simplicity Delivery System | DIU800I180 | Standalone | DE0505988 | Indicated for patients with astigmatism of 2.5 dioptre cylinder (DC) and above in at least 1 eye; where correction of astigmatism is considered clinically necessary
Ophthalmic | Intraocular lens replacement | Intraocular lens (IOL) | Monofocal, astigmatism correcting IOL | AMO | JJSV TECNIS Eyhance Toric II IOL with TECNIS Simplicity Delivery System | DIU800I185 | Standalone | DE0505988 | Indicated for patients with astigmatism of 2.5 dioptre cylinder (DC) and above in at least 1 eye; where correction of astigmatism is considered clinically necessary
Ophthalmic | Intraocular lens replacement | Intraocular lens (IOL) | Monofocal, astigmatism correcting IOL | AMO | JJSV TECNIS Eyhance Toric II IOL with TECNIS Simplicity Delivery System | DIU800I190 | Standalone | DE0505988 | Indicated for patients with astigmatism of 2.5 dioptre cylinder (DC) and above in at least 1 eye; where correction of astigmatism is considered clinically necessary
Ophthalmic | Intraocular lens replacement | Intraocular lens (IOL) | Monofocal, astigmatism correcting IOL | AMO | JJSV TECNIS Eyhance Toric II IOL with TECNIS Simplicity Delivery System | DIU800I195 | Standalone | DE0505988 | Indicated for patients with astigmatism of 2.5 dioptre cylinder (DC) and above in at least 1 eye; where correction of astigmatism is considered clinically necessary
Ophthalmic | Intraocular lens replacement | Intraocular lens (IOL) | Monofocal, astigmatism correcting IOL | AMO | JJSV TECNIS Eyhance Toric II IOL with TECNIS Simplicity Delivery System | DIU800I200 | Standalone | DE0505988 | Indicated for patients with astigmatism of 2.5 dioptre cylinder (DC) and above in at least 1 eye; where correction of astigmatism is considered clinically necessary
Ophthalmic | Intraocular lens replacement | Intraocular lens (IOL) | Monofocal, astigmatism correcting IOL | AMO | JJSV TECNIS Eyhance Toric II IOL with TECNIS Simplicity Delivery System | DIU800I205 | Standalone | DE0505988 | Indicated for patients with astigmatism of 2.5 dioptre cylinder (DC) and above in at least 1 eye; where correction of astigmatism is considered clinically necessary
Ophthalmic | Intraocular lens replacement | Intraocular lens (IOL) | Monofocal, astigmatism correcting IOL | AMO | JJSV TECNIS Eyhance Toric II IOL with TECNIS Simplicity Delivery System | DIU800I210 | Standalone | DE0505988 | Indicated for patients with astigmatism of 2.5 dioptre cylinder (DC) and above in at least 1 eye; where correction of astigmatism is considered clinically necessary
Ophthalmic | Intraocular lens replacement | Intraocular lens (IOL) | Monofocal, astigmatism correcting IOL | AMO | JJSV TECNIS Eyhance Toric II IOL with TECNIS Simplicity Delivery System | DIU800I215 | Standalone | DE0505988 | Indicated for patients with astigmatism of 2.5 dioptre cylinder (DC) and above in at least 1 eye; where correction of astigmatism is considered clinically necessary
Ophthalmic | Intraocular lens replacement | Intraocular lens (IOL) | Monofocal, astigmatism correcting IOL | AMO | JJSV TECNIS Eyhance Toric II IOL with TECNIS Simplicity Delivery System | DIU800I220 | Standalone | DE0505988 | Indicated for patients with astigmatism of 2.5 dioptre cylinder (DC) and above in at least 1 eye; where correction of astigmatism is considered clinically necessary
Ophthalmic | Intraocular lens replacement | Intraocular lens (IOL) | Monofocal, astigmatism correcting IOL | AMO | JJSV TECNIS Eyhance Toric II IOL with TECNIS Simplicity Delivery System | DIU800I225 | Standalone | DE0505988 | Indicated for patients with astigmatism of 2.5 dioptre cylinder (DC) and above in at least 1 eye; where correction of astigmatism is considered clinically necessary
Ophthalmic | Intraocular lens replacement | Intraocular lens (IOL) | Monofocal, astigmatism correcting IOL | AMO | JJSV TECNIS Eyhance Toric II IOL with TECNIS Simplicity Delivery System | DIU800I230 | Standalone | DE0505988 | Indicated for patients with astigmatism of 2.5 dioptre cylinder (DC) and above in at least 1 eye; where correction of astigmatism is considered clinically necessary
Ophthalmic | Intraocular lens replacement | Intraocular lens (IOL) | Monofocal, astigmatism correcting IOL | AMO | JJSV TECNIS Eyhance Toric II IOL with TECNIS Simplicity Delivery System | DIU800I235 | Standalone | DE0505988 | Indicated for patients with astigmatism of 2.5 dioptre cylinder (DC) and above in at least 1 eye; where correction of astigmatism is considered clinically necessary
Ophthalmic | Intraocular lens replacement | Intraocular lens (IOL) | Monofocal, astigmatism correcting IOL | AMO | JJSV TECNIS Eyhance Toric II IOL with TECNIS Simplicity Delivery System | DIU800I240 | Standalone | DE0505988 | Indicated for patients with astigmatism of 2.5 dioptre cylinder (DC) and above in at least 1 eye; where correction of astigmatism is considered clinically necessary
Ophthalmic | Intraocular lens replacement | Intraocular lens (IOL) | Monofocal, astigmatism correcting IOL | AMO | JJSV TECNIS Eyhance Toric II IOL with TECNIS Simplicity Delivery System | DIU800I245 | Standalone | DE0505988 | Indicated for patients with astigmatism of 2.5 dioptre cylinder (DC) and above in at least 1 eye; where correction of astigmatism is considered clinically necessary
Ophthalmic | Intraocular lens replacement | Intraocular lens (IOL) | Monofocal, astigmatism correcting IOL | AMO | JJSV TECNIS Eyhance Toric II IOL with TECNIS Simplicity Delivery System | DIU800I250 | Standalone | DE0505988 | Indicated for patients with astigmatism of 2.5 dioptre cylinder (DC) and above in at least 1 eye; where correction of astigmatism is considered clinically necessary
Ophthalmic | Intraocular lens replacement | Intraocular lens (IOL) | Monofocal, astigmatism correcting IOL | AMO | JJSV TECNIS Eyhance Toric II IOL with TECNIS Simplicity Delivery System | DIU800I255 | Standalone | DE0505988 | Indicated for patients with astigmatism of 2.5 dioptre cylinder (DC) and above in at least 1 eye; where correction of astigmatism is considered clinically necessary
Ophthalmic | Intraocular lens replacement | Intraocular lens (IOL) | Monofocal, astigmatism correcting IOL | AMO | JJSV TECNIS Eyhance Toric II IOL with TECNIS Simplicity Delivery System | DIU800I260 | Standalone | DE0505988 | Indicated for patients with astigmatism of 2.5 dioptre cylinder (DC) and above in at least 1 eye; where correction of astigmatism is considered clinically necessary
Ophthalmic | Intraocular lens replacement | Intraocular lens (IOL) | Monofocal, astigmatism correcting IOL | AMO | JJSV TECNIS Eyhance Toric II IOL with TECNIS Simplicity Delivery System | DIU800I265 | Standalone | DE0505988 | Indicated for patients with astigmatism of 2.5 dioptre cylinder (DC) and above in at least 1 eye; where correction of astigmatism is considered clinically necessary
Ophthalmic | Intraocular lens replacement | Intraocular lens (IOL) | Monofocal, astigmatism correcting IOL | AMO | JJSV TECNIS Eyhance Toric II IOL with TECNIS Simplicity Delivery System | DIU800I270 | Standalone | DE0505988 | Indicated for patients with astigmatism of 2.5 dioptre cylinder (DC) and above in at least 1 eye; where correction of astigmatism is considered clinically necessary
Ophthalmic | Intraocular lens replacement | Intraocular lens (IOL) | Monofocal, astigmatism correcting IOL | AMO | JJSV TECNIS Eyhance Toric II IOL with TECNIS Simplicity Delivery System | DIU800I275 | Standalone | DE0505988 | Indicated for patients with astigmatism of 2.5 dioptre cylinder (DC) and above in at least 1 eye; where correction of astigmatism is considered clinically necessary
Ophthalmic | Intraocular lens replacement | Intraocular lens (IOL) | Monofocal, astigmatism correcting IOL | AMO | JJSV TECNIS Eyhance Toric II IOL with TECNIS Simplicity Delivery System | DIU800I280 | Standalone | DE0505988 | Indicated for patients with astigmatism of 2.5 dioptre cylinder (DC) and above in at least 1 eye; where correction of astigmatism is considered clinically necessary
Ophthalmic | Intraocular lens replacement | Intraocular lens (IOL) | Monofocal, astigmatism correcting IOL | AMO | JJSV TECNIS Eyhance Toric II IOL with TECNIS Simplicity Delivery System | DIU800I285 | Standalone | DE0505988 | Indicated for patients with astigmatism of 2.5 dioptre cylinder (DC) and above in at least 1 eye; where correction of astigmatism is considered clinically necessary
Ophthalmic | Intraocular lens replacement | Intraocular lens (IOL) | Monofocal, astigmatism correcting IOL | AMO | JJSV TECNIS Eyhance Toric II IOL with TECNIS Simplicity Delivery System | DIU800I290 | Standalone | DE0505988 | Indicated for patients with astigmatism of 2.5 dioptre cylinder (DC) and above in at least 1 eye; where correction of astigmatism is considered clinically necessary
Ophthalmic | Intraocular lens replacement | Intraocular lens (IOL) | Monofocal, astigmatism correcting IOL | AMO | JJSV TECNIS Eyhance Toric II IOL with TECNIS Simplicity Delivery System | DIU800I295 | Standalone | DE0505988 | Indicated for patients with astigmatism of 2.5 dioptre cylinder (DC) and above in at least 1 eye; where correction of astigmatism is considered clinically necessary
Ophthalmic | Intraocular lens replacement | Intraocular lens (IOL) | Monofocal, astigmatism correcting IOL | AMO | JJSV TECNIS Eyhance Toric II IOL with TECNIS Simplicity Delivery System | DIU800I300 | Standalone | DE0505988 | Indicated for patients with astigmatism of 2.5 dioptre cylinder (DC) and above in at least 1 eye; where correction of astigmatism is considered clinically necessary
Ophthalmic | Intraocular lens replacement | Intraocular lens (IOL) | Monofocal, astigmatism correcting IOL | AMO | JJSV TECNIS Eyhance Toric II IOL with TECNIS Simplicity Delivery System | DIU800I305 | Standalone | DE0505988 | Indicated for patients with astigmatism of 2.5 dioptre cylinder (DC) and above in at least 1 eye; where correction of astigmatism is considered clinically necessary
Ophthalmic | Intraocular lens replacement | Intraocular lens (IOL) | Monofocal, astigmatism correcting IOL | AMO | JJSV TECNIS Eyhance Toric II IOL with TECNIS Simplicity Delivery System | DIU800I310 | Standalone | DE0505988 | Indicated for patients with astigmatism of 2.5 dioptre cylinder (DC) and above in at least 1 eye; where correction of astigmatism is considered clinically necessary
Ophthalmic | Intraocular lens replacement | Intraocular lens (IOL) | Monofocal, astigmatism correcting IOL | AMO | JJSV TECNIS Eyhance Toric II IOL with TECNIS Simplicity Delivery System | DIU800I315 | Standalone | DE0505988 | Indicated for patients with astigmatism of 2.5 dioptre cylinder (DC) and above in at least 1 eye; where correction of astigmatism is considered clinically necessary
Ophthalmic | Intraocular lens replacement | Intraocular lens (IOL) | Monofocal, astigmatism correcting IOL | AMO | JJSV TECNIS Eyhance Toric II IOL with TECNIS Simplicity Delivery System | DIU800I320 | Standalone | DE0505988 | Indicated for patients with astigmatism of 2.5 dioptre cylinder (DC) and above in at least 1 eye; where correction of astigmatism is considered clinically necessary
Ophthalmic | Intraocular lens replacement | Intraocular lens (IOL) | Monofocal, astigmatism correcting IOL | AMO | JJSV TECNIS Eyhance Toric II IOL with TECNIS Simplicity Delivery System | DIU800I325 | Standalone | DE0505988 | Indicated for patients with astigmatism of 2.5 dioptre cylinder (DC) and above in at least 1 eye; where correction of astigmatism is considered clinically necessary
Ophthalmic | Intraocular lens replacement | Intraocular lens (IOL) | Monofocal, astigmatism correcting IOL | AMO | JJSV TECNIS Eyhance Toric II IOL with TECNIS Simplicity Delivery System | DIU800I330 | Standalone | DE0505988 | Indicated for patients with astigmatism of 2.5 dioptre cylinder (DC) and above in at least 1 eye; where correction of astigmatism is considered clinically necessary
Ophthalmic | Intraocular lens replacement | Intraocular lens (IOL) | Monofocal, astigmatism correcting IOL | AMO | JJSV TECNIS Eyhance Toric II IOL with TECNIS Simplicity Delivery System | DIU800I335 | Standalone | DE0505988 | Indicated for patients with astigmatism of 2.5 dioptre cylinder (DC) and above in at least 1 eye; where correction of astigmatism is considered clinically necessary
Ophthalmic | Intraocular lens replacement | Intraocular lens (IOL) | Monofocal, astigmatism correcting IOL | AMO | JJSV TECNIS Eyhance Toric II IOL with TECNIS Simplicity Delivery System | DIU800I340 | Standalone | DE0505988 | Indicated for patients with astigmatism of 2.5 dioptre cylinder (DC) and above in at least 1 eye; where correction of astigmatism is considered clinically necessary
Ophthalmic | Intraocular lens replacement | Intraocular lens (IOL) | Monofocal, astigmatism correcting IOL | AMO Puerto Rico Manufacturing, Inc.; AMO Groningen B.V. | JJSV TECNIS Toric 1-Piece IOL | ZCT1000050 | Standalone | DE0009020 | Indicated for patients with astigmatism of 2.5 dioptre cylinder (DC) and above in at least 1 eye; where correction of astigmatism is considered clinically necessary
Ophthalmic | Intraocular lens replacement | Intraocular lens (IOL) | Monofocal, astigmatism correcting IOL | AMO Puerto Rico Manufacturing, Inc.; AMO Groningen B.V. | JJSV TECNIS Toric 1-Piece IOL | ZCT1000055 | Standalone | DE0009020 | Indicated for patients with astigmatism of 2.5 dioptre cylinder (DC) and above in at least 1 eye; where correction of astigmatism is considered clinically necessary
Ophthalmic | Intraocular lens replacement | Intraocular lens (IOL) | Monofocal, astigmatism correcting IOL | AMO Puerto Rico Manufacturing, Inc.; AMO Groningen B.V. | JJSV TECNIS Toric 1-Piece IOL | ZCT1000060 | Standalone | DE0009020 | Indicated for patients with astigmatism of 2.5 dioptre cylinder (DC) and above in at least 1 eye; where correction of astigmatism is considered clinically necessary
Ophthalmic | Intraocular lens replacement | Intraocular lens (IOL) | Monofocal, astigmatism correcting IOL | AMO Puerto Rico Manufacturing, Inc.; AMO Groningen B.V. | JJSV TECNIS Toric 1-Piece IOL | ZCT1000065 | Standalone | DE0009020 | Indicated for patients with astigmatism of 2.5 dioptre cylinder (DC) and above in at least 1 eye; where correction of astigmatism is considered clinically necessary
Ophthalmic | Intraocular lens replacement | Intraocular lens (IOL) | Monofocal, astigmatism correcting IOL | AMO Puerto Rico Manufacturing, Inc.; AMO Groningen B.V. | JJSV TECNIS Toric 1-Piece IOL | ZCT1000070 | Standalone | DE0009020 | Indicated for patients with astigmatism of 2.5 dioptre cylinder (DC) and above in at least 1 eye; where correction of astigmatism is considered clinically necessary
Ophthalmic | Intraocular lens replacement | Intraocular lens (IOL) | Monofocal, astigmatism correcting IOL | AMO Puerto Rico Manufacturing, Inc.; AMO Groningen B.V. | JJSV TECNIS Toric 1-Piece IOL | ZCT1000075 | Standalone | DE0009020 | Indicated for patients with astigmatism of 2.5 dioptre cylinder (DC) and above in at least 1 eye; where correction of astigmatism is considered clinically necessary
Ophthalmic | Intraocular lens replacement | Intraocular lens (IOL) | Monofocal, astigmatism correcting IOL | AMO Puerto Rico Manufacturing, Inc.; AMO Groningen B.V. | JJSV TECNIS Toric 1-Piece IOL | ZCT1000080 | Standalone | DE0009020 | Indicated for patients with astigmatism of 2.5 dioptre cylinder (DC) and above in at least 1 eye; where correction of astigmatism is considered clinically necessary
Ophthalmic | Intraocular lens replacement | Intraocular lens (IOL) | Monofocal, astigmatism correcting IOL | AMO Puerto Rico Manufacturing, Inc.; AMO Groningen B.V. | JJSV TECNIS Toric 1-Piece IOL | ZCT1000085 | Standalone | DE0009020 | Indicated for patients with astigmatism of 2.5 dioptre cylinder (DC) and above in at least 1 eye; where correction of astigmatism is considered clinically necessary
Ophthalmic | Intraocular lens replacement | Intraocular lens (IOL) | Monofocal, astigmatism correcting IOL | AMO Puerto Rico Manufacturing, Inc.; AMO Groningen B.V. | JJSV TECNIS Toric 1-Piece IOL | ZCT1000090 | Standalone | DE0009020 | Indicated for patients with astigmatism of 2.5 dioptre cylinder (DC) and above in at least 1 eye; where correction of astigmatism is considered clinically necessary
Ophthalmic | Intraocular lens replacement | Intraocular lens (IOL) | Monofocal, astigmatism correcting IOL | AMO Puerto Rico Manufacturing, Inc.; AMO Groningen B.V. | JJSV TECNIS Toric 1-Piece IOL | ZCT1000095 | Standalone | DE0009020 | Indicated for patients with astigmatism of 2.5 dioptre cylinder (DC) and above in at least 1 eye; where correction of astigmatism is considered clinically necessary
Ophthalmic | Intraocular lens replacement | Intraocular lens (IOL) | Monofocal, astigmatism correcting IOL | AMO Puerto Rico Manufacturing, Inc.; AMO Groningen B.V. | JJSV TECNIS Toric 1-Piece IOL | ZCT1000100 | Standalone | DE0009020 | Indicated for patients with astigmatism of 2.5 dioptre cylinder (DC) and above in at least 1 eye; where correction of astigmatism is considered clinically necessary
Ophthalmic | Intraocular lens replacement | Intraocular lens (IOL) | Monofocal, astigmatism correcting IOL | AMO Puerto Rico Manufacturing, Inc.; AMO Groningen B.V. | JJSV TECNIS Toric 1-Piece IOL | ZCT1000105 | Standalone | DE0009020 | Indicated for patients with astigmatism of 2.5 dioptre cylinder (DC) and above in at least 1 eye; where correction of astigmatism is considered clinically necessary
Ophthalmic | Intraocular lens replacement | Intraocular lens (IOL) | Monofocal, astigmatism correcting IOL | AMO Puerto Rico Manufacturing, Inc.; AMO Groningen B.V. | JJSV TECNIS Toric 1-Piece IOL | ZCT1000110 | Standalone | DE0009020 | Indicated for patients with astigmatism of 2.5 dioptre cylinder (DC) and above in at least 1 eye; where correction of astigmatism is considered clinically necessary
Ophthalmic | Intraocular lens replacement | Intraocular lens (IOL) | Monofocal, astigmatism correcting IOL | AMO Puerto Rico Manufacturing, Inc.; AMO Groningen B.V. | JJSV TECNIS Toric 1-Piece IOL | ZCT1000115 | Standalone | DE0009020 | Indicated for patients with astigmatism of 2.5 dioptre cylinder (DC) and above in at least 1 eye; where correction of astigmatism is considered clinically necessary
Ophthalmic | Intraocular lens replacement | Intraocular lens (IOL) | Monofocal, astigmatism correcting IOL | AMO Puerto Rico Manufacturing, Inc.; AMO Groningen B.V. | JJSV TECNIS Toric 1-Piece IOL | ZCT1000120 | Standalone | DE0009020 | Indicated for patients with astigmatism of 2.5 dioptre cylinder (DC) and above in at least 1 eye; where correction of astigmatism is considered clinically necessary
Ophthalmic | Intraocular lens replacement | Intraocular lens (IOL) | Monofocal, astigmatism correcting IOL | AMO Puerto Rico Manufacturing, Inc.; AMO Groningen B.V. | JJSV TECNIS Toric 1-Piece IOL | ZCT1000125 | Standalone | DE0009020 | Indicated for patients with astigmatism of 2.5 dioptre cylinder (DC) and above in at least 1 eye; where correction of astigmatism is considered clinically necessary
Ophthalmic | Intraocular lens replacement | Intraocular lens (IOL) | Monofocal, astigmatism correcting IOL | AMO Puerto Rico Manufacturing, Inc.; AMO Groningen B.V. | JJSV TECNIS Toric 1-Piece IOL | ZCT1000130 | Standalone | DE0009020 | Indicated for patients with astigmatism of 2.5 dioptre cylinder (DC) and above in at least 1 eye; where correction of astigmatism is considered clinically necessary
Ophthalmic | Intraocular lens replacement | Intraocular lens (IOL) | Monofocal, astigmatism correcting IOL | AMO Puerto Rico Manufacturing, Inc.; AMO Groningen B.V. | JJSV TECNIS Toric 1-Piece IOL | ZCT1000135 | Standalone | DE0009020 | Indicated for patients with astigmatism of 2.5 dioptre cylinder (DC) and above in at least 1 eye; where correction of astigmatism is considered clinically necessary
Ophthalmic | Intraocular lens replacement | Intraocular lens (IOL) | Monofocal, astigmatism correcting IOL | AMO Puerto Rico Manufacturing, Inc.; AMO Groningen B.V. | JJSV TECNIS Toric 1-Piece IOL | ZCT1000140 | Standalone | DE0009020 | Indicated for patients with astigmatism of 2.5 dioptre cylinder (DC) and above in at least 1 eye; where correction of astigmatism is considered clinically necessary
Ophthalmic | Intraocular lens replacement | Intraocular lens (IOL) | Monofocal, astigmatism correcting IOL | AMO Puerto Rico Manufacturing, Inc.; AMO Groningen B.V. | JJSV TECNIS Toric 1-Piece IOL | ZCT1000145 | Standalone | DE0009020 | Indicated for patients with astigmatism of 2.5 dioptre cylinder (DC) and above in at least 1 eye; where correction of astigmatism is considered clinically necessary
Ophthalmic | Intraocular lens replacement | Intraocular lens (IOL) | Monofocal, astigmatism correcting IOL | AMO Puerto Rico Manufacturing, Inc.; AMO Groningen B.V. | JJSV TECNIS Toric 1-Piece IOL | ZCT1000150 | Standalone | DE0009020 | Indicated for patients with astigmatism of 2.5 dioptre cylinder (DC) and above in at least 1 eye; where correction of astigmatism is considered clinically necessary
Ophthalmic | Intraocular lens replacement | Intraocular lens (IOL) | Monofocal, astigmatism correcting IOL | AMO Puerto Rico Manufacturing, Inc.; AMO Groningen B.V. | JJSV TECNIS Toric 1-Piece IOL | ZCT1000155 | Standalone | DE0009020 | Indicated for patients with astigmatism of 2.5 dioptre cylinder (DC) and above in at least 1 eye; where correction of astigmatism is considered clinically necessary
Ophthalmic | Intraocular lens replacement | Intraocular lens (IOL) | Monofocal, astigmatism correcting IOL | AMO Puerto Rico Manufacturing, Inc.; AMO Groningen B.V. | JJSV TECNIS Toric 1-Piece IOL | ZCT1000160 | Standalone | DE0009020 | Indicated for patients with astigmatism of 2.5 dioptre cylinder (DC) and above in at least 1 eye; where correction of astigmatism is considered clinically necessary
Ophthalmic | Intraocular lens replacement | Intraocular lens (IOL) | Monofocal, astigmatism correcting IOL | AMO Puerto Rico Manufacturing, Inc.; AMO Groningen B.V. | JJSV TECNIS Toric 1-Piece IOL | ZCT1000165 | Standalone | DE0009020 | Indicated for patients with astigmatism of 2.5 dioptre cylinder (DC) and above in at least 1 eye; where correction of astigmatism is considered clinically necessary
Ophthalmic | Intraocular lens replacement | Intraocular lens (IOL) | Monofocal, astigmatism correcting IOL | AMO Puerto Rico Manufacturing, Inc.; AMO Groningen B.V. | JJSV TECNIS Toric 1-Piece IOL | ZCT1000170 | Standalone | DE0009020 | Indicated for patients with astigmatism of 2.5 dioptre cylinder (DC) and above in at least 1 eye; where correction of astigmatism is considered clinically necessary
Ophthalmic | Intraocular lens replacement | Intraocular lens (IOL) | Monofocal, astigmatism correcting IOL | AMO Puerto Rico Manufacturing, Inc.; AMO Groningen B.V. | JJSV TECNIS Toric 1-Piece IOL | ZCT1000175 | Standalone | DE0009020 | Indicated for patients with astigmatism of 2.5 dioptre cylinder (DC) and above in at least 1 eye; where correction of astigmatism is considered clinically necessary
Ophthalmic | Intraocular lens replacement | Intraocular lens (IOL) | Monofocal, astigmatism correcting IOL | AMO Puerto Rico Manufacturing, Inc.; AMO Groningen B.V. | JJSV TECNIS Toric 1-Piece IOL | ZCT1000180 | Standalone | DE0009020 | Indicated for patients with astigmatism of 2.5 dioptre cylinder (DC) and above in at least 1 eye; where correction of astigmatism is considered clinically necessary
Ophthalmic | Intraocular lens replacement | Intraocular lens (IOL) | Monofocal, astigmatism correcting IOL | AMO Puerto Rico Manufacturing, Inc.; AMO Groningen B.V. | JJSV TECNIS Toric 1-Piece IOL | ZCT1000185 | Standalone | DE0009020 | Indicated for patients with astigmatism of 2.5 dioptre cylinder (DC) and above in at least 1 eye; where correction of astigmatism is considered clinically necessary
Ophthalmic | Intraocular lens replacement | Intraocular lens (IOL) | Monofocal, astigmatism correcting IOL | AMO Puerto Rico Manufacturing, Inc.; AMO Groningen B.V. | JJSV TECNIS Toric 1-Piece IOL | ZCT1000190 | Standalone | DE0009020 | Indicated for patients with astigmatism of 2.5 dioptre cylinder (DC) and above in at least 1 eye; where correction of astigmatism is considered clinically necessary
Ophthalmic | Intraocular lens replacement | Intraocular lens (IOL) | Monofocal, astigmatism correcting IOL | AMO Puerto Rico Manufacturing, Inc.; AMO Groningen B.V. | JJSV TECNIS Toric 1-Piece IOL | ZCT1000195 | Standalone | DE0009020 | Indicated for patients with astigmatism of 2.5 dioptre cylinder (DC) and above in at least 1 eye; where correction of astigmatism is considered clinically necessary
Ophthalmic | Intraocular lens replacement | Intraocular lens (IOL) | Monofocal, astigmatism correcting IOL | AMO Puerto Rico Manufacturing, Inc.; AMO Groningen B.V. | JJSV TECNIS Toric 1-Piece IOL | ZCT1000200 | Standalone | DE0009020 | Indicated for patients with astigmatism of 2.5 dioptre cylinder (DC) and above in at least 1 eye; where correction of astigmatism is considered clinically necessary
Ophthalmic | Intraocular lens replacement | Intraocular lens (IOL) | Monofocal, astigmatism correcting IOL | AMO Puerto Rico Manufacturing, Inc.; AMO Groningen B.V. | JJSV TECNIS Toric 1-Piece IOL | ZCT1000205 | Standalone | DE0009020 | Indicated for patients with astigmatism of 2.5 dioptre cylinder (DC) and above in at least 1 eye; where correction of astigmatism is considered clinically necessary
Ophthalmic | Intraocular lens replacement | Intraocular lens (IOL) | Monofocal, astigmatism correcting IOL | AMO Puerto Rico Manufacturing, Inc.; AMO Groningen B.V. | JJSV TECNIS Toric 1-Piece IOL | ZCT1000210 | Standalone | DE0009020 | Indicated for patients with astigmatism of 2.5 dioptre cylinder (DC) and above in at least 1 eye; where correction of astigmatism is considered clinically necessary
Ophthalmic | Intraocular lens replacement | Intraocular lens (IOL) | Monofocal, astigmatism correcting IOL | AMO Puerto Rico Manufacturing, Inc.; AMO Groningen B.V. | JJSV TECNIS Toric 1-Piece IOL | ZCT1000215 | Standalone | DE0009020 | Indicated for patients with astigmatism of 2.5 dioptre cylinder (DC) and above in at least 1 eye; where correction of astigmatism is considered clinically necessary
Ophthalmic | Intraocular lens replacement | Intraocular lens (IOL) | Monofocal, astigmatism correcting IOL | AMO Puerto Rico Manufacturing, Inc.; AMO Groningen B.V. | JJSV TECNIS Toric 1-Piece IOL | ZCT1000220 | Standalone | DE0009020 | Indicated for patients with astigmatism of 2.5 dioptre cylinder (DC) and above in at least 1 eye; where correction of astigmatism is considered clinically necessary
Ophthalmic | Intraocular lens replacement | Intraocular lens (IOL) | Monofocal, astigmatism correcting IOL | AMO Puerto Rico Manufacturing, Inc.; AMO Groningen B.V. | JJSV TECNIS Toric 1-Piece IOL | ZCT1000225 | Standalone | DE0009020 | Indicated for patients with astigmatism of 2.5 dioptre cylinder (DC) and above in at least 1 eye; where correction of astigmatism is considered clinically necessary
Ophthalmic | Intraocular lens replacement | Intraocular lens (IOL) | Monofocal, astigmatism correcting IOL | AMO Puerto Rico Manufacturing, Inc.; AMO Groningen B.V. | JJSV TECNIS Toric 1-Piece IOL | ZCT1000230 | Standalone | DE0009020 | Indicated for patients with astigmatism of 2.5 dioptre cylinder (DC) and above in at least 1 eye; where correction of astigmatism is considered clinically necessary
Ophthalmic | Intraocular lens replacement | Intraocular lens (IOL) | Monofocal, astigmatism correcting IOL | AMO Puerto Rico Manufacturing, Inc.; AMO Groningen B.V. | JJSV TECNIS Toric 1-Piece IOL | ZCT1000235 | Standalone | DE0009020 | Indicated for patients with astigmatism of 2.5 dioptre cylinder (DC) and above in at least 1 eye; where correction of astigmatism is considered clinically necessary
Ophthalmic | Intraocular lens replacement | Intraocular lens (IOL) | Monofocal, astigmatism correcting IOL | AMO Puerto Rico Manufacturing, Inc.; AMO Groningen B.V. | JJSV TECNIS Toric 1-Piece IOL | ZCT1000240 | Standalone | DE0009020 | Indicated for patients with astigmatism of 2.5 dioptre cylinder (DC) and above in at least 1 eye; where correction of astigmatism is considered clinically necessary
Ophthalmic | Intraocular lens replacement | Intraocular lens (IOL) | Monofocal, astigmatism correcting IOL | AMO Puerto Rico Manufacturing, Inc.; AMO Groningen B.V. | JJSV TECNIS Toric 1-Piece IOL | ZCT1000245 | Standalone | DE0009020 | Indicated for patients with astigmatism of 2.5 dioptre cylinder (DC) and above in at least 1 eye; where correction of astigmatism is considered clinically necessary
Ophthalmic | Intraocular lens replacement | Intraocular lens (IOL) | Monofocal, astigmatism correcting IOL | AMO Puerto Rico Manufacturing, Inc.; AMO Groningen B.V. | JJSV TECNIS Toric 1-Piece IOL | ZCT1000250 | Standalone | DE0009020 | Indicated for patients with astigmatism of 2.5 dioptre cylinder (DC) and above in at least 1 eye; where correction of astigmatism is considered clinically necessary
Ophthalmic | Intraocular lens replacement | Intraocular lens (IOL) | Monofocal, astigmatism correcting IOL | AMO Puerto Rico Manufacturing, Inc.; AMO Groningen B.V. | JJSV TECNIS Toric 1-Piece IOL | ZCT1000255 | Standalone | DE0009020 | Indicated for patients with astigmatism of 2.5 dioptre cylinder (DC) and above in at least 1 eye; where correction of astigmatism is considered clinically necessary
Ophthalmic | Intraocular lens replacement | Intraocular lens (IOL) | Monofocal, astigmatism correcting IOL | AMO Puerto Rico Manufacturing, Inc.; AMO Groningen B.V. | JJSV TECNIS Toric 1-Piece IOL | ZCT1000260 | Standalone | DE0009020 | Indicated for patients with astigmatism of 2.5 dioptre cylinder (DC) and above in at least 1 eye; where correction of astigmatism is considered clinically necessary
Ophthalmic | Intraocular lens replacement | Intraocular lens (IOL) | Monofocal, astigmatism correcting IOL | AMO Puerto Rico Manufacturing, Inc.; AMO Groningen B.V. | JJSV TECNIS Toric 1-Piece IOL | ZCT1000265 | Standalone | DE0009020 | Indicated for patients with astigmatism of 2.5 dioptre cylinder (DC) and above in at least 1 eye; where correction of astigmatism is considered clinically necessary
Ophthalmic | Intraocular lens replacement | Intraocular lens (IOL) | Monofocal, astigmatism correcting IOL | AMO Puerto Rico Manufacturing, Inc.; AMO Groningen B.V. | JJSV TECNIS Toric 1-Piece IOL | ZCT1000270 | Standalone | DE0009020 | Indicated for patients with astigmatism of 2.5 dioptre cylinder (DC) and above in at least 1 eye; where correction of astigmatism is considered clinically necessary
Ophthalmic | Intraocular lens replacement | Intraocular lens (IOL) | Monofocal, astigmatism correcting IOL | AMO Puerto Rico Manufacturing, Inc.; AMO Groningen B.V. | JJSV TECNIS Toric 1-Piece IOL | ZCT1000275 | Standalone | DE0009020 | Indicated for patients with astigmatism of 2.5 dioptre cylinder (DC) and above in at least 1 eye; where correction of astigmatism is considered clinically necessary
Ophthalmic | Intraocular lens replacement | Intraocular lens (IOL) | Monofocal, astigmatism correcting IOL | AMO Puerto Rico Manufacturing, Inc.; AMO Groningen B.V. | JJSV TECNIS Toric 1-Piece IOL | ZCT1000280 | Standalone | DE0009020 | Indicated for patients with astigmatism of 2.5 dioptre cylinder (DC) and above in at least 1 eye; where correction of astigmatism is considered clinically necessary
Ophthalmic | Intraocular lens replacement | Intraocular lens (IOL) | Monofocal, astigmatism correcting IOL | AMO Puerto Rico Manufacturing, Inc.; AMO Groningen B.V. | JJSV TECNIS Toric 1-Piece IOL | ZCT1000285 | Standalone | DE0009020 | Indicated for patients with astigmatism of 2.5 dioptre cylinder (DC) and above in at least 1 eye; where correction of astigmatism is considered clinically necessary
Ophthalmic | Intraocular lens replacement | Intraocular lens (IOL) | Monofocal, astigmatism correcting IOL | AMO Puerto Rico Manufacturing, Inc.; AMO Groningen B.V. | JJSV TECNIS Toric 1-Piece IOL | ZCT1000290 | Standalone | DE0009020 | Indicated for patients with astigmatism of 2.5 dioptre cylinder (DC) and above in at least 1 eye; where correction of astigmatism is considered clinically necessary
Ophthalmic | Intraocular lens replacement | Intraocular lens (IOL) | Monofocal, astigmatism correcting IOL | AMO Puerto Rico Manufacturing, Inc.; AMO Groningen B.V. | JJSV TECNIS Toric 1-Piece IOL | ZCT1000295 | Standalone | DE0009020 | Indicated for patients with astigmatism of 2.5 dioptre cylinder (DC) and above in at least 1 eye; where correction of astigmatism is considered clinically necessary
Ophthalmic | Intraocular lens replacement | Intraocular lens (IOL) | Monofocal, astigmatism correcting IOL | AMO Puerto Rico Manufacturing, Inc.; AMO Groningen B.V. | JJSV TECNIS Toric 1-Piece IOL | ZCT1000300 | Standalone | DE0009020 | Indicated for patients with astigmatism of 2.5 dioptre cylinder (DC) and above in at least 1 eye; where correction of astigmatism is considered clinically necessary
Ophthalmic | Intraocular lens replacement | Intraocular lens (IOL) | Monofocal, astigmatism correcting IOL | AMO Puerto Rico Manufacturing, Inc.; AMO Groningen B.V. | JJSV TECNIS Toric 1-Piece IOL | ZCT1000305 | Standalone | DE0009020 | Indicated for patients with astigmatism of 2.5 dioptre cylinder (DC) and above in at least 1 eye; where correction of astigmatism is considered clinically necessary
Ophthalmic | Intraocular lens replacement | Intraocular lens (IOL) | Monofocal, astigmatism correcting IOL | AMO Puerto Rico Manufacturing, Inc.; AMO Groningen B.V. | JJSV TECNIS Toric 1-Piece IOL | ZCT1000310 | Standalone | DE0009020 | Indicated for patients with astigmatism of 2.5 dioptre cylinder (DC) and above in at least 1 eye; where correction of astigmatism is considered clinically necessary
Ophthalmic | Intraocular lens replacement | Intraocular lens (IOL) | Monofocal, astigmatism correcting IOL | AMO Puerto Rico Manufacturing, Inc.; AMO Groningen B.V. | JJSV TECNIS Toric 1-Piece IOL | ZCT1000315 | Standalone | DE0009020 | Indicated for patients with astigmatism of 2.5 dioptre cylinder (DC) and above in at least 1 eye; where correction of astigmatism is considered clinically necessary
Ophthalmic | Intraocular lens replacement | Intraocular lens (IOL) | Monofocal, astigmatism correcting IOL | AMO Puerto Rico Manufacturing, Inc.; AMO Groningen B.V. | JJSV TECNIS Toric 1-Piece IOL | ZCT1000320 | Standalone | DE0009020 | Indicated for patients with astigmatism of 2.5 dioptre cylinder (DC) and above in at least 1 eye; where correction of astigmatism is considered clinically necessary
Ophthalmic | Intraocular lens replacement | Intraocular lens (IOL) | Monofocal, astigmatism correcting IOL | AMO Puerto Rico Manufacturing, Inc.; AMO Groningen B.V. | JJSV TECNIS Toric 1-Piece IOL | ZCT1000325 | Standalone | DE0009020 | Indicated for patients with astigmatism of 2.5 dioptre cylinder (DC) and above in at least 1 eye; where correction of astigmatism is considered clinically necessary
Ophthalmic | Intraocular lens replacement | Intraocular lens (IOL) | Monofocal, astigmatism correcting IOL | AMO Puerto Rico Manufacturing, Inc.; AMO Groningen B.V. | JJSV TECNIS Toric 1-Piece IOL | ZCT1000330 | Standalone | DE0009020 | Indicated for patients with astigmatism of 2.5 dioptre cylinder (DC) and above in at least 1 eye; where correction of astigmatism is considered clinically necessary
Ophthalmic | Intraocular lens replacement | Intraocular lens (IOL) | Monofocal, astigmatism correcting IOL | AMO Puerto Rico Manufacturing, Inc.; AMO Groningen B.V. | JJSV TECNIS Toric 1-Piece IOL | ZCT1000335 | Standalone | DE0009020 | Indicated for patients with astigmatism of 2.5 dioptre cylinder (DC) and above in at least 1 eye; where correction of astigmatism is considered clinically necessary
Ophthalmic | Intraocular lens replacement | Intraocular lens (IOL) | Monofocal, astigmatism correcting IOL | AMO Puerto Rico Manufacturing, Inc.; AMO Groningen B.V. | JJSV TECNIS Toric 1-Piece IOL | ZCT1000340 | Standalone | DE0009020 | Indicated for patients with astigmatism of 2.5 dioptre cylinder (DC) and above in at least 1 eye; where correction of astigmatism is considered clinically necessary
Ophthalmic | Intraocular lens replacement | Intraocular lens (IOL) | Monofocal, astigmatism correcting IOL | AMO Puerto Rico Manufacturing, Inc.; AMO Groningen B.V. | JJSV TECNIS Toric 1-Piece IOL | ZCT1500050 | Standalone | DE0009020 | Indicated for patients with astigmatism of 2.5 dioptre cylinder (DC) and above in at least 1 eye; where correction of astigmatism is considered clinically necessary
Ophthalmic | Intraocular lens replacement | Intraocular lens (IOL) | Monofocal, astigmatism correcting IOL | AMO Puerto Rico Manufacturing, Inc.; AMO Groningen B.V. | JJSV TECNIS Toric 1-Piece IOL | ZCT1500055 | Standalone | DE0009020 | Indicated for patients with astigmatism of 2.5 dioptre cylinder (DC) and above in at least 1 eye; where correction of astigmatism is considered clinically necessary
Ophthalmic | Intraocular lens replacement | Intraocular lens (IOL) | Monofocal, astigmatism correcting IOL | AMO Puerto Rico Manufacturing, Inc.; AMO Groningen B.V. | JJSV TECNIS Toric 1-Piece IOL | ZCT1500060 | Standalone | DE0009020 | Indicated for patients with astigmatism of 2.5 dioptre cylinder (DC) and above in at least 1 eye; where correction of astigmatism is considered clinically necessary
Ophthalmic | Intraocular lens replacement | Intraocular lens (IOL) | Monofocal, astigmatism correcting IOL | AMO Puerto Rico Manufacturing, Inc.; AMO Groningen B.V. | JJSV TECNIS Toric 1-Piece IOL | ZCT1500065 | Standalone | DE0009020 | Indicated for patients with astigmatism of 2.5 dioptre cylinder (DC) and above in at least 1 eye; where correction of astigmatism is considered clinically necessary
Ophthalmic | Intraocular lens replacement | Intraocular lens (IOL) | Monofocal, astigmatism correcting IOL | AMO Puerto Rico Manufacturing, Inc.; AMO Groningen B.V. | JJSV TECNIS Toric 1-Piece IOL | ZCT1500070 | Standalone | DE0009020 | Indicated for patients with astigmatism of 2.5 dioptre cylinder (DC) and above in at least 1 eye; where correction of astigmatism is considered clinically necessary
Ophthalmic | Intraocular lens replacement | Intraocular lens (IOL) | Monofocal, astigmatism correcting IOL | AMO Puerto Rico Manufacturing, Inc.; AMO Groningen B.V. | JJSV TECNIS Toric 1-Piece IOL | ZCT1500075 | Standalone | DE0009020 | Indicated for patients with astigmatism of 2.5 dioptre cylinder (DC) and above in at least 1 eye; where correction of astigmatism is considered clinically necessary
Ophthalmic | Intraocular lens replacement | Intraocular lens (IOL) | Monofocal, astigmatism correcting IOL | AMO Puerto Rico Manufacturing, Inc.; AMO Groningen B.V. | JJSV TECNIS Toric 1-Piece IOL | ZCT1500080 | Standalone | DE0009020 | Indicated for patients with astigmatism of 2.5 dioptre cylinder (DC) and above in at least 1 eye; where correction of astigmatism is considered clinically necessary
Ophthalmic | Intraocular lens replacement | Intraocular lens (IOL) | Monofocal, astigmatism correcting IOL | AMO Puerto Rico Manufacturing, Inc.; AMO Groningen B.V. | JJSV TECNIS Toric 1-Piece IOL | ZCT1500085 | Standalone | DE0009020 | Indicated for patients with astigmatism of 2.5 dioptre cylinder (DC) and above in at least 1 eye; where correction of astigmatism is considered clinically necessary
Ophthalmic | Intraocular lens replacement | Intraocular lens (IOL) | Monofocal, astigmatism correcting IOL | AMO Puerto Rico Manufacturing, Inc.; AMO Groningen B.V. | JJSV TECNIS Toric 1-Piece IOL | ZCT1500090 | Standalone | DE0009020 | Indicated for patients with astigmatism of 2.5 dioptre cylinder (DC) and above in at least 1 eye; where correction of astigmatism is considered clinically necessary
Ophthalmic | Intraocular lens replacement | Intraocular lens (IOL) | Monofocal, astigmatism correcting IOL | AMO Puerto Rico Manufacturing, Inc.; AMO Groningen B.V. | JJSV TECNIS Toric 1-Piece IOL | ZCT1500095 | Standalone | DE0009020 | Indicated for patients with astigmatism of 2.5 dioptre cylinder (DC) and above in at least 1 eye; where correction of astigmatism is considered clinically necessary
Ophthalmic | Intraocular lens replacement | Intraocular lens (IOL) | Monofocal, astigmatism correcting IOL | AMO Puerto Rico Manufacturing, Inc.; AMO Groningen B.V. | JJSV TECNIS Toric 1-Piece IOL | ZCT1500100 | Standalone | DE0009020 | Indicated for patients with astigmatism of 2.5 dioptre cylinder (DC) and above in at least 1 eye; where correction of astigmatism is considered clinically necessary
Ophthalmic | Intraocular lens replacement | Intraocular lens (IOL) | Monofocal, astigmatism correcting IOL | AMO Puerto Rico Manufacturing, Inc.; AMO Groningen B.V. | JJSV TECNIS Toric 1-Piece IOL | ZCT1500105 | Standalone | DE0009020 | Indicated for patients with astigmatism of 2.5 dioptre cylinder (DC) and above in at least 1 eye; where correction of astigmatism is considered clinically necessary
Ophthalmic | Intraocular lens replacement | Intraocular lens (IOL) | Monofocal, astigmatism correcting IOL | AMO Puerto Rico Manufacturing, Inc.; AMO Groningen B.V. | JJSV TECNIS Toric 1-Piece IOL | ZCT1500110 | Standalone | DE0009020 | Indicated for patients with astigmatism of 2.5 dioptre cylinder (DC) and above in at least 1 eye; where correction of astigmatism is considered clinically necessary
Ophthalmic | Intraocular lens replacement | Intraocular lens (IOL) | Monofocal, astigmatism correcting IOL | AMO Puerto Rico Manufacturing, Inc.; AMO Groningen B.V. | JJSV TECNIS Toric 1-Piece IOL | ZCT1500115 | Standalone | DE0009020 | Indicated for patients with astigmatism of 2.5 dioptre cylinder (DC) and above in at least 1 eye; where correction of astigmatism is considered clinically necessary
Ophthalmic | Intraocular lens replacement | Intraocular lens (IOL) | Monofocal, astigmatism correcting IOL | AMO Puerto Rico Manufacturing, Inc.; AMO Groningen B.V. | JJSV TECNIS Toric 1-Piece IOL | ZCT1500120 | Standalone | DE0009020 | Indicated for patients with astigmatism of 2.5 dioptre cylinder (DC) and above in at least 1 eye; where correction of astigmatism is considered clinically necessary
Ophthalmic | Intraocular lens replacement | Intraocular lens (IOL) | Monofocal, astigmatism correcting IOL | AMO Puerto Rico Manufacturing, Inc.; AMO Groningen B.V. | JJSV TECNIS Toric 1-Piece IOL | ZCT1500125 | Standalone | DE0009020 | Indicated for patients with astigmatism of 2.5 dioptre cylinder (DC) and above in at least 1 eye; where correction of astigmatism is considered clinically necessary
Ophthalmic | Intraocular lens replacement | Intraocular lens (IOL) | Monofocal, astigmatism correcting IOL | AMO Puerto Rico Manufacturing, Inc.; AMO Groningen B.V. | JJSV TECNIS Toric 1-Piece IOL | ZCT1500130 | Standalone | DE0009020 | Indicated for patients with astigmatism of 2.5 dioptre cylinder (DC) and above in at least 1 eye; where correction of astigmatism is considered clinically necessary
Ophthalmic | Intraocular lens replacement | Intraocular lens (IOL) | Monofocal, astigmatism correcting IOL | AMO Puerto Rico Manufacturing, Inc.; AMO Groningen B.V. | JJSV TECNIS Toric 1-Piece IOL | ZCT1500135 | Standalone | DE0009020 | Indicated for patients with astigmatism of 2.5 dioptre cylinder (DC) and above in at least 1 eye; where correction of astigmatism is considered clinically necessary
Ophthalmic | Intraocular lens replacement | Intraocular lens (IOL) | Monofocal, astigmatism correcting IOL | AMO Puerto Rico Manufacturing, Inc.; AMO Groningen B.V. | JJSV TECNIS Toric 1-Piece IOL | ZCT1500140 | Standalone | DE0009020 | Indicated for patients with astigmatism of 2.5 dioptre cylinder (DC) and above in at least 1 eye; where correction of astigmatism is considered clinically necessary
Ophthalmic | Intraocular lens replacement | Intraocular lens (IOL) | Monofocal, astigmatism correcting IOL | AMO Puerto Rico Manufacturing, Inc.; AMO Groningen B.V. | JJSV TECNIS Toric 1-Piece IOL | ZCT1500145 | Standalone | DE0009020 | Indicated for patients with astigmatism of 2.5 dioptre cylinder (DC) and above in at least 1 eye; where correction of astigmatism is considered clinically necessary
Ophthalmic | Intraocular lens replacement | Intraocular lens (IOL) | Monofocal, astigmatism correcting IOL | AMO Puerto Rico Manufacturing, Inc.; AMO Groningen B.V. | JJSV TECNIS Toric 1-Piece IOL | ZCT1500150 | Standalone | DE0009020 | Indicated for patients with astigmatism of 2.5 dioptre cylinder (DC) and above in at least 1 eye; where correction of astigmatism is considered clinically necessary
Ophthalmic | Intraocular lens replacement | Intraocular lens (IOL) | Monofocal, astigmatism correcting IOL | AMO Puerto Rico Manufacturing, Inc.; AMO Groningen B.V. | JJSV TECNIS Toric 1-Piece IOL | ZCT1500155 | Standalone | DE0009020 | Indicated for patients with astigmatism of 2.5 dioptre cylinder (DC) and above in at least 1 eye; where correction of astigmatism is considered clinically necessary
Ophthalmic | Intraocular lens replacement | Intraocular lens (IOL) | Monofocal, astigmatism correcting IOL | AMO Puerto Rico Manufacturing, Inc.; AMO Groningen B.V. | JJSV TECNIS Toric 1-Piece IOL | ZCT1500160 | Standalone | DE0009020 | Indicated for patients with astigmatism of 2.5 dioptre cylinder (DC) and above in at least 1 eye; where correction of astigmatism is considered clinically necessary
Ophthalmic | Intraocular lens replacement | Intraocular lens (IOL) | Monofocal, astigmatism correcting IOL | AMO Puerto Rico Manufacturing, Inc.; AMO Groningen B.V. | JJSV TECNIS Toric 1-Piece IOL | ZCT1500165 | Standalone | DE0009020 | Indicated for patients with astigmatism of 2.5 dioptre cylinder (DC) and above in at least 1 eye; where correction of astigmatism is considered clinically necessary
Ophthalmic | Intraocular lens replacement | Intraocular lens (IOL) | Monofocal, astigmatism correcting IOL | AMO Puerto Rico Manufacturing, Inc.; AMO Groningen B.V. | JJSV TECNIS Toric 1-Piece IOL | ZCT1500170 | Standalone | DE0009020 | Indicated for patients with astigmatism of 2.5 dioptre cylinder (DC) and above in at least 1 eye; where correction of astigmatism is considered clinically necessary
Ophthalmic | Intraocular lens replacement | Intraocular lens (IOL) | Monofocal, astigmatism correcting IOL | AMO Puerto Rico Manufacturing, Inc.; AMO Groningen B.V. | JJSV TECNIS Toric 1-Piece IOL | ZCT1500175 | Standalone | DE0009020 | Indicated for patients with astigmatism of 2.5 dioptre cylinder (DC) and above in at least 1 eye; where correction of astigmatism is considered clinically necessary
Ophthalmic | Intraocular lens replacement | Intraocular lens (IOL) | Monofocal, astigmatism correcting IOL | AMO Puerto Rico Manufacturing, Inc.; AMO Groningen B.V. | JJSV TECNIS Toric 1-Piece IOL | ZCT1500180 | Standalone | DE0009020 | Indicated for patients with astigmatism of 2.5 dioptre cylinder (DC) and above in at least 1 eye; where correction of astigmatism is considered clinically necessary
Ophthalmic | Intraocular lens replacement | Intraocular lens (IOL) | Monofocal, astigmatism correcting IOL | AMO Puerto Rico Manufacturing, Inc.; AMO Groningen B.V. | JJSV TECNIS Toric 1-Piece IOL | ZCT1500185 | Standalone | DE0009020 | Indicated for patients with astigmatism of 2.5 dioptre cylinder (DC) and above in at least 1 eye; where correction of astigmatism is considered clinically necessary
Ophthalmic | Intraocular lens replacement | Intraocular lens (IOL) | Monofocal, astigmatism correcting IOL | AMO Puerto Rico Manufacturing, Inc.; AMO Groningen B.V. | JJSV TECNIS Toric 1-Piece IOL | ZCT1500190 | Standalone | DE0009020 | Indicated for patients with astigmatism of 2.5 dioptre cylinder (DC) and above in at least 1 eye; where correction of astigmatism is considered clinically necessary
Ophthalmic | Intraocular lens replacement | Intraocular lens (IOL) | Monofocal, astigmatism correcting IOL | AMO Puerto Rico Manufacturing, Inc.; AMO Groningen B.V. | JJSV TECNIS Toric 1-Piece IOL | ZCT1500195 | Standalone | DE0009020 | Indicated for patients with astigmatism of 2.5 dioptre cylinder (DC) and above in at least 1 eye; where correction of astigmatism is considered clinically necessary
Ophthalmic | Intraocular lens replacement | Intraocular lens (IOL) | Monofocal, astigmatism correcting IOL | AMO Puerto Rico Manufacturing, Inc.; AMO Groningen B.V. | JJSV TECNIS Toric 1-Piece IOL | ZCT1500200 | Standalone | DE0009020 | Indicated for patients with astigmatism of 2.5 dioptre cylinder (DC) and above in at least 1 eye; where correction of astigmatism is considered clinically necessary
Ophthalmic | Intraocular lens replacement | Intraocular lens (IOL) | Monofocal, astigmatism correcting IOL | AMO Puerto Rico Manufacturing, Inc.; AMO Groningen B.V. | JJSV TECNIS Toric 1-Piece IOL | ZCT1500205 | Standalone | DE0009020 | Indicated for patients with astigmatism of 2.5 dioptre cylinder (DC) and above in at least 1 eye; where correction of astigmatism is considered clinically necessary
Ophthalmic | Intraocular lens replacement | Intraocular lens (IOL) | Monofocal, astigmatism correcting IOL | AMO Puerto Rico Manufacturing, Inc.; AMO Groningen B.V. | JJSV TECNIS Toric 1-Piece IOL | ZCT1500210 | Standalone | DE0009020 | Indicated for patients with astigmatism of 2.5 dioptre cylinder (DC) and above in at least 1 eye; where correction of astigmatism is considered clinically necessary
Ophthalmic | Intraocular lens replacement | Intraocular lens (IOL) | Monofocal, astigmatism correcting IOL | AMO Puerto Rico Manufacturing, Inc.; AMO Groningen B.V. | JJSV TECNIS Toric 1-Piece IOL | ZCT1500215 | Standalone | DE0009020 | Indicated for patients with astigmatism of 2.5 dioptre cylinder (DC) and above in at least 1 eye; where correction of astigmatism is considered clinically necessary
Ophthalmic | Intraocular lens replacement | Intraocular lens (IOL) | Monofocal, astigmatism correcting IOL | AMO Puerto Rico Manufacturing, Inc.; AMO Groningen B.V. | JJSV TECNIS Toric 1-Piece IOL | ZCT1500220 | Standalone | DE0009020 | Indicated for patients with astigmatism of 2.5 dioptre cylinder (DC) and above in at least 1 eye; where correction of astigmatism is considered clinically necessary
Ophthalmic | Intraocular lens replacement | Intraocular lens (IOL) | Monofocal, astigmatism correcting IOL | AMO Puerto Rico Manufacturing, Inc.; AMO Groningen B.V. | JJSV TECNIS Toric 1-Piece IOL | ZCT1500225 | Standalone | DE0009020 | Indicated for patients with astigmatism of 2.5 dioptre cylinder (DC) and above in at least 1 eye; where correction of astigmatism is considered clinically necessary
Ophthalmic | Intraocular lens replacement | Intraocular lens (IOL) | Monofocal, astigmatism correcting IOL | AMO Puerto Rico Manufacturing, Inc.; AMO Groningen B.V. | JJSV TECNIS Toric 1-Piece IOL | ZCT1500230 | Standalone | DE0009020 | Indicated for patients with astigmatism of 2.5 dioptre cylinder (DC) and above in at least 1 eye; where correction of astigmatism is considered clinically necessary
Ophthalmic | Intraocular lens replacement | Intraocular lens (IOL) | Monofocal, astigmatism correcting IOL | AMO Puerto Rico Manufacturing, Inc.; AMO Groningen B.V. | JJSV TECNIS Toric 1-Piece IOL | ZCT1500235 | Standalone | DE0009020 | Indicated for patients with astigmatism of 2.5 dioptre cylinder (DC) and above in at least 1 eye; where correction of astigmatism is considered clinically necessary
Ophthalmic | Intraocular lens replacement | Intraocular lens (IOL) | Monofocal, astigmatism correcting IOL | AMO Puerto Rico Manufacturing, Inc.; AMO Groningen B.V. | JJSV TECNIS Toric 1-Piece IOL | ZCT1500240 | Standalone | DE0009020 | Indicated for patients with astigmatism of 2.5 dioptre cylinder (DC) and above in at least 1 eye; where correction of astigmatism is considered clinically necessary
Ophthalmic | Intraocular lens replacement | Intraocular lens (IOL) | Monofocal, astigmatism correcting IOL | AMO Puerto Rico Manufacturing, Inc.; AMO Groningen B.V. | JJSV TECNIS Toric 1-Piece IOL | ZCT1500245 | Standalone | DE0009020 | Indicated for patients with astigmatism of 2.5 dioptre cylinder (DC) and above in at least 1 eye; where correction of astigmatism is considered clinically necessary
Ophthalmic | Intraocular lens replacement | Intraocular lens (IOL) | Monofocal, astigmatism correcting IOL | AMO Puerto Rico Manufacturing, Inc.; AMO Groningen B.V. | JJSV TECNIS Toric 1-Piece IOL | ZCT1500250 | Standalone | DE0009020 | Indicated for patients with astigmatism of 2.5 dioptre cylinder (DC) and above in at least 1 eye; where correction of astigmatism is considered clinically necessary
Ophthalmic | Intraocular lens replacement | Intraocular lens (IOL) | Monofocal, astigmatism correcting IOL | AMO Puerto Rico Manufacturing, Inc.; AMO Groningen B.V. | JJSV TECNIS Toric 1-Piece IOL | ZCT1500255 | Standalone | DE0009020 | Indicated for patients with astigmatism of 2.5 dioptre cylinder (DC) and above in at least 1 eye; where correction of astigmatism is considered clinically necessary
Ophthalmic | Intraocular lens replacement | Intraocular lens (IOL) | Monofocal, astigmatism correcting IOL | AMO Puerto Rico Manufacturing, Inc.; AMO Groningen B.V. | JJSV TECNIS Toric 1-Piece IOL | ZCT1500260 | Standalone | DE0009020 | Indicated for patients with astigmatism of 2.5 dioptre cylinder (DC) and above in at least 1 eye; where correction of astigmatism is considered clinically necessary
Ophthalmic | Intraocular lens replacement | Intraocular lens (IOL) | Monofocal, astigmatism correcting IOL | AMO Puerto Rico Manufacturing, Inc.; AMO Groningen B.V. | JJSV TECNIS Toric 1-Piece IOL | ZCT1500265 | Standalone | DE0009020 | Indicated for patients with astigmatism of 2.5 dioptre cylinder (DC) and above in at least 1 eye; where correction of astigmatism is considered clinically necessary
Ophthalmic | Intraocular lens replacement | Intraocular lens (IOL) | Monofocal, astigmatism correcting IOL | AMO Puerto Rico Manufacturing, Inc.; AMO Groningen B.V. | JJSV TECNIS Toric 1-Piece IOL | ZCT1500270 | Standalone | DE0009020 | Indicated for patients with astigmatism of 2.5 dioptre cylinder (DC) and above in at least 1 eye; where correction of astigmatism is considered clinically necessary
Ophthalmic | Intraocular lens replacement | Intraocular lens (IOL) | Monofocal, astigmatism correcting IOL | AMO Puerto Rico Manufacturing, Inc.; AMO Groningen B.V. | JJSV TECNIS Toric 1-Piece IOL | ZCT1500275 | Standalone | DE0009020 | Indicated for patients with astigmatism of 2.5 dioptre cylinder (DC) and above in at least 1 eye; where correction of astigmatism is considered clinically necessary
Ophthalmic | Intraocular lens replacement | Intraocular lens (IOL) | Monofocal, astigmatism correcting IOL | AMO Puerto Rico Manufacturing, Inc.; AMO Groningen B.V. | JJSV TECNIS Toric 1-Piece IOL | ZCT1500280 | Standalone | DE0009020 | Indicated for patients with astigmatism of 2.5 dioptre cylinder (DC) and above in at least 1 eye; where correction of astigmatism is considered clinically necessary
Ophthalmic | Intraocular lens replacement | Intraocular lens (IOL) | Monofocal, astigmatism correcting IOL | AMO Puerto Rico Manufacturing, Inc.; AMO Groningen B.V. | JJSV TECNIS Toric 1-Piece IOL | ZCT1500285 | Standalone | DE0009020 | Indicated for patients with astigmatism of 2.5 dioptre cylinder (DC) and above in at least 1 eye; where correction of astigmatism is considered clinically necessary
Ophthalmic | Intraocular lens replacement | Intraocular lens (IOL) | Monofocal, astigmatism correcting IOL | AMO Puerto Rico Manufacturing, Inc.; AMO Groningen B.V. | JJSV TECNIS Toric 1-Piece IOL | ZCT1500290 | Standalone | DE0009020 | Indicated for patients with astigmatism of 2.5 dioptre cylinder (DC) and above in at least 1 eye; where correction of astigmatism is considered clinically necessary
Ophthalmic | Intraocular lens replacement | Intraocular lens (IOL) | Monofocal, astigmatism correcting IOL | AMO Puerto Rico Manufacturing, Inc.; AMO Groningen B.V. | JJSV TECNIS Toric 1-Piece IOL | ZCT1500295 | Standalone | DE0009020 | Indicated for patients with astigmatism of 2.5 dioptre cylinder (DC) and above in at least 1 eye; where correction of astigmatism is considered clinically necessary
Ophthalmic | Intraocular lens replacement | Intraocular lens (IOL) | Monofocal, astigmatism correcting IOL | AMO Puerto Rico Manufacturing, Inc.; AMO Groningen B.V. | JJSV TECNIS Toric 1-Piece IOL | ZCT1500300 | Standalone | DE0009020 | Indicated for patients with astigmatism of 2.5 dioptre cylinder (DC) and above in at least 1 eye; where correction of astigmatism is considered clinically necessary
Ophthalmic | Intraocular lens replacement | Intraocular lens (IOL) | Monofocal, astigmatism correcting IOL | AMO Puerto Rico Manufacturing, Inc.; AMO Groningen B.V. | JJSV TECNIS Toric 1-Piece IOL | ZCT1500305 | Standalone | DE0009020 | Indicated for patients with astigmatism of 2.5 dioptre cylinder (DC) and above in at least 1 eye; where correction of astigmatism is considered clinically necessary
Ophthalmic | Intraocular lens replacement | Intraocular lens (IOL) | Monofocal, astigmatism correcting IOL | AMO Puerto Rico Manufacturing, Inc.; AMO Groningen B.V. | JJSV TECNIS Toric 1-Piece IOL | ZCT1500310 | Standalone | DE0009020 | Indicated for patients with astigmatism of 2.5 dioptre cylinder (DC) and above in at least 1 eye; where correction of astigmatism is considered clinically necessary
Ophthalmic | Intraocular lens replacement | Intraocular lens (IOL) | Monofocal, astigmatism correcting IOL | AMO Puerto Rico Manufacturing, Inc.; AMO Groningen B.V. | JJSV TECNIS Toric 1-Piece IOL | ZCT1500315 | Standalone | DE0009020 | Indicated for patients with astigmatism of 2.5 dioptre cylinder (DC) and above in at least 1 eye; where correction of astigmatism is considered clinically necessary
Ophthalmic | Intraocular lens replacement | Intraocular lens (IOL) | Monofocal, astigmatism correcting IOL | AMO Puerto Rico Manufacturing, Inc.; AMO Groningen B.V. | JJSV TECNIS Toric 1-Piece IOL | ZCT1500320 | Standalone | DE0009020 | Indicated for patients with astigmatism of 2.5 dioptre cylinder (DC) and above in at least 1 eye; where correction of astigmatism is considered clinically necessary
Ophthalmic | Intraocular lens replacement | Intraocular lens (IOL) | Monofocal, astigmatism correcting IOL | AMO Puerto Rico Manufacturing, Inc.; AMO Groningen B.V. | JJSV TECNIS Toric 1-Piece IOL | ZCT1500325 | Standalone | DE0009020 | Indicated for patients with astigmatism of 2.5 dioptre cylinder (DC) and above in at least 1 eye; where correction of astigmatism is considered clinically necessary
Ophthalmic | Intraocular lens replacement | Intraocular lens (IOL) | Monofocal, astigmatism correcting IOL | AMO Puerto Rico Manufacturing, Inc.; AMO Groningen B.V. | JJSV TECNIS Toric 1-Piece IOL | ZCT1500330 | Standalone | DE0009020 | Indicated for patients with astigmatism of 2.5 dioptre cylinder (DC) and above in at least 1 eye; where correction of astigmatism is considered clinically necessary
Ophthalmic | Intraocular lens replacement | Intraocular lens (IOL) | Monofocal, astigmatism correcting IOL | AMO Puerto Rico Manufacturing, Inc.; AMO Groningen B.V. | JJSV TECNIS Toric 1-Piece IOL | ZCT1500335 | Standalone | DE0009020 | Indicated for patients with astigmatism of 2.5 dioptre cylinder (DC) and above in at least 1 eye; where correction of astigmatism is considered clinically necessary
Ophthalmic | Intraocular lens replacement | Intraocular lens (IOL) | Monofocal, astigmatism correcting IOL | AMO Puerto Rico Manufacturing, Inc.; AMO Groningen B.V. | JJSV TECNIS Toric 1-Piece IOL | ZCT1500340 | Standalone | DE0009020 | Indicated for patients with astigmatism of 2.5 dioptre cylinder (DC) and above in at least 1 eye; where correction of astigmatism is considered clinically necessary
Ophthalmic | Intraocular lens replacement | Intraocular lens (IOL) | Monofocal, astigmatism correcting IOL | AMO Puerto Rico Manufacturing, Inc.; AMO Groningen B.V. | JJSV TECNIS Toric 1-Piece IOL | ZCT2250050 | Standalone | DE0009020 | Indicated for patients with astigmatism of 2.5 dioptre cylinder (DC) and above in at least 1 eye; where correction of astigmatism is considered clinically necessary
Ophthalmic | Intraocular lens replacement | Intraocular lens (IOL) | Monofocal, astigmatism correcting IOL | AMO Puerto Rico Manufacturing, Inc.; AMO Groningen B.V. | JJSV TECNIS Toric 1-Piece IOL | ZCT2250055 | Standalone | DE0009020 | Indicated for patients with astigmatism of 2.5 dioptre cylinder (DC) and above in at least 1 eye; where correction of astigmatism is considered clinically necessary
Ophthalmic | Intraocular lens replacement | Intraocular lens (IOL) | Monofocal, astigmatism correcting IOL | AMO Puerto Rico Manufacturing, Inc.; AMO Groningen B.V. | JJSV TECNIS Toric 1-Piece IOL | ZCT2250060 | Standalone | DE0009020 | Indicated for patients with astigmatism of 2.5 dioptre cylinder (DC) and above in at least 1 eye; where correction of astigmatism is considered clinically necessary
Ophthalmic | Intraocular lens replacement | Intraocular lens (IOL) | Monofocal, astigmatism correcting IOL | AMO Puerto Rico Manufacturing, Inc.; AMO Groningen B.V. | JJSV TECNIS Toric 1-Piece IOL | ZCT2250065 | Standalone | DE0009020 | Indicated for patients with astigmatism of 2.5 dioptre cylinder (DC) and above in at least 1 eye; where correction of astigmatism is considered clinically necessary
Ophthalmic | Intraocular lens replacement | Intraocular lens (IOL) | Monofocal, astigmatism correcting IOL | AMO Puerto Rico Manufacturing, Inc.; AMO Groningen B.V. | JJSV TECNIS Toric 1-Piece IOL | ZCT2250070 | Standalone | DE0009020 | Indicated for patients with astigmatism of 2.5 dioptre cylinder (DC) and above in at least 1 eye; where correction of astigmatism is considered clinically necessary
Ophthalmic | Intraocular lens replacement | Intraocular lens (IOL) | Monofocal, astigmatism correcting IOL | AMO Puerto Rico Manufacturing, Inc.; AMO Groningen B.V. | JJSV TECNIS Toric 1-Piece IOL | ZCT2250075 | Standalone | DE0009020 | Indicated for patients with astigmatism of 2.5 dioptre cylinder (DC) and above in at least 1 eye; where correction of astigmatism is considered clinically necessary
Ophthalmic | Intraocular lens replacement | Intraocular lens (IOL) | Monofocal, astigmatism correcting IOL | AMO Puerto Rico Manufacturing, Inc.; AMO Groningen B.V. | JJSV TECNIS Toric 1-Piece IOL | ZCT2250080 | Standalone | DE0009020 | Indicated for patients with astigmatism of 2.5 dioptre cylinder (DC) and above in at least 1 eye; where correction of astigmatism is considered clinically necessary
Ophthalmic | Intraocular lens replacement | Intraocular lens (IOL) | Monofocal, astigmatism correcting IOL | AMO Puerto Rico Manufacturing, Inc.; AMO Groningen B.V. | JJSV TECNIS Toric 1-Piece IOL | ZCT2250085 | Standalone | DE0009020 | Indicated for patients with astigmatism of 2.5 dioptre cylinder (DC) and above in at least 1 eye; where correction of astigmatism is considered clinically necessary
Ophthalmic | Intraocular lens replacement | Intraocular lens (IOL) | Monofocal, astigmatism correcting IOL | AMO Puerto Rico Manufacturing, Inc.; AMO Groningen B.V. | JJSV TECNIS Toric 1-Piece IOL | ZCT2250090 | Standalone | DE0009020 | Indicated for patients with astigmatism of 2.5 dioptre cylinder (DC) and above in at least 1 eye; where correction of astigmatism is considered clinically necessary
Ophthalmic | Intraocular lens replacement | Intraocular lens (IOL) | Monofocal, astigmatism correcting IOL | AMO Puerto Rico Manufacturing, Inc.; AMO Groningen B.V. | JJSV TECNIS Toric 1-Piece IOL | ZCT2250095 | Standalone | DE0009020 | Indicated for patients with astigmatism of 2.5 dioptre cylinder (DC) and above in at least 1 eye; where correction of astigmatism is considered clinically necessary
Ophthalmic | Intraocular lens replacement | Intraocular lens (IOL) | Monofocal, astigmatism correcting IOL | AMO Puerto Rico Manufacturing, Inc.; AMO Groningen B.V. | JJSV TECNIS Toric 1-Piece IOL | ZCT2250100 | Standalone | DE0009020 | Indicated for patients with astigmatism of 2.5 dioptre cylinder (DC) and above in at least 1 eye; where correction of astigmatism is considered clinically necessary
Ophthalmic | Intraocular lens replacement | Intraocular lens (IOL) | Monofocal, astigmatism correcting IOL | AMO Puerto Rico Manufacturing, Inc.; AMO Groningen B.V. | JJSV TECNIS Toric 1-Piece IOL | ZCT2250105 | Standalone | DE0009020 | Indicated for patients with astigmatism of 2.5 dioptre cylinder (DC) and above in at least 1 eye; where correction of astigmatism is considered clinically necessary
Ophthalmic | Intraocular lens replacement | Intraocular lens (IOL) | Monofocal, astigmatism correcting IOL | AMO Puerto Rico Manufacturing, Inc.; AMO Groningen B.V. | JJSV TECNIS Toric 1-Piece IOL | ZCT2250110 | Standalone | DE0009020 | Indicated for patients with astigmatism of 2.5 dioptre cylinder (DC) and above in at least 1 eye; where correction of astigmatism is considered clinically necessary
Ophthalmic | Intraocular lens replacement | Intraocular lens (IOL) | Monofocal, astigmatism correcting IOL | AMO Puerto Rico Manufacturing, Inc.; AMO Groningen B.V. | JJSV TECNIS Toric 1-Piece IOL | ZCT2250115 | Standalone | DE0009020 | Indicated for patients with astigmatism of 2.5 dioptre cylinder (DC) and above in at least 1 eye; where correction of astigmatism is considered clinically necessary
Ophthalmic | Intraocular lens replacement | Intraocular lens (IOL) | Monofocal, astigmatism correcting IOL | AMO Puerto Rico Manufacturing, Inc.; AMO Groningen B.V. | JJSV TECNIS Toric 1-Piece IOL | ZCT2250120 | Standalone | DE0009020 | Indicated for patients with astigmatism of 2.5 dioptre cylinder (DC) and above in at least 1 eye; where correction of astigmatism is considered clinically necessary
Ophthalmic | Intraocular lens replacement | Intraocular lens (IOL) | Monofocal, astigmatism correcting IOL | AMO Puerto Rico Manufacturing, Inc.; AMO Groningen B.V. | JJSV TECNIS Toric 1-Piece IOL | ZCT2250125 | Standalone | DE0009020 | Indicated for patients with astigmatism of 2.5 dioptre cylinder (DC) and above in at least 1 eye; where correction of astigmatism is considered clinically necessary
Ophthalmic | Intraocular lens replacement | Intraocular lens (IOL) | Monofocal, astigmatism correcting IOL | AMO Puerto Rico Manufacturing, Inc.; AMO Groningen B.V. | JJSV TECNIS Toric 1-Piece IOL | ZCT2250130 | Standalone | DE0009020 | Indicated for patients with astigmatism of 2.5 dioptre cylinder (DC) and above in at least 1 eye; where correction of astigmatism is considered clinically necessary
Ophthalmic | Intraocular lens replacement | Intraocular lens (IOL) | Monofocal, astigmatism correcting IOL | AMO Puerto Rico Manufacturing, Inc.; AMO Groningen B.V. | JJSV TECNIS Toric 1-Piece IOL | ZCT2250135 | Standalone | DE0009020 | Indicated for patients with astigmatism of 2.5 dioptre cylinder (DC) and above in at least 1 eye; where correction of astigmatism is considered clinically necessary
Ophthalmic | Intraocular lens replacement | Intraocular lens (IOL) | Monofocal, astigmatism correcting IOL | AMO Puerto Rico Manufacturing, Inc.; AMO Groningen B.V. | JJSV TECNIS Toric 1-Piece IOL | ZCT2250140 | Standalone | DE0009020 | Indicated for patients with astigmatism of 2.5 dioptre cylinder (DC) and above in at least 1 eye; where correction of astigmatism is considered clinically necessary
Ophthalmic | Intraocular lens replacement | Intraocular lens (IOL) | Monofocal, astigmatism correcting IOL | AMO Puerto Rico Manufacturing, Inc.; AMO Groningen B.V. | JJSV TECNIS Toric 1-Piece IOL | ZCT2250145 | Standalone | DE0009020 | Indicated for patients with astigmatism of 2.5 dioptre cylinder (DC) and above in at least 1 eye; where correction of astigmatism is considered clinically necessary
Ophthalmic | Intraocular lens replacement | Intraocular lens (IOL) | Monofocal, astigmatism correcting IOL | AMO Puerto Rico Manufacturing, Inc.; AMO Groningen B.V. | JJSV TECNIS Toric 1-Piece IOL | ZCT2250150 | Standalone | DE0009020 | Indicated for patients with astigmatism of 2.5 dioptre cylinder (DC) and above in at least 1 eye; where correction of astigmatism is considered clinically necessary
Ophthalmic | Intraocular lens replacement | Intraocular lens (IOL) | Monofocal, astigmatism correcting IOL | AMO Puerto Rico Manufacturing, Inc.; AMO Groningen B.V. | JJSV TECNIS Toric 1-Piece IOL | ZCT2250155 | Standalone | DE0009020 | Indicated for patients with astigmatism of 2.5 dioptre cylinder (DC) and above in at least 1 eye; where correction of astigmatism is considered clinically necessary
Ophthalmic | Intraocular lens replacement | Intraocular lens (IOL) | Monofocal, astigmatism correcting IOL | AMO Puerto Rico Manufacturing, Inc.; AMO Groningen B.V. | JJSV TECNIS Toric 1-Piece IOL | ZCT2250160 | Standalone | DE0009020 | Indicated for patients with astigmatism of 2.5 dioptre cylinder (DC) and above in at least 1 eye; where correction of astigmatism is considered clinically necessary
Ophthalmic | Intraocular lens replacement | Intraocular lens (IOL) | Monofocal, astigmatism correcting IOL | AMO Puerto Rico Manufacturing, Inc.; AMO Groningen B.V. | JJSV TECNIS Toric 1-Piece IOL | ZCT2250165 | Standalone | DE0009020 | Indicated for patients with astigmatism of 2.5 dioptre cylinder (DC) and above in at least 1 eye; where correction of astigmatism is considered clinically necessary
Ophthalmic | Intraocular lens replacement | Intraocular lens (IOL) | Monofocal, astigmatism correcting IOL | AMO Puerto Rico Manufacturing, Inc.; AMO Groningen B.V. | JJSV TECNIS Toric 1-Piece IOL | ZCT2250170 | Standalone | DE0009020 | Indicated for patients with astigmatism of 2.5 dioptre cylinder (DC) and above in at least 1 eye; where correction of astigmatism is considered clinically necessary
Ophthalmic | Intraocular lens replacement | Intraocular lens (IOL) | Monofocal, astigmatism correcting IOL | AMO Puerto Rico Manufacturing, Inc.; AMO Groningen B.V. | JJSV TECNIS Toric 1-Piece IOL | ZCT2250175 | Standalone | DE0009020 | Indicated for patients with astigmatism of 2.5 dioptre cylinder (DC) and above in at least 1 eye; where correction of astigmatism is considered clinically necessary
Ophthalmic | Intraocular lens replacement | Intraocular lens (IOL) | Monofocal, astigmatism correcting IOL | AMO Puerto Rico Manufacturing, Inc.; AMO Groningen B.V. | JJSV TECNIS Toric 1-Piece IOL | ZCT2250180 | Standalone | DE0009020 | Indicated for patients with astigmatism of 2.5 dioptre cylinder (DC) and above in at least 1 eye; where correction of astigmatism is considered clinically necessary
Ophthalmic | Intraocular lens replacement | Intraocular lens (IOL) | Monofocal, astigmatism correcting IOL | AMO Puerto Rico Manufacturing, Inc.; AMO Groningen B.V. | JJSV TECNIS Toric 1-Piece IOL | ZCT2250185 | Standalone | DE0009020 | Indicated for patients with astigmatism of 2.5 dioptre cylinder (DC) and above in at least 1 eye; where correction of astigmatism is considered clinically necessary
Ophthalmic | Intraocular lens replacement | Intraocular lens (IOL) | Monofocal, astigmatism correcting IOL | AMO Puerto Rico Manufacturing, Inc.; AMO Groningen B.V. | JJSV TECNIS Toric 1-Piece IOL | ZCT2250190 | Standalone | DE0009020 | Indicated for patients with astigmatism of 2.5 dioptre cylinder (DC) and above in at least 1 eye; where correction of astigmatism is considered clinically necessary
Ophthalmic | Intraocular lens replacement | Intraocular lens (IOL) | Monofocal, astigmatism correcting IOL | AMO Puerto Rico Manufacturing, Inc.; AMO Groningen B.V. | JJSV TECNIS Toric 1-Piece IOL | ZCT2250195 | Standalone | DE0009020 | Indicated for patients with astigmatism of 2.5 dioptre cylinder (DC) and above in at least 1 eye; where correction of astigmatism is considered clinically necessary
Ophthalmic | Intraocular lens replacement | Intraocular lens (IOL) | Monofocal, astigmatism correcting IOL | AMO Puerto Rico Manufacturing, Inc.; AMO Groningen B.V. | JJSV TECNIS Toric 1-Piece IOL | ZCT2250200 | Standalone | DE0009020 | Indicated for patients with astigmatism of 2.5 dioptre cylinder (DC) and above in at least 1 eye; where correction of astigmatism is considered clinically necessary
Ophthalmic | Intraocular lens replacement | Intraocular lens (IOL) | Monofocal, astigmatism correcting IOL | AMO Puerto Rico Manufacturing, Inc.; AMO Groningen B.V. | JJSV TECNIS Toric 1-Piece IOL | ZCT2250205 | Standalone | DE0009020 | Indicated for patients with astigmatism of 2.5 dioptre cylinder (DC) and above in at least 1 eye; where correction of astigmatism is considered clinically necessary
Ophthalmic | Intraocular lens replacement | Intraocular lens (IOL) | Monofocal, astigmatism correcting IOL | AMO Puerto Rico Manufacturing, Inc.; AMO Groningen B.V. | JJSV TECNIS Toric 1-Piece IOL | ZCT2250210 | Standalone | DE0009020 | Indicated for patients with astigmatism of 2.5 dioptre cylinder (DC) and above in at least 1 eye; where correction of astigmatism is considered clinically necessary
Ophthalmic | Intraocular lens replacement | Intraocular lens (IOL) | Monofocal, astigmatism correcting IOL | AMO Puerto Rico Manufacturing, Inc.; AMO Groningen B.V. | JJSV TECNIS Toric 1-Piece IOL | ZCT2250215 | Standalone | DE0009020 | Indicated for patients with astigmatism of 2.5 dioptre cylinder (DC) and above in at least 1 eye; where correction of astigmatism is considered clinically necessary
Ophthalmic | Intraocular lens replacement | Intraocular lens (IOL) | Monofocal, astigmatism correcting IOL | AMO Puerto Rico Manufacturing, Inc.; AMO Groningen B.V. | JJSV TECNIS Toric 1-Piece IOL | ZCT2250220 | Standalone | DE0009020 | Indicated for patients with astigmatism of 2.5 dioptre cylinder (DC) and above in at least 1 eye; where correction of astigmatism is considered clinically necessary
Ophthalmic | Intraocular lens replacement | Intraocular lens (IOL) | Monofocal, astigmatism correcting IOL | AMO Puerto Rico Manufacturing, Inc.; AMO Groningen B.V. | JJSV TECNIS Toric 1-Piece IOL | ZCT2250225 | Standalone | DE0009020 | Indicated for patients with astigmatism of 2.5 dioptre cylinder (DC) and above in at least 1 eye; where correction of astigmatism is considered clinically necessary
Ophthalmic | Intraocular lens replacement | Intraocular lens (IOL) | Monofocal, astigmatism correcting IOL | AMO Puerto Rico Manufacturing, Inc.; AMO Groningen B.V. | JJSV TECNIS Toric 1-Piece IOL | ZCT2250230 | Standalone | DE0009020 | Indicated for patients with astigmatism of 2.5 dioptre cylinder (DC) and above in at least 1 eye; where correction of astigmatism is considered clinically necessary
Ophthalmic | Intraocular lens replacement | Intraocular lens (IOL) | Monofocal, astigmatism correcting IOL | AMO Puerto Rico Manufacturing, Inc.; AMO Groningen B.V. | JJSV TECNIS Toric 1-Piece IOL | ZCT2250235 | Standalone | DE0009020 | Indicated for patients with astigmatism of 2.5 dioptre cylinder (DC) and above in at least 1 eye; where correction of astigmatism is considered clinically necessary
Ophthalmic | Intraocular lens replacement | Intraocular lens (IOL) | Monofocal, astigmatism correcting IOL | AMO Puerto Rico Manufacturing, Inc.; AMO Groningen B.V. | JJSV TECNIS Toric 1-Piece IOL | ZCT2250240 | Standalone | DE0009020 | Indicated for patients with astigmatism of 2.5 dioptre cylinder (DC) and above in at least 1 eye; where correction of astigmatism is considered clinically necessary
Ophthalmic | Intraocular lens replacement | Intraocular lens (IOL) | Monofocal, astigmatism correcting IOL | AMO Puerto Rico Manufacturing, Inc.; AMO Groningen B.V. | JJSV TECNIS Toric 1-Piece IOL | ZCT2250245 | Standalone | DE0009020 | Indicated for patients with astigmatism of 2.5 dioptre cylinder (DC) and above in at least 1 eye; where correction of astigmatism is considered clinically necessary
Ophthalmic | Intraocular lens replacement | Intraocular lens (IOL) | Monofocal, astigmatism correcting IOL | AMO Puerto Rico Manufacturing, Inc.; AMO Groningen B.V. | JJSV TECNIS Toric 1-Piece IOL | ZCT2250250 | Standalone | DE0009020 | Indicated for patients with astigmatism of 2.5 dioptre cylinder (DC) and above in at least 1 eye; where correction of astigmatism is considered clinically necessary
Ophthalmic | Intraocular lens replacement | Intraocular lens (IOL) | Monofocal, astigmatism correcting IOL | AMO Puerto Rico Manufacturing, Inc.; AMO Groningen B.V. | JJSV TECNIS Toric 1-Piece IOL | ZCT2250255 | Standalone | DE0009020 | Indicated for patients with astigmatism of 2.5 dioptre cylinder (DC) and above in at least 1 eye; where correction of astigmatism is considered clinically necessary
Ophthalmic | Intraocular lens replacement | Intraocular lens (IOL) | Monofocal, astigmatism correcting IOL | AMO Puerto Rico Manufacturing, Inc.; AMO Groningen B.V. | JJSV TECNIS Toric 1-Piece IOL | ZCT2250260 | Standalone | DE0009020 | Indicated for patients with astigmatism of 2.5 dioptre cylinder (DC) and above in at least 1 eye; where correction of astigmatism is considered clinically necessary
Ophthalmic | Intraocular lens replacement | Intraocular lens (IOL) | Monofocal, astigmatism correcting IOL | AMO Puerto Rico Manufacturing, Inc.; AMO Groningen B.V. | JJSV TECNIS Toric 1-Piece IOL | ZCT2250265 | Standalone | DE0009020 | Indicated for patients with astigmatism of 2.5 dioptre cylinder (DC) and above in at least 1 eye; where correction of astigmatism is considered clinically necessary
Ophthalmic | Intraocular lens replacement | Intraocular lens (IOL) | Monofocal, astigmatism correcting IOL | AMO Puerto Rico Manufacturing, Inc.; AMO Groningen B.V. | JJSV TECNIS Toric 1-Piece IOL | ZCT2250270 | Standalone | DE0009020 | Indicated for patients with astigmatism of 2.5 dioptre cylinder (DC) and above in at least 1 eye; where correction of astigmatism is considered clinically necessary
Ophthalmic | Intraocular lens replacement | Intraocular lens (IOL) | Monofocal, astigmatism correcting IOL | AMO Puerto Rico Manufacturing, Inc.; AMO Groningen B.V. | JJSV TECNIS Toric 1-Piece IOL | ZCT2250275 | Standalone | DE0009020 | Indicated for patients with astigmatism of 2.5 dioptre cylinder (DC) and above in at least 1 eye; where correction of astigmatism is considered clinically necessary
Ophthalmic | Intraocular lens replacement | Intraocular lens (IOL) | Monofocal, astigmatism correcting IOL | AMO Puerto Rico Manufacturing, Inc.; AMO Groningen B.V. | JJSV TECNIS Toric 1-Piece IOL | ZCT2250280 | Standalone | DE0009020 | Indicated for patients with astigmatism of 2.5 dioptre cylinder (DC) and above in at least 1 eye; where correction of astigmatism is considered clinically necessary
Ophthalmic | Intraocular lens replacement | Intraocular lens (IOL) | Monofocal, astigmatism correcting IOL | AMO Puerto Rico Manufacturing, Inc.; AMO Groningen B.V. | JJSV TECNIS Toric 1-Piece IOL | ZCT2250285 | Standalone | DE0009020 | Indicated for patients with astigmatism of 2.5 dioptre cylinder (DC) and above in at least 1 eye; where correction of astigmatism is considered clinically necessary
Ophthalmic | Intraocular lens replacement | Intraocular lens (IOL) | Monofocal, astigmatism correcting IOL | AMO Puerto Rico Manufacturing, Inc.; AMO Groningen B.V. | JJSV TECNIS Toric 1-Piece IOL | ZCT2250290 | Standalone | DE0009020 | Indicated for patients with astigmatism of 2.5 dioptre cylinder (DC) and above in at least 1 eye; where correction of astigmatism is considered clinically necessary
Ophthalmic | Intraocular lens replacement | Intraocular lens (IOL) | Monofocal, astigmatism correcting IOL | AMO Puerto Rico Manufacturing, Inc.; AMO Groningen B.V. | JJSV TECNIS Toric 1-Piece IOL | ZCT2250295 | Standalone | DE0009020 | Indicated for patients with astigmatism of 2.5 dioptre cylinder (DC) and above in at least 1 eye; where correction of astigmatism is considered clinically necessary
Ophthalmic | Intraocular lens replacement | Intraocular lens (IOL) | Monofocal, astigmatism correcting IOL | AMO Puerto Rico Manufacturing, Inc.; AMO Groningen B.V. | JJSV TECNIS Toric 1-Piece IOL | ZCT2250300 | Standalone | DE0009020 | Indicated for patients with astigmatism of 2.5 dioptre cylinder (DC) and above in at least 1 eye; where correction of astigmatism is considered clinically necessary
Ophthalmic | Intraocular lens replacement | Intraocular lens (IOL) | Monofocal, astigmatism correcting IOL | AMO Puerto Rico Manufacturing, Inc.; AMO Groningen B.V. | JJSV TECNIS Toric 1-Piece IOL | ZCT2250305 | Standalone | DE0009020 | Indicated for patients with astigmatism of 2.5 dioptre cylinder (DC) and above in at least 1 eye; where correction of astigmatism is considered clinically necessary
Ophthalmic | Intraocular lens replacement | Intraocular lens (IOL) | Monofocal, astigmatism correcting IOL | AMO Puerto Rico Manufacturing, Inc.; AMO Groningen B.V. | JJSV TECNIS Toric 1-Piece IOL | ZCT2250310 | Standalone | DE0009020 | Indicated for patients with astigmatism of 2.5 dioptre cylinder (DC) and above in at least 1 eye; where correction of astigmatism is considered clinically necessary
Ophthalmic | Intraocular lens replacement | Intraocular lens (IOL) | Monofocal, astigmatism correcting IOL | AMO Puerto Rico Manufacturing, Inc.; AMO Groningen B.V. | JJSV TECNIS Toric 1-Piece IOL | ZCT2250315 | Standalone | DE0009020 | Indicated for patients with astigmatism of 2.5 dioptre cylinder (DC) and above in at least 1 eye; where correction of astigmatism is considered clinically necessary
Ophthalmic | Intraocular lens replacement | Intraocular lens (IOL) | Monofocal, astigmatism correcting IOL | AMO Puerto Rico Manufacturing, Inc.; AMO Groningen B.V. | JJSV TECNIS Toric 1-Piece IOL | ZCT2250320 | Standalone | DE0009020 | Indicated for patients with astigmatism of 2.5 dioptre cylinder (DC) and above in at least 1 eye; where correction of astigmatism is considered clinically necessary
Ophthalmic | Intraocular lens replacement | Intraocular lens (IOL) | Monofocal, astigmatism correcting IOL | AMO Puerto Rico Manufacturing, Inc.; AMO Groningen B.V. | JJSV TECNIS Toric 1-Piece IOL | ZCT2250325 | Standalone | DE0009020 | Indicated for patients with astigmatism of 2.5 dioptre cylinder (DC) and above in at least 1 eye; where correction of astigmatism is considered clinically necessary
Ophthalmic | Intraocular lens replacement | Intraocular lens (IOL) | Monofocal, astigmatism correcting IOL | AMO Puerto Rico Manufacturing, Inc.; AMO Groningen B.V. | JJSV TECNIS Toric 1-Piece IOL | ZCT2250330 | Standalone | DE0009020 | Indicated for patients with astigmatism of 2.5 dioptre cylinder (DC) and above in at least 1 eye; where correction of astigmatism is considered clinically necessary
Ophthalmic | Intraocular lens replacement | Intraocular lens (IOL) | Monofocal, astigmatism correcting IOL | AMO Puerto Rico Manufacturing, Inc.; AMO Groningen B.V. | JJSV TECNIS Toric 1-Piece IOL | ZCT2250335 | Standalone | DE0009020 | Indicated for patients with astigmatism of 2.5 dioptre cylinder (DC) and above in at least 1 eye; where correction of astigmatism is considered clinically necessary
Ophthalmic | Intraocular lens replacement | Intraocular lens (IOL) | Monofocal, astigmatism correcting IOL | AMO Puerto Rico Manufacturing, Inc.; AMO Groningen B.V. | JJSV TECNIS Toric 1-Piece IOL | ZCT2250340 | Standalone | DE0009020 | Indicated for patients with astigmatism of 2.5 dioptre cylinder (DC) and above in at least 1 eye; where correction of astigmatism is considered clinically necessary
Ophthalmic | Intraocular lens replacement | Intraocular lens (IOL) | Monofocal, astigmatism correcting IOL | AMO Puerto Rico Manufacturing, Inc.; AMO Groningen B.V. | JJSV TECNIS Toric 1-Piece IOL | ZCT3000050 | Standalone | DE0009020 | Indicated for patients with astigmatism of 2.5 dioptre cylinder (DC) and above in at least 1 eye; where correction of astigmatism is considered clinically necessary
Ophthalmic | Intraocular lens replacement | Intraocular lens (IOL) | Monofocal, astigmatism correcting IOL | AMO Puerto Rico Manufacturing, Inc.; AMO Groningen B.V. | JJSV TECNIS Toric 1-Piece IOL | ZCT3000055 | Standalone | DE0009020 | Indicated for patients with astigmatism of 2.5 dioptre cylinder (DC) and above in at least 1 eye; where correction of astigmatism is considered clinically necessary
Ophthalmic | Intraocular lens replacement | Intraocular lens (IOL) | Monofocal, astigmatism correcting IOL | AMO Puerto Rico Manufacturing, Inc.; AMO Groningen B.V. | JJSV TECNIS Toric 1-Piece IOL | ZCT3000060 | Standalone | DE0009020 | Indicated for patients with astigmatism of 2.5 dioptre cylinder (DC) and above in at least 1 eye; where correction of astigmatism is considered clinically necessary
Ophthalmic | Intraocular lens replacement | Intraocular lens (IOL) | Monofocal, astigmatism correcting IOL | AMO Puerto Rico Manufacturing, Inc.; AMO Groningen B.V. | JJSV TECNIS Toric 1-Piece IOL | ZCT3000065 | Standalone | DE0009020 | Indicated for patients with astigmatism of 2.5 dioptre cylinder (DC) and above in at least 1 eye; where correction of astigmatism is considered clinically necessary
Ophthalmic | Intraocular lens replacement | Intraocular lens (IOL) | Monofocal, astigmatism correcting IOL | AMO Puerto Rico Manufacturing, Inc.; AMO Groningen B.V. | JJSV TECNIS Toric 1-Piece IOL | ZCT3000070 | Standalone | DE0009020 | Indicated for patients with astigmatism of 2.5 dioptre cylinder (DC) and above in at least 1 eye; where correction of astigmatism is considered clinically necessary
Ophthalmic | Intraocular lens replacement | Intraocular lens (IOL) | Monofocal, astigmatism correcting IOL | AMO Puerto Rico Manufacturing, Inc.; AMO Groningen B.V. | JJSV TECNIS Toric 1-Piece IOL | ZCT3000075 | Standalone | DE0009020 | Indicated for patients with astigmatism of 2.5 dioptre cylinder (DC) and above in at least 1 eye; where correction of astigmatism is considered clinically necessary
Ophthalmic | Intraocular lens replacement | Intraocular lens (IOL) | Monofocal, astigmatism correcting IOL | AMO Puerto Rico Manufacturing, Inc.; AMO Groningen B.V. | JJSV TECNIS Toric 1-Piece IOL | ZCT3000080 | Standalone | DE0009020 | Indicated for patients with astigmatism of 2.5 dioptre cylinder (DC) and above in at least 1 eye; where correction of astigmatism is considered clinically necessary
Ophthalmic | Intraocular lens replacement | Intraocular lens (IOL) | Monofocal, astigmatism correcting IOL | AMO Puerto Rico Manufacturing, Inc.; AMO Groningen B.V. | JJSV TECNIS Toric 1-Piece IOL | ZCT3000085 | Standalone | DE0009020 | Indicated for patients with astigmatism of 2.5 dioptre cylinder (DC) and above in at least 1 eye; where correction of astigmatism is considered clinically necessary
Ophthalmic | Intraocular lens replacement | Intraocular lens (IOL) | Monofocal, astigmatism correcting IOL | AMO Puerto Rico Manufacturing, Inc.; AMO Groningen B.V. | JJSV TECNIS Toric 1-Piece IOL | ZCT3000090 | Standalone | DE0009020 | Indicated for patients with astigmatism of 2.5 dioptre cylinder (DC) and above in at least 1 eye; where correction of astigmatism is considered clinically necessary
Ophthalmic | Intraocular lens replacement | Intraocular lens (IOL) | Monofocal, astigmatism correcting IOL | AMO Puerto Rico Manufacturing, Inc.; AMO Groningen B.V. | JJSV TECNIS Toric 1-Piece IOL | ZCT3000095 | Standalone | DE0009020 | Indicated for patients with astigmatism of 2.5 dioptre cylinder (DC) and above in at least 1 eye; where correction of astigmatism is considered clinically necessary
Ophthalmic | Intraocular lens replacement | Intraocular lens (IOL) | Monofocal, astigmatism correcting IOL | AMO Puerto Rico Manufacturing, Inc.; AMO Groningen B.V. | JJSV TECNIS Toric 1-Piece IOL | ZCT3000100 | Standalone | DE0009020 | Indicated for patients with astigmatism of 2.5 dioptre cylinder (DC) and above in at least 1 eye; where correction of astigmatism is considered clinically necessary
Ophthalmic | Intraocular lens replacement | Intraocular lens (IOL) | Monofocal, astigmatism correcting IOL | AMO Puerto Rico Manufacturing, Inc.; AMO Groningen B.V. | JJSV TECNIS Toric 1-Piece IOL | ZCT3000105 | Standalone | DE0009020 | Indicated for patients with astigmatism of 2.5 dioptre cylinder (DC) and above in at least 1 eye; where correction of astigmatism is considered clinically necessary
Ophthalmic | Intraocular lens replacement | Intraocular lens (IOL) | Monofocal, astigmatism correcting IOL | AMO Puerto Rico Manufacturing, Inc.; AMO Groningen B.V. | JJSV TECNIS Toric 1-Piece IOL | ZCT3000110 | Standalone | DE0009020 | Indicated for patients with astigmatism of 2.5 dioptre cylinder (DC) and above in at least 1 eye; where correction of astigmatism is considered clinically necessary
Ophthalmic | Intraocular lens replacement | Intraocular lens (IOL) | Monofocal, astigmatism correcting IOL | AMO Puerto Rico Manufacturing, Inc.; AMO Groningen B.V. | JJSV TECNIS Toric 1-Piece IOL | ZCT3000115 | Standalone | DE0009020 | Indicated for patients with astigmatism of 2.5 dioptre cylinder (DC) and above in at least 1 eye; where correction of astigmatism is considered clinically necessary
Ophthalmic | Intraocular lens replacement | Intraocular lens (IOL) | Monofocal, astigmatism correcting IOL | AMO Puerto Rico Manufacturing, Inc.; AMO Groningen B.V. | JJSV TECNIS Toric 1-Piece IOL | ZCT3000120 | Standalone | DE0009020 | Indicated for patients with astigmatism of 2.5 dioptre cylinder (DC) and above in at least 1 eye; where correction of astigmatism is considered clinically necessary
Ophthalmic | Intraocular lens replacement | Intraocular lens (IOL) | Monofocal, astigmatism correcting IOL | AMO Puerto Rico Manufacturing, Inc.; AMO Groningen B.V. | JJSV TECNIS Toric 1-Piece IOL | ZCT3000125 | Standalone | DE0009020 | Indicated for patients with astigmatism of 2.5 dioptre cylinder (DC) and above in at least 1 eye; where correction of astigmatism is considered clinically necessary
Ophthalmic | Intraocular lens replacement | Intraocular lens (IOL) | Monofocal, astigmatism correcting IOL | AMO Puerto Rico Manufacturing, Inc.; AMO Groningen B.V. | JJSV TECNIS Toric 1-Piece IOL | ZCT3000130 | Standalone | DE0009020 | Indicated for patients with astigmatism of 2.5 dioptre cylinder (DC) and above in at least 1 eye; where correction of astigmatism is considered clinically necessary
Ophthalmic | Intraocular lens replacement | Intraocular lens (IOL) | Monofocal, astigmatism correcting IOL | AMO Puerto Rico Manufacturing, Inc.; AMO Groningen B.V. | JJSV TECNIS Toric 1-Piece IOL | ZCT3000135 | Standalone | DE0009020 | Indicated for patients with astigmatism of 2.5 dioptre cylinder (DC) and above in at least 1 eye; where correction of astigmatism is considered clinically necessary
Ophthalmic | Intraocular lens replacement | Intraocular lens (IOL) | Monofocal, astigmatism correcting IOL | AMO Puerto Rico Manufacturing, Inc.; AMO Groningen B.V. | JJSV TECNIS Toric 1-Piece IOL | ZCT3000140 | Standalone | DE0009020 | Indicated for patients with astigmatism of 2.5 dioptre cylinder (DC) and above in at least 1 eye; where correction of astigmatism is considered clinically necessary
Ophthalmic | Intraocular lens replacement | Intraocular lens (IOL) | Monofocal, astigmatism correcting IOL | AMO Puerto Rico Manufacturing, Inc.; AMO Groningen B.V. | JJSV TECNIS Toric 1-Piece IOL | ZCT3000145 | Standalone | DE0009020 | Indicated for patients with astigmatism of 2.5 dioptre cylinder (DC) and above in at least 1 eye; where correction of astigmatism is considered clinically necessary
Ophthalmic | Intraocular lens replacement | Intraocular lens (IOL) | Monofocal, astigmatism correcting IOL | AMO Puerto Rico Manufacturing, Inc.; AMO Groningen B.V. | JJSV TECNIS Toric 1-Piece IOL | ZCT3000150 | Standalone | DE0009020 | Indicated for patients with astigmatism of 2.5 dioptre cylinder (DC) and above in at least 1 eye; where correction of astigmatism is considered clinically necessary
Ophthalmic | Intraocular lens replacement | Intraocular lens (IOL) | Monofocal, astigmatism correcting IOL | AMO Puerto Rico Manufacturing, Inc.; AMO Groningen B.V. | JJSV TECNIS Toric 1-Piece IOL | ZCT3000155 | Standalone | DE0009020 | Indicated for patients with astigmatism of 2.5 dioptre cylinder (DC) and above in at least 1 eye; where correction of astigmatism is considered clinically necessary
Ophthalmic | Intraocular lens replacement | Intraocular lens (IOL) | Monofocal, astigmatism correcting IOL | AMO Puerto Rico Manufacturing, Inc.; AMO Groningen B.V. | JJSV TECNIS Toric 1-Piece IOL | ZCT3000160 | Standalone | DE0009020 | Indicated for patients with astigmatism of 2.5 dioptre cylinder (DC) and above in at least 1 eye; where correction of astigmatism is considered clinically necessary
Ophthalmic | Intraocular lens replacement | Intraocular lens (IOL) | Monofocal, astigmatism correcting IOL | AMO Puerto Rico Manufacturing, Inc.; AMO Groningen B.V. | JJSV TECNIS Toric 1-Piece IOL | ZCT3000165 | Standalone | DE0009020 | Indicated for patients with astigmatism of 2.5 dioptre cylinder (DC) and above in at least 1 eye; where correction of astigmatism is considered clinically necessary
Ophthalmic | Intraocular lens replacement | Intraocular lens (IOL) | Monofocal, astigmatism correcting IOL | AMO Puerto Rico Manufacturing, Inc.; AMO Groningen B.V. | JJSV TECNIS Toric 1-Piece IOL | ZCT3000170 | Standalone | DE0009020 | Indicated for patients with astigmatism of 2.5 dioptre cylinder (DC) and above in at least 1 eye; where correction of astigmatism is considered clinically necessary
Ophthalmic | Intraocular lens replacement | Intraocular lens (IOL) | Monofocal, astigmatism correcting IOL | AMO Puerto Rico Manufacturing, Inc.; AMO Groningen B.V. | JJSV TECNIS Toric 1-Piece IOL | ZCT3000175 | Standalone | DE0009020 | Indicated for patients with astigmatism of 2.5 dioptre cylinder (DC) and above in at least 1 eye; where correction of astigmatism is considered clinically necessary
Ophthalmic | Intraocular lens replacement | Intraocular lens (IOL) | Monofocal, astigmatism correcting IOL | AMO Puerto Rico Manufacturing, Inc.; AMO Groningen B.V. | JJSV TECNIS Toric 1-Piece IOL | ZCT3000180 | Standalone | DE0009020 | Indicated for patients with astigmatism of 2.5 dioptre cylinder (DC) and above in at least 1 eye; where correction of astigmatism is considered clinically necessary
Ophthalmic | Intraocular lens replacement | Intraocular lens (IOL) | Monofocal, astigmatism correcting IOL | AMO Puerto Rico Manufacturing, Inc.; AMO Groningen B.V. | JJSV TECNIS Toric 1-Piece IOL | ZCT3000185 | Standalone | DE0009020 | Indicated for patients with astigmatism of 2.5 dioptre cylinder (DC) and above in at least 1 eye; where correction of astigmatism is considered clinically necessary
Ophthalmic | Intraocular lens replacement | Intraocular lens (IOL) | Monofocal, astigmatism correcting IOL | AMO Puerto Rico Manufacturing, Inc.; AMO Groningen B.V. | JJSV TECNIS Toric 1-Piece IOL | ZCT3000190 | Standalone | DE0009020 | Indicated for patients with astigmatism of 2.5 dioptre cylinder (DC) and above in at least 1 eye; where correction of astigmatism is considered clinically necessary
Ophthalmic | Intraocular lens replacement | Intraocular lens (IOL) | Monofocal, astigmatism correcting IOL | AMO Puerto Rico Manufacturing, Inc.; AMO Groningen B.V. | JJSV TECNIS Toric 1-Piece IOL | ZCT3000195 | Standalone | DE0009020 | Indicated for patients with astigmatism of 2.5 dioptre cylinder (DC) and above in at least 1 eye; where correction of astigmatism is considered clinically necessary
Ophthalmic | Intraocular lens replacement | Intraocular lens (IOL) | Monofocal, astigmatism correcting IOL | AMO Puerto Rico Manufacturing, Inc.; AMO Groningen B.V. | JJSV TECNIS Toric 1-Piece IOL | ZCT3000200 | Standalone | DE0009020 | Indicated for patients with astigmatism of 2.5 dioptre cylinder (DC) and above in at least 1 eye; where correction of astigmatism is considered clinically necessary
Ophthalmic | Intraocular lens replacement | Intraocular lens (IOL) | Monofocal, astigmatism correcting IOL | AMO Puerto Rico Manufacturing, Inc.; AMO Groningen B.V. | JJSV TECNIS Toric 1-Piece IOL | ZCT3000205 | Standalone | DE0009020 | Indicated for patients with astigmatism of 2.5 dioptre cylinder (DC) and above in at least 1 eye; where correction of astigmatism is considered clinically necessary
Ophthalmic | Intraocular lens replacement | Intraocular lens (IOL) | Monofocal, astigmatism correcting IOL | AMO Puerto Rico Manufacturing, Inc.; AMO Groningen B.V. | JJSV TECNIS Toric 1-Piece IOL | ZCT3000210 | Standalone | DE0009020 | Indicated for patients with astigmatism of 2.5 dioptre cylinder (DC) and above in at least 1 eye; where correction of astigmatism is considered clinically necessary
Ophthalmic | Intraocular lens replacement | Intraocular lens (IOL) | Monofocal, astigmatism correcting IOL | AMO Puerto Rico Manufacturing, Inc.; AMO Groningen B.V. | JJSV TECNIS Toric 1-Piece IOL | ZCT3000215 | Standalone | DE0009020 | Indicated for patients with astigmatism of 2.5 dioptre cylinder (DC) and above in at least 1 eye; where correction of astigmatism is considered clinically necessary
Ophthalmic | Intraocular lens replacement | Intraocular lens (IOL) | Monofocal, astigmatism correcting IOL | AMO Puerto Rico Manufacturing, Inc.; AMO Groningen B.V. | JJSV TECNIS Toric 1-Piece IOL | ZCT3000220 | Standalone | DE0009020 | Indicated for patients with astigmatism of 2.5 dioptre cylinder (DC) and above in at least 1 eye; where correction of astigmatism is considered clinically necessary
Ophthalmic | Intraocular lens replacement | Intraocular lens (IOL) | Monofocal, astigmatism correcting IOL | AMO Puerto Rico Manufacturing, Inc.; AMO Groningen B.V. | JJSV TECNIS Toric 1-Piece IOL | ZCT3000225 | Standalone | DE0009020 | Indicated for patients with astigmatism of 2.5 dioptre cylinder (DC) and above in at least 1 eye; where correction of astigmatism is considered clinically necessary
Ophthalmic | Intraocular lens replacement | Intraocular lens (IOL) | Monofocal, astigmatism correcting IOL | AMO Puerto Rico Manufacturing, Inc.; AMO Groningen B.V. | JJSV TECNIS Toric 1-Piece IOL | ZCT3000230 | Standalone | DE0009020 | Indicated for patients with astigmatism of 2.5 dioptre cylinder (DC) and above in at least 1 eye; where correction of astigmatism is considered clinically necessary
Ophthalmic | Intraocular lens replacement | Intraocular lens (IOL) | Monofocal, astigmatism correcting IOL | AMO Puerto Rico Manufacturing, Inc.; AMO Groningen B.V. | JJSV TECNIS Toric 1-Piece IOL | ZCT3000235 | Standalone | DE0009020 | Indicated for patients with astigmatism of 2.5 dioptre cylinder (DC) and above in at least 1 eye; where correction of astigmatism is considered clinically necessary
Ophthalmic | Intraocular lens replacement | Intraocular lens (IOL) | Monofocal, astigmatism correcting IOL | AMO Puerto Rico Manufacturing, Inc.; AMO Groningen B.V. | JJSV TECNIS Toric 1-Piece IOL | ZCT3000240 | Standalone | DE0009020 | Indicated for patients with astigmatism of 2.5 dioptre cylinder (DC) and above in at least 1 eye; where correction of astigmatism is considered clinically necessary
Ophthalmic | Intraocular lens replacement | Intraocular lens (IOL) | Monofocal, astigmatism correcting IOL | AMO Puerto Rico Manufacturing, Inc.; AMO Groningen B.V. | JJSV TECNIS Toric 1-Piece IOL | ZCT3000245 | Standalone | DE0009020 | Indicated for patients with astigmatism of 2.5 dioptre cylinder (DC) and above in at least 1 eye; where correction of astigmatism is considered clinically necessary
Ophthalmic | Intraocular lens replacement | Intraocular lens (IOL) | Monofocal, astigmatism correcting IOL | AMO Puerto Rico Manufacturing, Inc.; AMO Groningen B.V. | JJSV TECNIS Toric 1-Piece IOL | ZCT3000250 | Standalone | DE0009020 | Indicated for patients with astigmatism of 2.5 dioptre cylinder (DC) and above in at least 1 eye; where correction of astigmatism is considered clinically necessary
Ophthalmic | Intraocular lens replacement | Intraocular lens (IOL) | Monofocal, astigmatism correcting IOL | AMO Puerto Rico Manufacturing, Inc.; AMO Groningen B.V. | JJSV TECNIS Toric 1-Piece IOL | ZCT3000255 | Standalone | DE0009020 | Indicated for patients with astigmatism of 2.5 dioptre cylinder (DC) and above in at least 1 eye; where correction of astigmatism is considered clinically necessary
Ophthalmic | Intraocular lens replacement | Intraocular lens (IOL) | Monofocal, astigmatism correcting IOL | AMO Puerto Rico Manufacturing, Inc.; AMO Groningen B.V. | JJSV TECNIS Toric 1-Piece IOL | ZCT3000260 | Standalone | DE0009020 | Indicated for patients with astigmatism of 2.5 dioptre cylinder (DC) and above in at least 1 eye; where correction of astigmatism is considered clinically necessary
Ophthalmic | Intraocular lens replacement | Intraocular lens (IOL) | Monofocal, astigmatism correcting IOL | AMO Puerto Rico Manufacturing, Inc.; AMO Groningen B.V. | JJSV TECNIS Toric 1-Piece IOL | ZCT3000265 | Standalone | DE0009020 | Indicated for patients with astigmatism of 2.5 dioptre cylinder (DC) and above in at least 1 eye; where correction of astigmatism is considered clinically necessary
Ophthalmic | Intraocular lens replacement | Intraocular lens (IOL) | Monofocal, astigmatism correcting IOL | AMO Puerto Rico Manufacturing, Inc.; AMO Groningen B.V. | JJSV TECNIS Toric 1-Piece IOL | ZCT3000270 | Standalone | DE0009020 | Indicated for patients with astigmatism of 2.5 dioptre cylinder (DC) and above in at least 1 eye; where correction of astigmatism is considered clinically necessary
Ophthalmic | Intraocular lens replacement | Intraocular lens (IOL) | Monofocal, astigmatism correcting IOL | AMO Puerto Rico Manufacturing, Inc.; AMO Groningen B.V. | JJSV TECNIS Toric 1-Piece IOL | ZCT3000275 | Standalone | DE0009020 | Indicated for patients with astigmatism of 2.5 dioptre cylinder (DC) and above in at least 1 eye; where correction of astigmatism is considered clinically necessary
Ophthalmic | Intraocular lens replacement | Intraocular lens (IOL) | Monofocal, astigmatism correcting IOL | AMO Puerto Rico Manufacturing, Inc.; AMO Groningen B.V. | JJSV TECNIS Toric 1-Piece IOL | ZCT3000280 | Standalone | DE0009020 | Indicated for patients with astigmatism of 2.5 dioptre cylinder (DC) and above in at least 1 eye; where correction of astigmatism is considered clinically necessary
Ophthalmic | Intraocular lens replacement | Intraocular lens (IOL) | Monofocal, astigmatism correcting IOL | AMO Puerto Rico Manufacturing, Inc.; AMO Groningen B.V. | JJSV TECNIS Toric 1-Piece IOL | ZCT3000285 | Standalone | DE0009020 | Indicated for patients with astigmatism of 2.5 dioptre cylinder (DC) and above in at least 1 eye; where correction of astigmatism is considered clinically necessary
Ophthalmic | Intraocular lens replacement | Intraocular lens (IOL) | Monofocal, astigmatism correcting IOL | AMO Puerto Rico Manufacturing, Inc.; AMO Groningen B.V. | JJSV TECNIS Toric 1-Piece IOL | ZCT3000290 | Standalone | DE0009020 | Indicated for patients with astigmatism of 2.5 dioptre cylinder (DC) and above in at least 1 eye; where correction of astigmatism is considered clinically necessary
Ophthalmic | Intraocular lens replacement | Intraocular lens (IOL) | Monofocal, astigmatism correcting IOL | AMO Puerto Rico Manufacturing, Inc.; AMO Groningen B.V. | JJSV TECNIS Toric 1-Piece IOL | ZCT3000295 | Standalone | DE0009020 | Indicated for patients with astigmatism of 2.5 dioptre cylinder (DC) and above in at least 1 eye; where correction of astigmatism is considered clinically necessary
Ophthalmic | Intraocular lens replacement | Intraocular lens (IOL) | Monofocal, astigmatism correcting IOL | AMO Puerto Rico Manufacturing, Inc.; AMO Groningen B.V. | JJSV TECNIS Toric 1-Piece IOL | ZCT3000300 | Standalone | DE0009020 | Indicated for patients with astigmatism of 2.5 dioptre cylinder (DC) and above in at least 1 eye; where correction of astigmatism is considered clinically necessary
Ophthalmic | Intraocular lens replacement | Intraocular lens (IOL) | Monofocal, astigmatism correcting IOL | AMO Puerto Rico Manufacturing, Inc.; AMO Groningen B.V. | JJSV TECNIS Toric 1-Piece IOL | ZCT3000305 | Standalone | DE0009020 | Indicated for patients with astigmatism of 2.5 dioptre cylinder (DC) and above in at least 1 eye; where correction of astigmatism is considered clinically necessary
Ophthalmic | Intraocular lens replacement | Intraocular lens (IOL) | Monofocal, astigmatism correcting IOL | AMO Puerto Rico Manufacturing, Inc.; AMO Groningen B.V. | JJSV TECNIS Toric 1-Piece IOL | ZCT3000310 | Standalone | DE0009020 | Indicated for patients with astigmatism of 2.5 dioptre cylinder (DC) and above in at least 1 eye; where correction of astigmatism is considered clinically necessary
Ophthalmic | Intraocular lens replacement | Intraocular lens (IOL) | Monofocal, astigmatism correcting IOL | AMO Puerto Rico Manufacturing, Inc.; AMO Groningen B.V. | JJSV TECNIS Toric 1-Piece IOL | ZCT3000315 | Standalone | DE0009020 | Indicated for patients with astigmatism of 2.5 dioptre cylinder (DC) and above in at least 1 eye; where correction of astigmatism is considered clinically necessary
Ophthalmic | Intraocular lens replacement | Intraocular lens (IOL) | Monofocal, astigmatism correcting IOL | AMO Puerto Rico Manufacturing, Inc.; AMO Groningen B.V. | JJSV TECNIS Toric 1-Piece IOL | ZCT3000320 | Standalone | DE0009020 | Indicated for patients with astigmatism of 2.5 dioptre cylinder (DC) and above in at least 1 eye; where correction of astigmatism is considered clinically necessary
Ophthalmic | Intraocular lens replacement | Intraocular lens (IOL) | Monofocal, astigmatism correcting IOL | AMO Puerto Rico Manufacturing, Inc.; AMO Groningen B.V. | JJSV TECNIS Toric 1-Piece IOL | ZCT3000325 | Standalone | DE0009020 | Indicated for patients with astigmatism of 2.5 dioptre cylinder (DC) and above in at least 1 eye; where correction of astigmatism is considered clinically necessary
Ophthalmic | Intraocular lens replacement | Intraocular lens (IOL) | Monofocal, astigmatism correcting IOL | AMO Puerto Rico Manufacturing, Inc.; AMO Groningen B.V. | JJSV TECNIS Toric 1-Piece IOL | ZCT3000330 | Standalone | DE0009020 | Indicated for patients with astigmatism of 2.5 dioptre cylinder (DC) and above in at least 1 eye; where correction of astigmatism is considered clinically necessary
Ophthalmic | Intraocular lens replacement | Intraocular lens (IOL) | Monofocal, astigmatism correcting IOL | AMO Puerto Rico Manufacturing, Inc.; AMO Groningen B.V. | JJSV TECNIS Toric 1-Piece IOL | ZCT3000335 | Standalone | DE0009020 | Indicated for patients with astigmatism of 2.5 dioptre cylinder (DC) and above in at least 1 eye; where correction of astigmatism is considered clinically necessary
Ophthalmic | Intraocular lens replacement | Intraocular lens (IOL) | Monofocal, astigmatism correcting IOL | AMO Puerto Rico Manufacturing, Inc.; AMO Groningen B.V. | JJSV TECNIS Toric 1-Piece IOL | ZCT3000340 | Standalone | DE0009020 | Indicated for patients with astigmatism of 2.5 dioptre cylinder (DC) and above in at least 1 eye; where correction of astigmatism is considered clinically necessary
Ophthalmic | Intraocular lens replacement | Intraocular lens (IOL) | Monofocal, astigmatism correcting IOL | AMO Puerto Rico Manufacturing, Inc.; AMO Groningen B.V. | JJSV TECNIS Toric 1-Piece IOL | ZCT3750050 | Standalone | DE0009020 | Indicated for patients with astigmatism of 2.5 dioptre cylinder (DC) and above in at least 1 eye; where correction of astigmatism is considered clinically necessary
Ophthalmic | Intraocular lens replacement | Intraocular lens (IOL) | Monofocal, astigmatism correcting IOL | AMO Puerto Rico Manufacturing, Inc.; AMO Groningen B.V. | JJSV TECNIS Toric 1-Piece IOL | ZCT3750055 | Standalone | DE0009020 | Indicated for patients with astigmatism of 2.5 dioptre cylinder (DC) and above in at least 1 eye; where correction of astigmatism is considered clinically necessary
Ophthalmic | Intraocular lens replacement | Intraocular lens (IOL) | Monofocal, astigmatism correcting IOL | AMO Puerto Rico Manufacturing, Inc.; AMO Groningen B.V. | JJSV TECNIS Toric 1-Piece IOL | ZCT3750060 | Standalone | DE0009020 | Indicated for patients with astigmatism of 2.5 dioptre cylinder (DC) and above in at least 1 eye; where correction of astigmatism is considered clinically necessary
Ophthalmic | Intraocular lens replacement | Intraocular lens (IOL) | Monofocal, astigmatism correcting IOL | AMO Puerto Rico Manufacturing, Inc.; AMO Groningen B.V. | JJSV TECNIS Toric 1-Piece IOL | ZCT3750065 | Standalone | DE0009020 | Indicated for patients with astigmatism of 2.5 dioptre cylinder (DC) and above in at least 1 eye; where correction of astigmatism is considered clinically necessary
Ophthalmic | Intraocular lens replacement | Intraocular lens (IOL) | Monofocal, astigmatism correcting IOL | AMO Puerto Rico Manufacturing, Inc.; AMO Groningen B.V. | JJSV TECNIS Toric 1-Piece IOL | ZCT3750070 | Standalone | DE0009020 | Indicated for patients with astigmatism of 2.5 dioptre cylinder (DC) and above in at least 1 eye; where correction of astigmatism is considered clinically necessary
Ophthalmic | Intraocular lens replacement | Intraocular lens (IOL) | Monofocal, astigmatism correcting IOL | AMO Puerto Rico Manufacturing, Inc.; AMO Groningen B.V. | JJSV TECNIS Toric 1-Piece IOL | ZCT3750075 | Standalone | DE0009020 | Indicated for patients with astigmatism of 2.5 dioptre cylinder (DC) and above in at least 1 eye; where correction of astigmatism is considered clinically necessary
Ophthalmic | Intraocular lens replacement | Intraocular lens (IOL) | Monofocal, astigmatism correcting IOL | AMO Puerto Rico Manufacturing, Inc.; AMO Groningen B.V. | JJSV TECNIS Toric 1-Piece IOL | ZCT3750080 | Standalone | DE0009020 | Indicated for patients with astigmatism of 2.5 dioptre cylinder (DC) and above in at least 1 eye; where correction of astigmatism is considered clinically necessary
Ophthalmic | Intraocular lens replacement | Intraocular lens (IOL) | Monofocal, astigmatism correcting IOL | AMO Puerto Rico Manufacturing, Inc.; AMO Groningen B.V. | JJSV TECNIS Toric 1-Piece IOL | ZCT3750085 | Standalone | DE0009020 | Indicated for patients with astigmatism of 2.5 dioptre cylinder (DC) and above in at least 1 eye; where correction of astigmatism is considered clinically necessary
Ophthalmic | Intraocular lens replacement | Intraocular lens (IOL) | Monofocal, astigmatism correcting IOL | AMO Puerto Rico Manufacturing, Inc.; AMO Groningen B.V. | JJSV TECNIS Toric 1-Piece IOL | ZCT3750090 | Standalone | DE0009020 | Indicated for patients with astigmatism of 2.5 dioptre cylinder (DC) and above in at least 1 eye; where correction of astigmatism is considered clinically necessary
Ophthalmic | Intraocular lens replacement | Intraocular lens (IOL) | Monofocal, astigmatism correcting IOL | AMO Puerto Rico Manufacturing, Inc.; AMO Groningen B.V. | JJSV TECNIS Toric 1-Piece IOL | ZCT3750095 | Standalone | DE0009020 | Indicated for patients with astigmatism of 2.5 dioptre cylinder (DC) and above in at least 1 eye; where correction of astigmatism is considered clinically necessary
Ophthalmic | Intraocular lens replacement | Intraocular lens (IOL) | Monofocal, astigmatism correcting IOL | AMO Puerto Rico Manufacturing, Inc.; AMO Groningen B.V. | JJSV TECNIS Toric 1-Piece IOL | ZCT3750100 | Standalone | DE0009020 | Indicated for patients with astigmatism of 2.5 dioptre cylinder (DC) and above in at least 1 eye; where correction of astigmatism is considered clinically necessary
Ophthalmic | Intraocular lens replacement | Intraocular lens (IOL) | Monofocal, astigmatism correcting IOL | AMO Puerto Rico Manufacturing, Inc.; AMO Groningen B.V. | JJSV TECNIS Toric 1-Piece IOL | ZCT3750105 | Standalone | DE0009020 | Indicated for patients with astigmatism of 2.5 dioptre cylinder (DC) and above in at least 1 eye; where correction of astigmatism is considered clinically necessary
Ophthalmic | Intraocular lens replacement | Intraocular lens (IOL) | Monofocal, astigmatism correcting IOL | AMO Puerto Rico Manufacturing, Inc.; AMO Groningen B.V. | JJSV TECNIS Toric 1-Piece IOL | ZCT3750110 | Standalone | DE0009020 | Indicated for patients with astigmatism of 2.5 dioptre cylinder (DC) and above in at least 1 eye; where correction of astigmatism is considered clinically necessary
Ophthalmic | Intraocular lens replacement | Intraocular lens (IOL) | Monofocal, astigmatism correcting IOL | AMO Puerto Rico Manufacturing, Inc.; AMO Groningen B.V. | JJSV TECNIS Toric 1-Piece IOL | ZCT3750115 | Standalone | DE0009020 | Indicated for patients with astigmatism of 2.5 dioptre cylinder (DC) and above in at least 1 eye; where correction of astigmatism is considered clinically necessary
Ophthalmic | Intraocular lens replacement | Intraocular lens (IOL) | Monofocal, astigmatism correcting IOL | AMO Puerto Rico Manufacturing, Inc.; AMO Groningen B.V. | JJSV TECNIS Toric 1-Piece IOL | ZCT3750120 | Standalone | DE0009020 | Indicated for patients with astigmatism of 2.5 dioptre cylinder (DC) and above in at least 1 eye; where correction of astigmatism is considered clinically necessary
Ophthalmic | Intraocular lens replacement | Intraocular lens (IOL) | Monofocal, astigmatism correcting IOL | AMO Puerto Rico Manufacturing, Inc.; AMO Groningen B.V. | JJSV TECNIS Toric 1-Piece IOL | ZCT3750125 | Standalone | DE0009020 | Indicated for patients with astigmatism of 2.5 dioptre cylinder (DC) and above in at least 1 eye; where correction of astigmatism is considered clinically necessary
Ophthalmic | Intraocular lens replacement | Intraocular lens (IOL) | Monofocal, astigmatism correcting IOL | AMO Puerto Rico Manufacturing, Inc.; AMO Groningen B.V. | JJSV TECNIS Toric 1-Piece IOL | ZCT3750130 | Standalone | DE0009020 | Indicated for patients with astigmatism of 2.5 dioptre cylinder (DC) and above in at least 1 eye; where correction of astigmatism is considered clinically necessary
Ophthalmic | Intraocular lens replacement | Intraocular lens (IOL) | Monofocal, astigmatism correcting IOL | AMO Puerto Rico Manufacturing, Inc.; AMO Groningen B.V. | JJSV TECNIS Toric 1-Piece IOL | ZCT3750135 | Standalone | DE0009020 | Indicated for patients with astigmatism of 2.5 dioptre cylinder (DC) and above in at least 1 eye; where correction of astigmatism is considered clinically necessary
Ophthalmic | Intraocular lens replacement | Intraocular lens (IOL) | Monofocal, astigmatism correcting IOL | AMO Puerto Rico Manufacturing, Inc.; AMO Groningen B.V. | JJSV TECNIS Toric 1-Piece IOL | ZCT3750140 | Standalone | DE0009020 | Indicated for patients with astigmatism of 2.5 dioptre cylinder (DC) and above in at least 1 eye; where correction of astigmatism is considered clinically necessary
Ophthalmic | Intraocular lens replacement | Intraocular lens (IOL) | Monofocal, astigmatism correcting IOL | AMO Puerto Rico Manufacturing, Inc.; AMO Groningen B.V. | JJSV TECNIS Toric 1-Piece IOL | ZCT3750145 | Standalone | DE0009020 | Indicated for patients with astigmatism of 2.5 dioptre cylinder (DC) and above in at least 1 eye; where correction of astigmatism is considered clinically necessary
Ophthalmic | Intraocular lens replacement | Intraocular lens (IOL) | Monofocal, astigmatism correcting IOL | AMO Puerto Rico Manufacturing, Inc.; AMO Groningen B.V. | JJSV TECNIS Toric 1-Piece IOL | ZCT3750150 | Standalone | DE0009020 | Indicated for patients with astigmatism of 2.5 dioptre cylinder (DC) and above in at least 1 eye; where correction of astigmatism is considered clinically necessary
Ophthalmic | Intraocular lens replacement | Intraocular lens (IOL) | Monofocal, astigmatism correcting IOL | AMO Puerto Rico Manufacturing, Inc.; AMO Groningen B.V. | JJSV TECNIS Toric 1-Piece IOL | ZCT3750155 | Standalone | DE0009020 | Indicated for patients with astigmatism of 2.5 dioptre cylinder (DC) and above in at least 1 eye; where correction of astigmatism is considered clinically necessary
Ophthalmic | Intraocular lens replacement | Intraocular lens (IOL) | Monofocal, astigmatism correcting IOL | AMO Puerto Rico Manufacturing, Inc.; AMO Groningen B.V. | JJSV TECNIS Toric 1-Piece IOL | ZCT3750160 | Standalone | DE0009020 | Indicated for patients with astigmatism of 2.5 dioptre cylinder (DC) and above in at least 1 eye; where correction of astigmatism is considered clinically necessary
Ophthalmic | Intraocular lens replacement | Intraocular lens (IOL) | Monofocal, astigmatism correcting IOL | AMO Puerto Rico Manufacturing, Inc.; AMO Groningen B.V. | JJSV TECNIS Toric 1-Piece IOL | ZCT3750165 | Standalone | DE0009020 | Indicated for patients with astigmatism of 2.5 dioptre cylinder (DC) and above in at least 1 eye; where correction of astigmatism is considered clinically necessary
Ophthalmic | Intraocular lens replacement | Intraocular lens (IOL) | Monofocal, astigmatism correcting IOL | AMO Puerto Rico Manufacturing, Inc.; AMO Groningen B.V. | JJSV TECNIS Toric 1-Piece IOL | ZCT3750170 | Standalone | DE0009020 | Indicated for patients with astigmatism of 2.5 dioptre cylinder (DC) and above in at least 1 eye; where correction of astigmatism is considered clinically necessary
Ophthalmic | Intraocular lens replacement | Intraocular lens (IOL) | Monofocal, astigmatism correcting IOL | AMO Puerto Rico Manufacturing, Inc.; AMO Groningen B.V. | JJSV TECNIS Toric 1-Piece IOL | ZCT3750175 | Standalone | DE0009020 | Indicated for patients with astigmatism of 2.5 dioptre cylinder (DC) and above in at least 1 eye; where correction of astigmatism is considered clinically necessary
Ophthalmic | Intraocular lens replacement | Intraocular lens (IOL) | Monofocal, astigmatism correcting IOL | AMO Puerto Rico Manufacturing, Inc.; AMO Groningen B.V. | JJSV TECNIS Toric 1-Piece IOL | ZCT3750180 | Standalone | DE0009020 | Indicated for patients with astigmatism of 2.5 dioptre cylinder (DC) and above in at least 1 eye; where correction of astigmatism is considered clinically necessary
Ophthalmic | Intraocular lens replacement | Intraocular lens (IOL) | Monofocal, astigmatism correcting IOL | AMO Puerto Rico Manufacturing, Inc.; AMO Groningen B.V. | JJSV TECNIS Toric 1-Piece IOL | ZCT3750185 | Standalone | DE0009020 | Indicated for patients with astigmatism of 2.5 dioptre cylinder (DC) and above in at least 1 eye; where correction of astigmatism is considered clinically necessary
Ophthalmic | Intraocular lens replacement | Intraocular lens (IOL) | Monofocal, astigmatism correcting IOL | AMO Puerto Rico Manufacturing, Inc.; AMO Groningen B.V. | JJSV TECNIS Toric 1-Piece IOL | ZCT3750190 | Standalone | DE0009020 | Indicated for patients with astigmatism of 2.5 dioptre cylinder (DC) and above in at least 1 eye; where correction of astigmatism is considered clinically necessary
Ophthalmic | Intraocular lens replacement | Intraocular lens (IOL) | Monofocal, astigmatism correcting IOL | AMO Puerto Rico Manufacturing, Inc.; AMO Groningen B.V. | JJSV TECNIS Toric 1-Piece IOL | ZCT3750195 | Standalone | DE0009020 | Indicated for patients with astigmatism of 2.5 dioptre cylinder (DC) and above in at least 1 eye; where correction of astigmatism is considered clinically necessary
Ophthalmic | Intraocular lens replacement | Intraocular lens (IOL) | Monofocal, astigmatism correcting IOL | AMO Puerto Rico Manufacturing, Inc.; AMO Groningen B.V. | JJSV TECNIS Toric 1-Piece IOL | ZCT3750200 | Standalone | DE0009020 | Indicated for patients with astigmatism of 2.5 dioptre cylinder (DC) and above in at least 1 eye; where correction of astigmatism is considered clinically necessary
Ophthalmic | Intraocular lens replacement | Intraocular lens (IOL) | Monofocal, astigmatism correcting IOL | AMO Puerto Rico Manufacturing, Inc.; AMO Groningen B.V. | JJSV TECNIS Toric 1-Piece IOL | ZCT3750205 | Standalone | DE0009020 | Indicated for patients with astigmatism of 2.5 dioptre cylinder (DC) and above in at least 1 eye; where correction of astigmatism is considered clinically necessary
Ophthalmic | Intraocular lens replacement | Intraocular lens (IOL) | Monofocal, astigmatism correcting IOL | AMO Puerto Rico Manufacturing, Inc.; AMO Groningen B.V. | JJSV TECNIS Toric 1-Piece IOL | ZCT3750210 | Standalone | DE0009020 | Indicated for patients with astigmatism of 2.5 dioptre cylinder (DC) and above in at least 1 eye; where correction of astigmatism is considered clinically necessary
Ophthalmic | Intraocular lens replacement | Intraocular lens (IOL) | Monofocal, astigmatism correcting IOL | AMO Puerto Rico Manufacturing, Inc.; AMO Groningen B.V. | JJSV TECNIS Toric 1-Piece IOL | ZCT3750215 | Standalone | DE0009020 | Indicated for patients with astigmatism of 2.5 dioptre cylinder (DC) and above in at least 1 eye; where correction of astigmatism is considered clinically necessary
Ophthalmic | Intraocular lens replacement | Intraocular lens (IOL) | Monofocal, astigmatism correcting IOL | AMO Puerto Rico Manufacturing, Inc.; AMO Groningen B.V. | JJSV TECNIS Toric 1-Piece IOL | ZCT3750220 | Standalone | DE0009020 | Indicated for patients with astigmatism of 2.5 dioptre cylinder (DC) and above in at least 1 eye; where correction of astigmatism is considered clinically necessary
Ophthalmic | Intraocular lens replacement | Intraocular lens (IOL) | Monofocal, astigmatism correcting IOL | AMO Puerto Rico Manufacturing, Inc.; AMO Groningen B.V. | JJSV TECNIS Toric 1-Piece IOL | ZCT3750225 | Standalone | DE0009020 | Indicated for patients with astigmatism of 2.5 dioptre cylinder (DC) and above in at least 1 eye; where correction of astigmatism is considered clinically necessary
Ophthalmic | Intraocular lens replacement | Intraocular lens (IOL) | Monofocal, astigmatism correcting IOL | AMO Puerto Rico Manufacturing, Inc.; AMO Groningen B.V. | JJSV TECNIS Toric 1-Piece IOL | ZCT3750230 | Standalone | DE0009020 | Indicated for patients with astigmatism of 2.5 dioptre cylinder (DC) and above in at least 1 eye; where correction of astigmatism is considered clinically necessary
Ophthalmic | Intraocular lens replacement | Intraocular lens (IOL) | Monofocal, astigmatism correcting IOL | AMO Puerto Rico Manufacturing, Inc.; AMO Groningen B.V. | JJSV TECNIS Toric 1-Piece IOL | ZCT3750235 | Standalone | DE0009020 | Indicated for patients with astigmatism of 2.5 dioptre cylinder (DC) and above in at least 1 eye; where correction of astigmatism is considered clinically necessary
Ophthalmic | Intraocular lens replacement | Intraocular lens (IOL) | Monofocal, astigmatism correcting IOL | AMO Puerto Rico Manufacturing, Inc.; AMO Groningen B.V. | JJSV TECNIS Toric 1-Piece IOL | ZCT3750240 | Standalone | DE0009020 | Indicated for patients with astigmatism of 2.5 dioptre cylinder (DC) and above in at least 1 eye; where correction of astigmatism is considered clinically necessary
Ophthalmic | Intraocular lens replacement | Intraocular lens (IOL) | Monofocal, astigmatism correcting IOL | AMO Puerto Rico Manufacturing, Inc.; AMO Groningen B.V. | JJSV TECNIS Toric 1-Piece IOL | ZCT3750245 | Standalone | DE0009020 | Indicated for patients with astigmatism of 2.5 dioptre cylinder (DC) and above in at least 1 eye; where correction of astigmatism is considered clinically necessary
Ophthalmic | Intraocular lens replacement | Intraocular lens (IOL) | Monofocal, astigmatism correcting IOL | AMO Puerto Rico Manufacturing, Inc.; AMO Groningen B.V. | JJSV TECNIS Toric 1-Piece IOL | ZCT3750250 | Standalone | DE0009020 | Indicated for patients with astigmatism of 2.5 dioptre cylinder (DC) and above in at least 1 eye; where correction of astigmatism is considered clinically necessary
Ophthalmic | Intraocular lens replacement | Intraocular lens (IOL) | Monofocal, astigmatism correcting IOL | AMO Puerto Rico Manufacturing, Inc.; AMO Groningen B.V. | JJSV TECNIS Toric 1-Piece IOL | ZCT3750255 | Standalone | DE0009020 | Indicated for patients with astigmatism of 2.5 dioptre cylinder (DC) and above in at least 1 eye; where correction of astigmatism is considered clinically necessary
Ophthalmic | Intraocular lens replacement | Intraocular lens (IOL) | Monofocal, astigmatism correcting IOL | AMO Puerto Rico Manufacturing, Inc.; AMO Groningen B.V. | JJSV TECNIS Toric 1-Piece IOL | ZCT3750260 | Standalone | DE0009020 | Indicated for patients with astigmatism of 2.5 dioptre cylinder (DC) and above in at least 1 eye; where correction of astigmatism is considered clinically necessary
Ophthalmic | Intraocular lens replacement | Intraocular lens (IOL) | Monofocal, astigmatism correcting IOL | AMO Puerto Rico Manufacturing, Inc.; AMO Groningen B.V. | JJSV TECNIS Toric 1-Piece IOL | ZCT3750265 | Standalone | DE0009020 | Indicated for patients with astigmatism of 2.5 dioptre cylinder (DC) and above in at least 1 eye; where correction of astigmatism is considered clinically necessary
Ophthalmic | Intraocular lens replacement | Intraocular lens (IOL) | Monofocal, astigmatism correcting IOL | AMO Puerto Rico Manufacturing, Inc.; AMO Groningen B.V. | JJSV TECNIS Toric 1-Piece IOL | ZCT3750270 | Standalone | DE0009020 | Indicated for patients with astigmatism of 2.5 dioptre cylinder (DC) and above in at least 1 eye; where correction of astigmatism is considered clinically necessary
Ophthalmic | Intraocular lens replacement | Intraocular lens (IOL) | Monofocal, astigmatism correcting IOL | AMO Puerto Rico Manufacturing, Inc.; AMO Groningen B.V. | JJSV TECNIS Toric 1-Piece IOL | ZCT3750275 | Standalone | DE0009020 | Indicated for patients with astigmatism of 2.5 dioptre cylinder (DC) and above in at least 1 eye; where correction of astigmatism is considered clinically necessary
Ophthalmic | Intraocular lens replacement | Intraocular lens (IOL) | Monofocal, astigmatism correcting IOL | AMO Puerto Rico Manufacturing, Inc.; AMO Groningen B.V. | JJSV TECNIS Toric 1-Piece IOL | ZCT3750280 | Standalone | DE0009020 | Indicated for patients with astigmatism of 2.5 dioptre cylinder (DC) and above in at least 1 eye; where correction of astigmatism is considered clinically necessary
Ophthalmic | Intraocular lens replacement | Intraocular lens (IOL) | Monofocal, astigmatism correcting IOL | AMO Puerto Rico Manufacturing, Inc.; AMO Groningen B.V. | JJSV TECNIS Toric 1-Piece IOL | ZCT3750285 | Standalone | DE0009020 | Indicated for patients with astigmatism of 2.5 dioptre cylinder (DC) and above in at least 1 eye; where correction of astigmatism is considered clinically necessary
Ophthalmic | Intraocular lens replacement | Intraocular lens (IOL) | Monofocal, astigmatism correcting IOL | AMO Puerto Rico Manufacturing, Inc.; AMO Groningen B.V. | JJSV TECNIS Toric 1-Piece IOL | ZCT3750290 | Standalone | DE0009020 | Indicated for patients with astigmatism of 2.5 dioptre cylinder (DC) and above in at least 1 eye; where correction of astigmatism is considered clinically necessary
Ophthalmic | Intraocular lens replacement | Intraocular lens (IOL) | Monofocal, astigmatism correcting IOL | AMO Puerto Rico Manufacturing, Inc.; AMO Groningen B.V. | JJSV TECNIS Toric 1-Piece IOL | ZCT3750295 | Standalone | DE0009020 | Indicated for patients with astigmatism of 2.5 dioptre cylinder (DC) and above in at least 1 eye; where correction of astigmatism is considered clinically necessary
Ophthalmic | Intraocular lens replacement | Intraocular lens (IOL) | Monofocal, astigmatism correcting IOL | AMO Puerto Rico Manufacturing, Inc.; AMO Groningen B.V. | JJSV TECNIS Toric 1-Piece IOL | ZCT3750300 | Standalone | DE0009020 | Indicated for patients with astigmatism of 2.5 dioptre cylinder (DC) and above in at least 1 eye; where correction of astigmatism is considered clinically necessary
Ophthalmic | Intraocular lens replacement | Intraocular lens (IOL) | Monofocal, astigmatism correcting IOL | AMO Puerto Rico Manufacturing, Inc.; AMO Groningen B.V. | JJSV TECNIS Toric 1-Piece IOL | ZCT3750305 | Standalone | DE0009020 | Indicated for patients with astigmatism of 2.5 dioptre cylinder (DC) and above in at least 1 eye; where correction of astigmatism is considered clinically necessary
Ophthalmic | Intraocular lens replacement | Intraocular lens (IOL) | Monofocal, astigmatism correcting IOL | AMO Puerto Rico Manufacturing, Inc.; AMO Groningen B.V. | JJSV TECNIS Toric 1-Piece IOL | ZCT3750310 | Standalone | DE0009020 | Indicated for patients with astigmatism of 2.5 dioptre cylinder (DC) and above in at least 1 eye; where correction of astigmatism is considered clinically necessary
Ophthalmic | Intraocular lens replacement | Intraocular lens (IOL) | Monofocal, astigmatism correcting IOL | AMO Puerto Rico Manufacturing, Inc.; AMO Groningen B.V. | JJSV TECNIS Toric 1-Piece IOL | ZCT3750315 | Standalone | DE0009020 | Indicated for patients with astigmatism of 2.5 dioptre cylinder (DC) and above in at least 1 eye; where correction of astigmatism is considered clinically necessary
Ophthalmic | Intraocular lens replacement | Intraocular lens (IOL) | Monofocal, astigmatism correcting IOL | AMO Puerto Rico Manufacturing, Inc.; AMO Groningen B.V. | JJSV TECNIS Toric 1-Piece IOL | ZCT3750320 | Standalone | DE0009020 | Indicated for patients with astigmatism of 2.5 dioptre cylinder (DC) and above in at least 1 eye; where correction of astigmatism is considered clinically necessary
Ophthalmic | Intraocular lens replacement | Intraocular lens (IOL) | Monofocal, astigmatism correcting IOL | AMO Puerto Rico Manufacturing, Inc.; AMO Groningen B.V. | JJSV TECNIS Toric 1-Piece IOL | ZCT3750325 | Standalone | DE0009020 | Indicated for patients with astigmatism of 2.5 dioptre cylinder (DC) and above in at least 1 eye; where correction of astigmatism is considered clinically necessary
Ophthalmic | Intraocular lens replacement | Intraocular lens (IOL) | Monofocal, astigmatism correcting IOL | AMO Puerto Rico Manufacturing, Inc.; AMO Groningen B.V. | JJSV TECNIS Toric 1-Piece IOL | ZCT3750330 | Standalone | DE0009020 | Indicated for patients with astigmatism of 2.5 dioptre cylinder (DC) and above in at least 1 eye; where correction of astigmatism is considered clinically necessary
Ophthalmic | Intraocular lens replacement | Intraocular lens (IOL) | Monofocal, astigmatism correcting IOL | AMO Puerto Rico Manufacturing, Inc.; AMO Groningen B.V. | JJSV TECNIS Toric 1-Piece IOL | ZCT3750335 | Standalone | DE0009020 | Indicated for patients with astigmatism of 2.5 dioptre cylinder (DC) and above in at least 1 eye; where correction of astigmatism is considered clinically necessary
Ophthalmic | Intraocular lens replacement | Intraocular lens (IOL) | Monofocal, astigmatism correcting IOL | AMO Puerto Rico Manufacturing, Inc.; AMO Groningen B.V. | JJSV TECNIS Toric 1-Piece IOL | ZCT3750340 | Standalone | DE0009020 | Indicated for patients with astigmatism of 2.5 dioptre cylinder (DC) and above in at least 1 eye; where correction of astigmatism is considered clinically necessary
Ophthalmic | Intraocular lens replacement | Intraocular lens (IOL) | Monofocal, astigmatism correcting IOL | AMO Puerto Rico Manufacturing, Inc.; AMO Groningen B.V. | JJSV TECNIS Toric 1-Piece IOL | ZCT4000050 | Standalone | DE0009020 | Indicated for patients with astigmatism of 2.5 dioptre cylinder (DC) and above in at least 1 eye; where correction of astigmatism is considered clinically necessary
Ophthalmic | Intraocular lens replacement | Intraocular lens (IOL) | Monofocal, astigmatism correcting IOL | AMO Puerto Rico Manufacturing, Inc.; AMO Groningen B.V. | JJSV TECNIS Toric 1-Piece IOL | ZCT4000055 | Standalone | DE0009020 | Indicated for patients with astigmatism of 2.5 dioptre cylinder (DC) and above in at least 1 eye; where correction of astigmatism is considered clinically necessary
Ophthalmic | Intraocular lens replacement | Intraocular lens (IOL) | Monofocal, astigmatism correcting IOL | AMO Puerto Rico Manufacturing, Inc.; AMO Groningen B.V. | JJSV TECNIS Toric 1-Piece IOL | ZCT4000060 | Standalone | DE0009020 | Indicated for patients with astigmatism of 2.5 dioptre cylinder (DC) and above in at least 1 eye; where correction of astigmatism is considered clinically necessary
Ophthalmic | Intraocular lens replacement | Intraocular lens (IOL) | Monofocal, astigmatism correcting IOL | AMO Puerto Rico Manufacturing, Inc.; AMO Groningen B.V. | JJSV TECNIS Toric 1-Piece IOL | ZCT4000065 | Standalone | DE0009020 | Indicated for patients with astigmatism of 2.5 dioptre cylinder (DC) and above in at least 1 eye; where correction of astigmatism is considered clinically necessary
Ophthalmic | Intraocular lens replacement | Intraocular lens (IOL) | Monofocal, astigmatism correcting IOL | AMO Puerto Rico Manufacturing, Inc.; AMO Groningen B.V. | JJSV TECNIS Toric 1-Piece IOL | ZCT4000070 | Standalone | DE0009020 | Indicated for patients with astigmatism of 2.5 dioptre cylinder (DC) and above in at least 1 eye; where correction of astigmatism is considered clinically necessary
Ophthalmic | Intraocular lens replacement | Intraocular lens (IOL) | Monofocal, astigmatism correcting IOL | AMO Puerto Rico Manufacturing, Inc.; AMO Groningen B.V. | JJSV TECNIS Toric 1-Piece IOL | ZCT4000075 | Standalone | DE0009020 | Indicated for patients with astigmatism of 2.5 dioptre cylinder (DC) and above in at least 1 eye; where correction of astigmatism is considered clinically necessary
Ophthalmic | Intraocular lens replacement | Intraocular lens (IOL) | Monofocal, astigmatism correcting IOL | AMO Puerto Rico Manufacturing, Inc.; AMO Groningen B.V. | JJSV TECNIS Toric 1-Piece IOL | ZCT4000080 | Standalone | DE0009020 | Indicated for patients with astigmatism of 2.5 dioptre cylinder (DC) and above in at least 1 eye; where correction of astigmatism is considered clinically necessary
Ophthalmic | Intraocular lens replacement | Intraocular lens (IOL) | Monofocal, astigmatism correcting IOL | AMO Puerto Rico Manufacturing, Inc.; AMO Groningen B.V. | JJSV TECNIS Toric 1-Piece IOL | ZCT4000085 | Standalone | DE0009020 | Indicated for patients with astigmatism of 2.5 dioptre cylinder (DC) and above in at least 1 eye; where correction of astigmatism is considered clinically necessary
Ophthalmic | Intraocular lens replacement | Intraocular lens (IOL) | Monofocal, astigmatism correcting IOL | AMO Puerto Rico Manufacturing, Inc.; AMO Groningen B.V. | JJSV TECNIS Toric 1-Piece IOL | ZCT4000090 | Standalone | DE0009020 | Indicated for patients with astigmatism of 2.5 dioptre cylinder (DC) and above in at least 1 eye; where correction of astigmatism is considered clinically necessary
Ophthalmic | Intraocular lens replacement | Intraocular lens (IOL) | Monofocal, astigmatism correcting IOL | AMO Puerto Rico Manufacturing, Inc.; AMO Groningen B.V. | JJSV TECNIS Toric 1-Piece IOL | ZCT4000095 | Standalone | DE0009020 | Indicated for patients with astigmatism of 2.5 dioptre cylinder (DC) and above in at least 1 eye; where correction of astigmatism is considered clinically necessary
Ophthalmic | Intraocular lens replacement | Intraocular lens (IOL) | Monofocal, astigmatism correcting IOL | AMO Puerto Rico Manufacturing, Inc.; AMO Groningen B.V. | JJSV TECNIS Toric 1-Piece IOL | ZCT4000100 | Standalone | DE0009020 | Indicated for patients with astigmatism of 2.5 dioptre cylinder (DC) and above in at least 1 eye; where correction of astigmatism is considered clinically necessary
Ophthalmic | Intraocular lens replacement | Intraocular lens (IOL) | Monofocal, astigmatism correcting IOL | AMO Puerto Rico Manufacturing, Inc.; AMO Groningen B.V. | JJSV TECNIS Toric 1-Piece IOL | ZCT4000105 | Standalone | DE0009020 | Indicated for patients with astigmatism of 2.5 dioptre cylinder (DC) and above in at least 1 eye; where correction of astigmatism is considered clinically necessary
Ophthalmic | Intraocular lens replacement | Intraocular lens (IOL) | Monofocal, astigmatism correcting IOL | AMO Puerto Rico Manufacturing, Inc.; AMO Groningen B.V. | JJSV TECNIS Toric 1-Piece IOL | ZCT4000110 | Standalone | DE0009020 | Indicated for patients with astigmatism of 2.5 dioptre cylinder (DC) and above in at least 1 eye; where correction of astigmatism is considered clinically necessary
Ophthalmic | Intraocular lens replacement | Intraocular lens (IOL) | Monofocal, astigmatism correcting IOL | AMO Puerto Rico Manufacturing, Inc.; AMO Groningen B.V. | JJSV TECNIS Toric 1-Piece IOL | ZCT4000115 | Standalone | DE0009020 | Indicated for patients with astigmatism of 2.5 dioptre cylinder (DC) and above in at least 1 eye; where correction of astigmatism is considered clinically necessary
Ophthalmic | Intraocular lens replacement | Intraocular lens (IOL) | Monofocal, astigmatism correcting IOL | AMO Puerto Rico Manufacturing, Inc.; AMO Groningen B.V. | JJSV TECNIS Toric 1-Piece IOL | ZCT4000120 | Standalone | DE0009020 | Indicated for patients with astigmatism of 2.5 dioptre cylinder (DC) and above in at least 1 eye; where correction of astigmatism is considered clinically necessary
Ophthalmic | Intraocular lens replacement | Intraocular lens (IOL) | Monofocal, astigmatism correcting IOL | AMO Puerto Rico Manufacturing, Inc.; AMO Groningen B.V. | JJSV TECNIS Toric 1-Piece IOL | ZCT4000125 | Standalone | DE0009020 | Indicated for patients with astigmatism of 2.5 dioptre cylinder (DC) and above in at least 1 eye; where correction of astigmatism is considered clinically necessary
Ophthalmic | Intraocular lens replacement | Intraocular lens (IOL) | Monofocal, astigmatism correcting IOL | AMO Puerto Rico Manufacturing, Inc.; AMO Groningen B.V. | JJSV TECNIS Toric 1-Piece IOL | ZCT4000130 | Standalone | DE0009020 | Indicated for patients with astigmatism of 2.5 dioptre cylinder (DC) and above in at least 1 eye; where correction of astigmatism is considered clinically necessary
Ophthalmic | Intraocular lens replacement | Intraocular lens (IOL) | Monofocal, astigmatism correcting IOL | AMO Puerto Rico Manufacturing, Inc.; AMO Groningen B.V. | JJSV TECNIS Toric 1-Piece IOL | ZCT4000135 | Standalone | DE0009020 | Indicated for patients with astigmatism of 2.5 dioptre cylinder (DC) and above in at least 1 eye; where correction of astigmatism is considered clinically necessary
Ophthalmic | Intraocular lens replacement | Intraocular lens (IOL) | Monofocal, astigmatism correcting IOL | AMO Puerto Rico Manufacturing, Inc.; AMO Groningen B.V. | JJSV TECNIS Toric 1-Piece IOL | ZCT4000140 | Standalone | DE0009020 | Indicated for patients with astigmatism of 2.5 dioptre cylinder (DC) and above in at least 1 eye; where correction of astigmatism is considered clinically necessary
Ophthalmic | Intraocular lens replacement | Intraocular lens (IOL) | Monofocal, astigmatism correcting IOL | AMO Puerto Rico Manufacturing, Inc.; AMO Groningen B.V. | JJSV TECNIS Toric 1-Piece IOL | ZCT4000145 | Standalone | DE0009020 | Indicated for patients with astigmatism of 2.5 dioptre cylinder (DC) and above in at least 1 eye; where correction of astigmatism is considered clinically necessary
Ophthalmic | Intraocular lens replacement | Intraocular lens (IOL) | Monofocal, astigmatism correcting IOL | AMO Puerto Rico Manufacturing, Inc.; AMO Groningen B.V. | JJSV TECNIS Toric 1-Piece IOL | ZCT4000150 | Standalone | DE0009020 | Indicated for patients with astigmatism of 2.5 dioptre cylinder (DC) and above in at least 1 eye; where correction of astigmatism is considered clinically necessary
Ophthalmic | Intraocular lens replacement | Intraocular lens (IOL) | Monofocal, astigmatism correcting IOL | AMO Puerto Rico Manufacturing, Inc.; AMO Groningen B.V. | JJSV TECNIS Toric 1-Piece IOL | ZCT4000155 | Standalone | DE0009020 | Indicated for patients with astigmatism of 2.5 dioptre cylinder (DC) and above in at least 1 eye; where correction of astigmatism is considered clinically necessary
Ophthalmic | Intraocular lens replacement | Intraocular lens (IOL) | Monofocal, astigmatism correcting IOL | AMO Puerto Rico Manufacturing, Inc.; AMO Groningen B.V. | JJSV TECNIS Toric 1-Piece IOL | ZCT4000160 | Standalone | DE0009020 | Indicated for patients with astigmatism of 2.5 dioptre cylinder (DC) and above in at least 1 eye; where correction of astigmatism is considered clinically necessary
Ophthalmic | Intraocular lens replacement | Intraocular lens (IOL) | Monofocal, astigmatism correcting IOL | AMO Puerto Rico Manufacturing, Inc.; AMO Groningen B.V. | JJSV TECNIS Toric 1-Piece IOL | ZCT4000165 | Standalone | DE0009020 | Indicated for patients with astigmatism of 2.5 dioptre cylinder (DC) and above in at least 1 eye; where correction of astigmatism is considered clinically necessary
Ophthalmic | Intraocular lens replacement | Intraocular lens (IOL) | Monofocal, astigmatism correcting IOL | AMO Puerto Rico Manufacturing, Inc.; AMO Groningen B.V. | JJSV TECNIS Toric 1-Piece IOL | ZCT4000170 | Standalone | DE0009020 | Indicated for patients with astigmatism of 2.5 dioptre cylinder (DC) and above in at least 1 eye; where correction of astigmatism is considered clinically necessary
Ophthalmic | Intraocular lens replacement | Intraocular lens (IOL) | Monofocal, astigmatism correcting IOL | AMO Puerto Rico Manufacturing, Inc.; AMO Groningen B.V. | JJSV TECNIS Toric 1-Piece IOL | ZCT4000175 | Standalone | DE0009020 | Indicated for patients with astigmatism of 2.5 dioptre cylinder (DC) and above in at least 1 eye; where correction of astigmatism is considered clinically necessary
Ophthalmic | Intraocular lens replacement | Intraocular lens (IOL) | Monofocal, astigmatism correcting IOL | AMO Puerto Rico Manufacturing, Inc.; AMO Groningen B.V. | JJSV TECNIS Toric 1-Piece IOL | ZCT4000180 | Standalone | DE0009020 | Indicated for patients with astigmatism of 2.5 dioptre cylinder (DC) and above in at least 1 eye; where correction of astigmatism is considered clinically necessary
Ophthalmic | Intraocular lens replacement | Intraocular lens (IOL) | Monofocal, astigmatism correcting IOL | AMO Puerto Rico Manufacturing, Inc.; AMO Groningen B.V. | JJSV TECNIS Toric 1-Piece IOL | ZCT4000185 | Standalone | DE0009020 | Indicated for patients with astigmatism of 2.5 dioptre cylinder (DC) and above in at least 1 eye; where correction of astigmatism is considered clinically necessary
Ophthalmic | Intraocular lens replacement | Intraocular lens (IOL) | Monofocal, astigmatism correcting IOL | AMO Puerto Rico Manufacturing, Inc.; AMO Groningen B.V. | JJSV TECNIS Toric 1-Piece IOL | ZCT4000190 | Standalone | DE0009020 | Indicated for patients with astigmatism of 2.5 dioptre cylinder (DC) and above in at least 1 eye; where correction of astigmatism is considered clinically necessary
Ophthalmic | Intraocular lens replacement | Intraocular lens (IOL) | Monofocal, astigmatism correcting IOL | AMO Puerto Rico Manufacturing, Inc.; AMO Groningen B.V. | JJSV TECNIS Toric 1-Piece IOL | ZCT4000195 | Standalone | DE0009020 | Indicated for patients with astigmatism of 2.5 dioptre cylinder (DC) and above in at least 1 eye; where correction of astigmatism is considered clinically necessary
Ophthalmic | Intraocular lens replacement | Intraocular lens (IOL) | Monofocal, astigmatism correcting IOL | AMO Puerto Rico Manufacturing, Inc.; AMO Groningen B.V. | JJSV TECNIS Toric 1-Piece IOL | ZCT4000200 | Standalone | DE0009020 | Indicated for patients with astigmatism of 2.5 dioptre cylinder (DC) and above in at least 1 eye; where correction of astigmatism is considered clinically necessary
Ophthalmic | Intraocular lens replacement | Intraocular lens (IOL) | Monofocal, astigmatism correcting IOL | AMO Puerto Rico Manufacturing, Inc.; AMO Groningen B.V. | JJSV TECNIS Toric 1-Piece IOL | ZCT4000205 | Standalone | DE0009020 | Indicated for patients with astigmatism of 2.5 dioptre cylinder (DC) and above in at least 1 eye; where correction of astigmatism is considered clinically necessary
Ophthalmic | Intraocular lens replacement | Intraocular lens (IOL) | Monofocal, astigmatism correcting IOL | AMO Puerto Rico Manufacturing, Inc.; AMO Groningen B.V. | JJSV TECNIS Toric 1-Piece IOL | ZCT4000210 | Standalone | DE0009020 | Indicated for patients with astigmatism of 2.5 dioptre cylinder (DC) and above in at least 1 eye; where correction of astigmatism is considered clinically necessary
Ophthalmic | Intraocular lens replacement | Intraocular lens (IOL) | Monofocal, astigmatism correcting IOL | AMO Puerto Rico Manufacturing, Inc.; AMO Groningen B.V. | JJSV TECNIS Toric 1-Piece IOL | ZCT4000215 | Standalone | DE0009020 | Indicated for patients with astigmatism of 2.5 dioptre cylinder (DC) and above in at least 1 eye; where correction of astigmatism is considered clinically necessary
Ophthalmic | Intraocular lens replacement | Intraocular lens (IOL) | Monofocal, astigmatism correcting IOL | AMO Puerto Rico Manufacturing, Inc.; AMO Groningen B.V. | JJSV TECNIS Toric 1-Piece IOL | ZCT4000220 | Standalone | DE0009020 | Indicated for patients with astigmatism of 2.5 dioptre cylinder (DC) and above in at least 1 eye; where correction of astigmatism is considered clinically necessary
Ophthalmic | Intraocular lens replacement | Intraocular lens (IOL) | Monofocal, astigmatism correcting IOL | AMO Puerto Rico Manufacturing, Inc.; AMO Groningen B.V. | JJSV TECNIS Toric 1-Piece IOL | ZCT4000225 | Standalone | DE0009020 | Indicated for patients with astigmatism of 2.5 dioptre cylinder (DC) and above in at least 1 eye; where correction of astigmatism is considered clinically necessary
Ophthalmic | Intraocular lens replacement | Intraocular lens (IOL) | Monofocal, astigmatism correcting IOL | AMO Puerto Rico Manufacturing, Inc.; AMO Groningen B.V. | JJSV TECNIS Toric 1-Piece IOL | ZCT4000230 | Standalone | DE0009020 | Indicated for patients with astigmatism of 2.5 dioptre cylinder (DC) and above in at least 1 eye; where correction of astigmatism is considered clinically necessary
Ophthalmic | Intraocular lens replacement | Intraocular lens (IOL) | Monofocal, astigmatism correcting IOL | AMO Puerto Rico Manufacturing, Inc.; AMO Groningen B.V. | JJSV TECNIS Toric 1-Piece IOL | ZCT4000235 | Standalone | DE0009020 | Indicated for patients with astigmatism of 2.5 dioptre cylinder (DC) and above in at least 1 eye; where correction of astigmatism is considered clinically necessary
Ophthalmic | Intraocular lens replacement | Intraocular lens (IOL) | Monofocal, astigmatism correcting IOL | AMO Puerto Rico Manufacturing, Inc.; AMO Groningen B.V. | JJSV TECNIS Toric 1-Piece IOL | ZCT4000240 | Standalone | DE0009020 | Indicated for patients with astigmatism of 2.5 dioptre cylinder (DC) and above in at least 1 eye; where correction of astigmatism is considered clinically necessary
Ophthalmic | Intraocular lens replacement | Intraocular lens (IOL) | Monofocal, astigmatism correcting IOL | AMO Puerto Rico Manufacturing, Inc.; AMO Groningen B.V. | JJSV TECNIS Toric 1-Piece IOL | ZCT4000245 | Standalone | DE0009020 | Indicated for patients with astigmatism of 2.5 dioptre cylinder (DC) and above in at least 1 eye; where correction of astigmatism is considered clinically necessary
Ophthalmic | Intraocular lens replacement | Intraocular lens (IOL) | Monofocal, astigmatism correcting IOL | AMO Puerto Rico Manufacturing, Inc.; AMO Groningen B.V. | JJSV TECNIS Toric 1-Piece IOL | ZCT4000250 | Standalone | DE0009020 | Indicated for patients with astigmatism of 2.5 dioptre cylinder (DC) and above in at least 1 eye; where correction of astigmatism is considered clinically necessary
Ophthalmic | Intraocular lens replacement | Intraocular lens (IOL) | Monofocal, astigmatism correcting IOL | AMO Puerto Rico Manufacturing, Inc.; AMO Groningen B.V. | JJSV TECNIS Toric 1-Piece IOL | ZCT4000255 | Standalone | DE0009020 | Indicated for patients with astigmatism of 2.5 dioptre cylinder (DC) and above in at least 1 eye; where correction of astigmatism is considered clinically necessary
Ophthalmic | Intraocular lens replacement | Intraocular lens (IOL) | Monofocal, astigmatism correcting IOL | AMO Puerto Rico Manufacturing, Inc.; AMO Groningen B.V. | JJSV TECNIS Toric 1-Piece IOL | ZCT4000260 | Standalone | DE0009020 | Indicated for patients with astigmatism of 2.5 dioptre cylinder (DC) and above in at least 1 eye; where correction of astigmatism is considered clinically necessary
Ophthalmic | Intraocular lens replacement | Intraocular lens (IOL) | Monofocal, astigmatism correcting IOL | AMO Puerto Rico Manufacturing, Inc.; AMO Groningen B.V. | JJSV TECNIS Toric 1-Piece IOL | ZCT4000265 | Standalone | DE0009020 | Indicated for patients with astigmatism of 2.5 dioptre cylinder (DC) and above in at least 1 eye; where correction of astigmatism is considered clinically necessary
Ophthalmic | Intraocular lens replacement | Intraocular lens (IOL) | Monofocal, astigmatism correcting IOL | AMO Puerto Rico Manufacturing, Inc.; AMO Groningen B.V. | JJSV TECNIS Toric 1-Piece IOL | ZCT4000270 | Standalone | DE0009020 | Indicated for patients with astigmatism of 2.5 dioptre cylinder (DC) and above in at least 1 eye; where correction of astigmatism is considered clinically necessary
Ophthalmic | Intraocular lens replacement | Intraocular lens (IOL) | Monofocal, astigmatism correcting IOL | AMO Puerto Rico Manufacturing, Inc.; AMO Groningen B.V. | JJSV TECNIS Toric 1-Piece IOL | ZCT4000275 | Standalone | DE0009020 | Indicated for patients with astigmatism of 2.5 dioptre cylinder (DC) and above in at least 1 eye; where correction of astigmatism is considered clinically necessary
Ophthalmic | Intraocular lens replacement | Intraocular lens (IOL) | Monofocal, astigmatism correcting IOL | AMO Puerto Rico Manufacturing, Inc.; AMO Groningen B.V. | JJSV TECNIS Toric 1-Piece IOL | ZCT4000280 | Standalone | DE0009020 | Indicated for patients with astigmatism of 2.5 dioptre cylinder (DC) and above in at least 1 eye; where correction of astigmatism is considered clinically necessary
Ophthalmic | Intraocular lens replacement | Intraocular lens (IOL) | Monofocal, astigmatism correcting IOL | AMO Puerto Rico Manufacturing, Inc.; AMO Groningen B.V. | JJSV TECNIS Toric 1-Piece IOL | ZCT4000285 | Standalone | DE0009020 | Indicated for patients with astigmatism of 2.5 dioptre cylinder (DC) and above in at least 1 eye; where correction of astigmatism is considered clinically necessary
Ophthalmic | Intraocular lens replacement | Intraocular lens (IOL) | Monofocal, astigmatism correcting IOL | AMO Puerto Rico Manufacturing, Inc.; AMO Groningen B.V. | JJSV TECNIS Toric 1-Piece IOL | ZCT4000290 | Standalone | DE0009020 | Indicated for patients with astigmatism of 2.5 dioptre cylinder (DC) and above in at least 1 eye; where correction of astigmatism is considered clinically necessary
Ophthalmic | Intraocular lens replacement | Intraocular lens (IOL) | Monofocal, astigmatism correcting IOL | AMO Puerto Rico Manufacturing, Inc.; AMO Groningen B.V. | JJSV TECNIS Toric 1-Piece IOL | ZCT4000295 | Standalone | DE0009020 | Indicated for patients with astigmatism of 2.5 dioptre cylinder (DC) and above in at least 1 eye; where correction of astigmatism is considered clinically necessary
Ophthalmic | Intraocular lens replacement | Intraocular lens (IOL) | Monofocal, astigmatism correcting IOL | AMO Puerto Rico Manufacturing, Inc.; AMO Groningen B.V. | JJSV TECNIS Toric 1-Piece IOL | ZCT4000300 | Standalone | DE0009020 | Indicated for patients with astigmatism of 2.5 dioptre cylinder (DC) and above in at least 1 eye; where correction of astigmatism is considered clinically necessary
Ophthalmic | Intraocular lens replacement | Intraocular lens (IOL) | Monofocal, astigmatism correcting IOL | AMO Puerto Rico Manufacturing, Inc.; AMO Groningen B.V. | JJSV TECNIS Toric 1-Piece IOL | ZCT4000305 | Standalone | DE0009020 | Indicated for patients with astigmatism of 2.5 dioptre cylinder (DC) and above in at least 1 eye; where correction of astigmatism is considered clinically necessary
Ophthalmic | Intraocular lens replacement | Intraocular lens (IOL) | Monofocal, astigmatism correcting IOL | AMO Puerto Rico Manufacturing, Inc.; AMO Groningen B.V. | JJSV TECNIS Toric 1-Piece IOL | ZCT4000310 | Standalone | DE0009020 | Indicated for patients with astigmatism of 2.5 dioptre cylinder (DC) and above in at least 1 eye; where correction of astigmatism is considered clinically necessary
Ophthalmic | Intraocular lens replacement | Intraocular lens (IOL) | Monofocal, astigmatism correcting IOL | AMO Puerto Rico Manufacturing, Inc.; AMO Groningen B.V. | JJSV TECNIS Toric 1-Piece IOL | ZCT4000315 | Standalone | DE0009020 | Indicated for patients with astigmatism of 2.5 dioptre cylinder (DC) and above in at least 1 eye; where correction of astigmatism is considered clinically necessary
Ophthalmic | Intraocular lens replacement | Intraocular lens (IOL) | Monofocal, astigmatism correcting IOL | AMO Puerto Rico Manufacturing, Inc.; AMO Groningen B.V. | JJSV TECNIS Toric 1-Piece IOL | ZCT4000320 | Standalone | DE0009020 | Indicated for patients with astigmatism of 2.5 dioptre cylinder (DC) and above in at least 1 eye; where correction of astigmatism is considered clinically necessary
Ophthalmic | Intraocular lens replacement | Intraocular lens (IOL) | Monofocal, astigmatism correcting IOL | AMO Puerto Rico Manufacturing, Inc.; AMO Groningen B.V. | JJSV TECNIS Toric 1-Piece IOL | ZCT4000325 | Standalone | DE0009020 | Indicated for patients with astigmatism of 2.5 dioptre cylinder (DC) and above in at least 1 eye; where correction of astigmatism is considered clinically necessary
Ophthalmic | Intraocular lens replacement | Intraocular lens (IOL) | Monofocal, astigmatism correcting IOL | AMO Puerto Rico Manufacturing, Inc.; AMO Groningen B.V. | JJSV TECNIS Toric 1-Piece IOL | ZCT4000330 | Standalone | DE0009020 | Indicated for patients with astigmatism of 2.5 dioptre cylinder (DC) and above in at least 1 eye; where correction of astigmatism is considered clinically necessary
Ophthalmic | Intraocular lens replacement | Intraocular lens (IOL) | Monofocal, astigmatism correcting IOL | AMO Puerto Rico Manufacturing, Inc.; AMO Groningen B.V. | JJSV TECNIS Toric 1-Piece IOL | ZCT4000335 | Standalone | DE0009020 | Indicated for patients with astigmatism of 2.5 dioptre cylinder (DC) and above in at least 1 eye; where correction of astigmatism is considered clinically necessary
Ophthalmic | Intraocular lens replacement | Intraocular lens (IOL) | Monofocal, astigmatism correcting IOL | AMO Puerto Rico Manufacturing, Inc.; AMO Groningen B.V. | JJSV TECNIS Toric 1-Piece IOL | ZCT4000340 | Standalone | DE0009020 | Indicated for patients with astigmatism of 2.5 dioptre cylinder (DC) and above in at least 1 eye; where correction of astigmatism is considered clinically necessary
Ophthalmic | Intraocular lens replacement | Intraocular lens (IOL) | Monofocal, astigmatism correcting IOL | AMO Puerto Rico Manufacturing, Inc.; AMO Groningen B.V. | JJSV TECNIS Toric 1-Piece IOL | ZCT4500050 | Standalone | DE0009020 | Indicated for patients with astigmatism of 2.5 dioptre cylinder (DC) and above in at least 1 eye; where correction of astigmatism is considered clinically necessary
Ophthalmic | Intraocular lens replacement | Intraocular lens (IOL) | Monofocal, astigmatism correcting IOL | AMO Puerto Rico Manufacturing, Inc.; AMO Groningen B.V. | JJSV TECNIS Toric 1-Piece IOL | ZCT4500055 | Standalone | DE0009020 | Indicated for patients with astigmatism of 2.5 dioptre cylinder (DC) and above in at least 1 eye; where correction of astigmatism is considered clinically necessary
Ophthalmic | Intraocular lens replacement | Intraocular lens (IOL) | Monofocal, astigmatism correcting IOL | AMO Puerto Rico Manufacturing, Inc.; AMO Groningen B.V. | JJSV TECNIS Toric 1-Piece IOL | ZCT4500060 | Standalone | DE0009020 | Indicated for patients with astigmatism of 2.5 dioptre cylinder (DC) and above in at least 1 eye; where correction of astigmatism is considered clinically necessary
Ophthalmic | Intraocular lens replacement | Intraocular lens (IOL) | Monofocal, astigmatism correcting IOL | AMO Puerto Rico Manufacturing, Inc.; AMO Groningen B.V. | JJSV TECNIS Toric 1-Piece IOL | ZCT4500065 | Standalone | DE0009020 | Indicated for patients with astigmatism of 2.5 dioptre cylinder (DC) and above in at least 1 eye; where correction of astigmatism is considered clinically necessary
Ophthalmic | Intraocular lens replacement | Intraocular lens (IOL) | Monofocal, astigmatism correcting IOL | AMO Puerto Rico Manufacturing, Inc.; AMO Groningen B.V. | JJSV TECNIS Toric 1-Piece IOL | ZCT4500070 | Standalone | DE0009020 | Indicated for patients with astigmatism of 2.5 dioptre cylinder (DC) and above in at least 1 eye; where correction of astigmatism is considered clinically necessary
Ophthalmic | Intraocular lens replacement | Intraocular lens (IOL) | Monofocal, astigmatism correcting IOL | AMO Puerto Rico Manufacturing, Inc.; AMO Groningen B.V. | JJSV TECNIS Toric 1-Piece IOL | ZCT4500075 | Standalone | DE0009020 | Indicated for patients with astigmatism of 2.5 dioptre cylinder (DC) and above in at least 1 eye; where correction of astigmatism is considered clinically necessary
Ophthalmic | Intraocular lens replacement | Intraocular lens (IOL) | Monofocal, astigmatism correcting IOL | AMO Puerto Rico Manufacturing, Inc.; AMO Groningen B.V. | JJSV TECNIS Toric 1-Piece IOL | ZCT4500080 | Standalone | DE0009020 | Indicated for patients with astigmatism of 2.5 dioptre cylinder (DC) and above in at least 1 eye; where correction of astigmatism is considered clinically necessary
Ophthalmic | Intraocular lens replacement | Intraocular lens (IOL) | Monofocal, astigmatism correcting IOL | AMO Puerto Rico Manufacturing, Inc.; AMO Groningen B.V. | JJSV TECNIS Toric 1-Piece IOL | ZCT4500085 | Standalone | DE0009020 | Indicated for patients with astigmatism of 2.5 dioptre cylinder (DC) and above in at least 1 eye; where correction of astigmatism is considered clinically necessary
Ophthalmic | Intraocular lens replacement | Intraocular lens (IOL) | Monofocal, astigmatism correcting IOL | AMO Puerto Rico Manufacturing, Inc.; AMO Groningen B.V. | JJSV TECNIS Toric 1-Piece IOL | ZCT4500090 | Standalone | DE0009020 | Indicated for patients with astigmatism of 2.5 dioptre cylinder (DC) and above in at least 1 eye; where correction of astigmatism is considered clinically necessary
Ophthalmic | Intraocular lens replacement | Intraocular lens (IOL) | Monofocal, astigmatism correcting IOL | AMO Puerto Rico Manufacturing, Inc.; AMO Groningen B.V. | JJSV TECNIS Toric 1-Piece IOL | ZCT4500095 | Standalone | DE0009020 | Indicated for patients with astigmatism of 2.5 dioptre cylinder (DC) and above in at least 1 eye; where correction of astigmatism is considered clinically necessary
Ophthalmic | Intraocular lens replacement | Intraocular lens (IOL) | Monofocal, astigmatism correcting IOL | AMO Puerto Rico Manufacturing, Inc.; AMO Groningen B.V. | JJSV TECNIS Toric 1-Piece IOL | ZCT4500100 | Standalone | DE0009020 | Indicated for patients with astigmatism of 2.5 dioptre cylinder (DC) and above in at least 1 eye; where correction of astigmatism is considered clinically necessary
Ophthalmic | Intraocular lens replacement | Intraocular lens (IOL) | Monofocal, astigmatism correcting IOL | AMO Puerto Rico Manufacturing, Inc.; AMO Groningen B.V. | JJSV TECNIS Toric 1-Piece IOL | ZCT4500105 | Standalone | DE0009020 | Indicated for patients with astigmatism of 2.5 dioptre cylinder (DC) and above in at least 1 eye; where correction of astigmatism is considered clinically necessary
Ophthalmic | Intraocular lens replacement | Intraocular lens (IOL) | Monofocal, astigmatism correcting IOL | AMO Puerto Rico Manufacturing, Inc.; AMO Groningen B.V. | JJSV TECNIS Toric 1-Piece IOL | ZCT4500110 | Standalone | DE0009020 | Indicated for patients with astigmatism of 2.5 dioptre cylinder (DC) and above in at least 1 eye; where correction of astigmatism is considered clinically necessary
Ophthalmic | Intraocular lens replacement | Intraocular lens (IOL) | Monofocal, astigmatism correcting IOL | AMO Puerto Rico Manufacturing, Inc.; AMO Groningen B.V. | JJSV TECNIS Toric 1-Piece IOL | ZCT4500115 | Standalone | DE0009020 | Indicated for patients with astigmatism of 2.5 dioptre cylinder (DC) and above in at least 1 eye; where correction of astigmatism is considered clinically necessary
Ophthalmic | Intraocular lens replacement | Intraocular lens (IOL) | Monofocal, astigmatism correcting IOL | AMO Puerto Rico Manufacturing, Inc.; AMO Groningen B.V. | JJSV TECNIS Toric 1-Piece IOL | ZCT4500120 | Standalone | DE0009020 | Indicated for patients with astigmatism of 2.5 dioptre cylinder (DC) and above in at least 1 eye; where correction of astigmatism is considered clinically necessary
Ophthalmic | Intraocular lens replacement | Intraocular lens (IOL) | Monofocal, astigmatism correcting IOL | AMO Puerto Rico Manufacturing, Inc.; AMO Groningen B.V. | JJSV TECNIS Toric 1-Piece IOL | ZCT4500125 | Standalone | DE0009020 | Indicated for patients with astigmatism of 2.5 dioptre cylinder (DC) and above in at least 1 eye; where correction of astigmatism is considered clinically necessary
Ophthalmic | Intraocular lens replacement | Intraocular lens (IOL) | Monofocal, astigmatism correcting IOL | AMO Puerto Rico Manufacturing, Inc.; AMO Groningen B.V. | JJSV TECNIS Toric 1-Piece IOL | ZCT4500130 | Standalone | DE0009020 | Indicated for patients with astigmatism of 2.5 dioptre cylinder (DC) and above in at least 1 eye; where correction of astigmatism is considered clinically necessary
Ophthalmic | Intraocular lens replacement | Intraocular lens (IOL) | Monofocal, astigmatism correcting IOL | AMO Puerto Rico Manufacturing, Inc.; AMO Groningen B.V. | JJSV TECNIS Toric 1-Piece IOL | ZCT4500135 | Standalone | DE0009020 | Indicated for patients with astigmatism of 2.5 dioptre cylinder (DC) and above in at least 1 eye; where correction of astigmatism is considered clinically necessary
Ophthalmic | Intraocular lens replacement | Intraocular lens (IOL) | Monofocal, astigmatism correcting IOL | AMO Puerto Rico Manufacturing, Inc.; AMO Groningen B.V. | JJSV TECNIS Toric 1-Piece IOL | ZCT4500140 | Standalone | DE0009020 | Indicated for patients with astigmatism of 2.5 dioptre cylinder (DC) and above in at least 1 eye; where correction of astigmatism is considered clinically necessary
Ophthalmic | Intraocular lens replacement | Intraocular lens (IOL) | Monofocal, astigmatism correcting IOL | AMO Puerto Rico Manufacturing, Inc.; AMO Groningen B.V. | JJSV TECNIS Toric 1-Piece IOL | ZCT4500145 | Standalone | DE0009020 | Indicated for patients with astigmatism of 2.5 dioptre cylinder (DC) and above in at least 1 eye; where correction of astigmatism is considered clinically necessary
Ophthalmic | Intraocular lens replacement | Intraocular lens (IOL) | Monofocal, astigmatism correcting IOL | AMO Puerto Rico Manufacturing, Inc.; AMO Groningen B.V. | JJSV TECNIS Toric 1-Piece IOL | ZCT4500150 | Standalone | DE0009020 | Indicated for patients with astigmatism of 2.5 dioptre cylinder (DC) and above in at least 1 eye; where correction of astigmatism is considered clinically necessary
Ophthalmic | Intraocular lens replacement | Intraocular lens (IOL) | Monofocal, astigmatism correcting IOL | AMO Puerto Rico Manufacturing, Inc.; AMO Groningen B.V. | JJSV TECNIS Toric 1-Piece IOL | ZCT4500155 | Standalone | DE0009020 | Indicated for patients with astigmatism of 2.5 dioptre cylinder (DC) and above in at least 1 eye; where correction of astigmatism is considered clinically necessary
Ophthalmic | Intraocular lens replacement | Intraocular lens (IOL) | Monofocal, astigmatism correcting IOL | AMO Puerto Rico Manufacturing, Inc.; AMO Groningen B.V. | JJSV TECNIS Toric 1-Piece IOL | ZCT4500160 | Standalone | DE0009020 | Indicated for patients with astigmatism of 2.5 dioptre cylinder (DC) and above in at least 1 eye; where correction of astigmatism is considered clinically necessary
Ophthalmic | Intraocular lens replacement | Intraocular lens (IOL) | Monofocal, astigmatism correcting IOL | AMO Puerto Rico Manufacturing, Inc.; AMO Groningen B.V. | JJSV TECNIS Toric 1-Piece IOL | ZCT4500165 | Standalone | DE0009020 | Indicated for patients with astigmatism of 2.5 dioptre cylinder (DC) and above in at least 1 eye; where correction of astigmatism is considered clinically necessary
Ophthalmic | Intraocular lens replacement | Intraocular lens (IOL) | Monofocal, astigmatism correcting IOL | AMO Puerto Rico Manufacturing, Inc.; AMO Groningen B.V. | JJSV TECNIS Toric 1-Piece IOL | ZCT4500170 | Standalone | DE0009020 | Indicated for patients with astigmatism of 2.5 dioptre cylinder (DC) and above in at least 1 eye; where correction of astigmatism is considered clinically necessary
Ophthalmic | Intraocular lens replacement | Intraocular lens (IOL) | Monofocal, astigmatism correcting IOL | AMO Puerto Rico Manufacturing, Inc.; AMO Groningen B.V. | JJSV TECNIS Toric 1-Piece IOL | ZCT4500175 | Standalone | DE0009020 | Indicated for patients with astigmatism of 2.5 dioptre cylinder (DC) and above in at least 1 eye; where correction of astigmatism is considered clinically necessary
Ophthalmic | Intraocular lens replacement | Intraocular lens (IOL) | Monofocal, astigmatism correcting IOL | AMO Puerto Rico Manufacturing, Inc.; AMO Groningen B.V. | JJSV TECNIS Toric 1-Piece IOL | ZCT4500180 | Standalone | DE0009020 | Indicated for patients with astigmatism of 2.5 dioptre cylinder (DC) and above in at least 1 eye; where correction of astigmatism is considered clinically necessary
Ophthalmic | Intraocular lens replacement | Intraocular lens (IOL) | Monofocal, astigmatism correcting IOL | AMO Puerto Rico Manufacturing, Inc.; AMO Groningen B.V. | JJSV TECNIS Toric 1-Piece IOL | ZCT4500185 | Standalone | DE0009020 | Indicated for patients with astigmatism of 2.5 dioptre cylinder (DC) and above in at least 1 eye; where correction of astigmatism is considered clinically necessary
Ophthalmic | Intraocular lens replacement | Intraocular lens (IOL) | Monofocal, astigmatism correcting IOL | AMO Puerto Rico Manufacturing, Inc.; AMO Groningen B.V. | JJSV TECNIS Toric 1-Piece IOL | ZCT4500190 | Standalone | DE0009020 | Indicated for patients with astigmatism of 2.5 dioptre cylinder (DC) and above in at least 1 eye; where correction of astigmatism is considered clinically necessary
Ophthalmic | Intraocular lens replacement | Intraocular lens (IOL) | Monofocal, astigmatism correcting IOL | AMO Puerto Rico Manufacturing, Inc.; AMO Groningen B.V. | JJSV TECNIS Toric 1-Piece IOL | ZCT4500195 | Standalone | DE0009020 | Indicated for patients with astigmatism of 2.5 dioptre cylinder (DC) and above in at least 1 eye; where correction of astigmatism is considered clinically necessary
Ophthalmic | Intraocular lens replacement | Intraocular lens (IOL) | Monofocal, astigmatism correcting IOL | AMO Puerto Rico Manufacturing, Inc.; AMO Groningen B.V. | JJSV TECNIS Toric 1-Piece IOL | ZCT4500200 | Standalone | DE0009020 | Indicated for patients with astigmatism of 2.5 dioptre cylinder (DC) and above in at least 1 eye; where correction of astigmatism is considered clinically necessary
Ophthalmic | Intraocular lens replacement | Intraocular lens (IOL) | Monofocal, astigmatism correcting IOL | AMO Puerto Rico Manufacturing, Inc.; AMO Groningen B.V. | JJSV TECNIS Toric 1-Piece IOL | ZCT4500205 | Standalone | DE0009020 | Indicated for patients with astigmatism of 2.5 dioptre cylinder (DC) and above in at least 1 eye; where correction of astigmatism is considered clinically necessary
Ophthalmic | Intraocular lens replacement | Intraocular lens (IOL) | Monofocal, astigmatism correcting IOL | AMO Puerto Rico Manufacturing, Inc.; AMO Groningen B.V. | JJSV TECNIS Toric 1-Piece IOL | ZCT4500210 | Standalone | DE0009020 | Indicated for patients with astigmatism of 2.5 dioptre cylinder (DC) and above in at least 1 eye; where correction of astigmatism is considered clinically necessary
Ophthalmic | Intraocular lens replacement | Intraocular lens (IOL) | Monofocal, astigmatism correcting IOL | AMO Puerto Rico Manufacturing, Inc.; AMO Groningen B.V. | JJSV TECNIS Toric 1-Piece IOL | ZCT4500215 | Standalone | DE0009020 | Indicated for patients with astigmatism of 2.5 dioptre cylinder (DC) and above in at least 1 eye; where correction of astigmatism is considered clinically necessary
Ophthalmic | Intraocular lens replacement | Intraocular lens (IOL) | Monofocal, astigmatism correcting IOL | AMO Puerto Rico Manufacturing, Inc.; AMO Groningen B.V. | JJSV TECNIS Toric 1-Piece IOL | ZCT4500220 | Standalone | DE0009020 | Indicated for patients with astigmatism of 2.5 dioptre cylinder (DC) and above in at least 1 eye; where correction of astigmatism is considered clinically necessary
Ophthalmic | Intraocular lens replacement | Intraocular lens (IOL) | Monofocal, astigmatism correcting IOL | AMO Puerto Rico Manufacturing, Inc.; AMO Groningen B.V. | JJSV TECNIS Toric 1-Piece IOL | ZCT4500225 | Standalone | DE0009020 | Indicated for patients with astigmatism of 2.5 dioptre cylinder (DC) and above in at least 1 eye; where correction of astigmatism is considered clinically necessary
Ophthalmic | Intraocular lens replacement | Intraocular lens (IOL) | Monofocal, astigmatism correcting IOL | AMO Puerto Rico Manufacturing, Inc.; AMO Groningen B.V. | JJSV TECNIS Toric 1-Piece IOL | ZCT4500230 | Standalone | DE0009020 | Indicated for patients with astigmatism of 2.5 dioptre cylinder (DC) and above in at least 1 eye; where correction of astigmatism is considered clinically necessary
Ophthalmic | Intraocular lens replacement | Intraocular lens (IOL) | Monofocal, astigmatism correcting IOL | AMO Puerto Rico Manufacturing, Inc.; AMO Groningen B.V. | JJSV TECNIS Toric 1-Piece IOL | ZCT4500235 | Standalone | DE0009020 | Indicated for patients with astigmatism of 2.5 dioptre cylinder (DC) and above in at least 1 eye; where correction of astigmatism is considered clinically necessary
Ophthalmic | Intraocular lens replacement | Intraocular lens (IOL) | Monofocal, astigmatism correcting IOL | AMO Puerto Rico Manufacturing, Inc.; AMO Groningen B.V. | JJSV TECNIS Toric 1-Piece IOL | ZCT4500240 | Standalone | DE0009020 | Indicated for patients with astigmatism of 2.5 dioptre cylinder (DC) and above in at least 1 eye; where correction of astigmatism is considered clinically necessary
Ophthalmic | Intraocular lens replacement | Intraocular lens (IOL) | Monofocal, astigmatism correcting IOL | AMO Puerto Rico Manufacturing, Inc.; AMO Groningen B.V. | JJSV TECNIS Toric 1-Piece IOL | ZCT4500245 | Standalone | DE0009020 | Indicated for patients with astigmatism of 2.5 dioptre cylinder (DC) and above in at least 1 eye; where correction of astigmatism is considered clinically necessary
Ophthalmic | Intraocular lens replacement | Intraocular lens (IOL) | Monofocal, astigmatism correcting IOL | AMO Puerto Rico Manufacturing, Inc.; AMO Groningen B.V. | JJSV TECNIS Toric 1-Piece IOL | ZCT4500250 | Standalone | DE0009020 | Indicated for patients with astigmatism of 2.5 dioptre cylinder (DC) and above in at least 1 eye; where correction of astigmatism is considered clinically necessary
Ophthalmic | Intraocular lens replacement | Intraocular lens (IOL) | Monofocal, astigmatism correcting IOL | AMO Puerto Rico Manufacturing, Inc.; AMO Groningen B.V. | JJSV TECNIS Toric 1-Piece IOL | ZCT4500255 | Standalone | DE0009020 | Indicated for patients with astigmatism of 2.5 dioptre cylinder (DC) and above in at least 1 eye; where correction of astigmatism is considered clinically necessary
Ophthalmic | Intraocular lens replacement | Intraocular lens (IOL) | Monofocal, astigmatism correcting IOL | AMO Puerto Rico Manufacturing, Inc.; AMO Groningen B.V. | JJSV TECNIS Toric 1-Piece IOL | ZCT4500260 | Standalone | DE0009020 | Indicated for patients with astigmatism of 2.5 dioptre cylinder (DC) and above in at least 1 eye; where correction of astigmatism is considered clinically necessary
Ophthalmic | Intraocular lens replacement | Intraocular lens (IOL) | Monofocal, astigmatism correcting IOL | AMO Puerto Rico Manufacturing, Inc.; AMO Groningen B.V. | JJSV TECNIS Toric 1-Piece IOL | ZCT4500265 | Standalone | DE0009020 | Indicated for patients with astigmatism of 2.5 dioptre cylinder (DC) and above in at least 1 eye; where correction of astigmatism is considered clinically necessary
Ophthalmic | Intraocular lens replacement | Intraocular lens (IOL) | Monofocal, astigmatism correcting IOL | AMO Puerto Rico Manufacturing, Inc.; AMO Groningen B.V. | JJSV TECNIS Toric 1-Piece IOL | ZCT4500270 | Standalone | DE0009020 | Indicated for patients with astigmatism of 2.5 dioptre cylinder (DC) and above in at least 1 eye; where correction of astigmatism is considered clinically necessary
Ophthalmic | Intraocular lens replacement | Intraocular lens (IOL) | Monofocal, astigmatism correcting IOL | AMO Puerto Rico Manufacturing, Inc.; AMO Groningen B.V. | JJSV TECNIS Toric 1-Piece IOL | ZCT4500275 | Standalone | DE0009020 | Indicated for patients with astigmatism of 2.5 dioptre cylinder (DC) and above in at least 1 eye; where correction of astigmatism is considered clinically necessary
Ophthalmic | Intraocular lens replacement | Intraocular lens (IOL) | Monofocal, astigmatism correcting IOL | AMO Puerto Rico Manufacturing, Inc.; AMO Groningen B.V. | JJSV TECNIS Toric 1-Piece IOL | ZCT4500280 | Standalone | DE0009020 | Indicated for patients with astigmatism of 2.5 dioptre cylinder (DC) and above in at least 1 eye; where correction of astigmatism is considered clinically necessary
Ophthalmic | Intraocular lens replacement | Intraocular lens (IOL) | Monofocal, astigmatism correcting IOL | AMO Puerto Rico Manufacturing, Inc.; AMO Groningen B.V. | JJSV TECNIS Toric 1-Piece IOL | ZCT4500285 | Standalone | DE0009020 | Indicated for patients with astigmatism of 2.5 dioptre cylinder (DC) and above in at least 1 eye; where correction of astigmatism is considered clinically necessary
Ophthalmic | Intraocular lens replacement | Intraocular lens (IOL) | Monofocal, astigmatism correcting IOL | AMO Puerto Rico Manufacturing, Inc.; AMO Groningen B.V. | JJSV TECNIS Toric 1-Piece IOL | ZCT4500290 | Standalone | DE0009020 | Indicated for patients with astigmatism of 2.5 dioptre cylinder (DC) and above in at least 1 eye; where correction of astigmatism is considered clinically necessary
Ophthalmic | Intraocular lens replacement | Intraocular lens (IOL) | Monofocal, astigmatism correcting IOL | AMO Puerto Rico Manufacturing, Inc.; AMO Groningen B.V. | JJSV TECNIS Toric 1-Piece IOL | ZCT4500295 | Standalone | DE0009020 | Indicated for patients with astigmatism of 2.5 dioptre cylinder (DC) and above in at least 1 eye; where correction of astigmatism is considered clinically necessary
Ophthalmic | Intraocular lens replacement | Intraocular lens (IOL) | Monofocal, astigmatism correcting IOL | AMO Puerto Rico Manufacturing, Inc.; AMO Groningen B.V. | JJSV TECNIS Toric 1-Piece IOL | ZCT4500300 | Standalone | DE0009020 | Indicated for patients with astigmatism of 2.5 dioptre cylinder (DC) and above in at least 1 eye; where correction of astigmatism is considered clinically necessary
Ophthalmic | Intraocular lens replacement | Intraocular lens (IOL) | Monofocal, astigmatism correcting IOL | AMO Puerto Rico Manufacturing, Inc.; AMO Groningen B.V. | JJSV TECNIS Toric 1-Piece IOL | ZCT4500305 | Standalone | DE0009020 | Indicated for patients with astigmatism of 2.5 dioptre cylinder (DC) and above in at least 1 eye; where correction of astigmatism is considered clinically necessary
Ophthalmic | Intraocular lens replacement | Intraocular lens (IOL) | Monofocal, astigmatism correcting IOL | AMO Puerto Rico Manufacturing, Inc.; AMO Groningen B.V. | JJSV TECNIS Toric 1-Piece IOL | ZCT4500310 | Standalone | DE0009020 | Indicated for patients with astigmatism of 2.5 dioptre cylinder (DC) and above in at least 1 eye; where correction of astigmatism is considered clinically necessary
Ophthalmic | Intraocular lens replacement | Intraocular lens (IOL) | Monofocal, astigmatism correcting IOL | AMO Puerto Rico Manufacturing, Inc.; AMO Groningen B.V. | JJSV TECNIS Toric 1-Piece IOL | ZCT4500315 | Standalone | DE0009020 | Indicated for patients with astigmatism of 2.5 dioptre cylinder (DC) and above in at least 1 eye; where correction of astigmatism is considered clinically necessary
Ophthalmic | Intraocular lens replacement | Intraocular lens (IOL) | Monofocal, astigmatism correcting IOL | AMO Puerto Rico Manufacturing, Inc.; AMO Groningen B.V. | JJSV TECNIS Toric 1-Piece IOL | ZCT4500320 | Standalone | DE0009020 | Indicated for patients with astigmatism of 2.5 dioptre cylinder (DC) and above in at least 1 eye; where correction of astigmatism is considered clinically necessary
Ophthalmic | Intraocular lens replacement | Intraocular lens (IOL) | Monofocal, astigmatism correcting IOL | AMO Puerto Rico Manufacturing, Inc.; AMO Groningen B.V. | JJSV TECNIS Toric 1-Piece IOL | ZCT4500325 | Standalone | DE0009020 | Indicated for patients with astigmatism of 2.5 dioptre cylinder (DC) and above in at least 1 eye; where correction of astigmatism is considered clinically necessary
Ophthalmic | Intraocular lens replacement | Intraocular lens (IOL) | Monofocal, astigmatism correcting IOL | AMO Puerto Rico Manufacturing, Inc.; AMO Groningen B.V. | JJSV TECNIS Toric 1-Piece IOL | ZCT4500330 | Standalone | DE0009020 | Indicated for patients with astigmatism of 2.5 dioptre cylinder (DC) and above in at least 1 eye; where correction of astigmatism is considered clinically necessary
Ophthalmic | Intraocular lens replacement | Intraocular lens (IOL) | Monofocal, astigmatism correcting IOL | AMO Puerto Rico Manufacturing, Inc.; AMO Groningen B.V. | JJSV TECNIS Toric 1-Piece IOL | ZCT4500335 | Standalone | DE0009020 | Indicated for patients with astigmatism of 2.5 dioptre cylinder (DC) and above in at least 1 eye; where correction of astigmatism is considered clinically necessary
Ophthalmic | Intraocular lens replacement | Intraocular lens (IOL) | Monofocal, astigmatism correcting IOL | AMO Puerto Rico Manufacturing, Inc.; AMO Groningen B.V. | JJSV TECNIS Toric 1-Piece IOL | ZCT4500340 | Standalone | DE0009020 | Indicated for patients with astigmatism of 2.5 dioptre cylinder (DC) and above in at least 1 eye; where correction of astigmatism is considered clinically necessary
Ophthalmic | Intraocular lens replacement | Intraocular lens (IOL) | Monofocal, astigmatism correcting IOL | AMO Puerto Rico Manufacturing, Inc.; AMO Groningen B.V. | JJSV TECNIS Toric 1-Piece IOL | ZCT5250050 | Standalone | DE0009020 | Indicated for patients with astigmatism of 2.5 dioptre cylinder (DC) and above in at least 1 eye; where correction of astigmatism is considered clinically necessary
Ophthalmic | Intraocular lens replacement | Intraocular lens (IOL) | Monofocal, astigmatism correcting IOL | AMO Puerto Rico Manufacturing, Inc.; AMO Groningen B.V. | JJSV TECNIS Toric 1-Piece IOL | ZCT5250055 | Standalone | DE0009020 | Indicated for patients with astigmatism of 2.5 dioptre cylinder (DC) and above in at least 1 eye; where correction of astigmatism is considered clinically necessary
Ophthalmic | Intraocular lens replacement | Intraocular lens (IOL) | Monofocal, astigmatism correcting IOL | AMO Puerto Rico Manufacturing, Inc.; AMO Groningen B.V. | JJSV TECNIS Toric 1-Piece IOL | ZCT5250060 | Standalone | DE0009020 | Indicated for patients with astigmatism of 2.5 dioptre cylinder (DC) and above in at least 1 eye; where correction of astigmatism is considered clinically necessary
Ophthalmic | Intraocular lens replacement | Intraocular lens (IOL) | Monofocal, astigmatism correcting IOL | AMO Puerto Rico Manufacturing, Inc.; AMO Groningen B.V. | JJSV TECNIS Toric 1-Piece IOL | ZCT5250065 | Standalone | DE0009020 | Indicated for patients with astigmatism of 2.5 dioptre cylinder (DC) and above in at least 1 eye; where correction of astigmatism is considered clinically necessary
Ophthalmic | Intraocular lens replacement | Intraocular lens (IOL) | Monofocal, astigmatism correcting IOL | AMO Puerto Rico Manufacturing, Inc.; AMO Groningen B.V. | JJSV TECNIS Toric 1-Piece IOL | ZCT5250070 | Standalone | DE0009020 | Indicated for patients with astigmatism of 2.5 dioptre cylinder (DC) and above in at least 1 eye; where correction of astigmatism is considered clinically necessary
Ophthalmic | Intraocular lens replacement | Intraocular lens (IOL) | Monofocal, astigmatism correcting IOL | AMO Puerto Rico Manufacturing, Inc.; AMO Groningen B.V. | JJSV TECNIS Toric 1-Piece IOL | ZCT5250075 | Standalone | DE0009020 | Indicated for patients with astigmatism of 2.5 dioptre cylinder (DC) and above in at least 1 eye; where correction of astigmatism is considered clinically necessary
Ophthalmic | Intraocular lens replacement | Intraocular lens (IOL) | Monofocal, astigmatism correcting IOL | AMO Puerto Rico Manufacturing, Inc.; AMO Groningen B.V. | JJSV TECNIS Toric 1-Piece IOL | ZCT5250080 | Standalone | DE0009020 | Indicated for patients with astigmatism of 2.5 dioptre cylinder (DC) and above in at least 1 eye; where correction of astigmatism is considered clinically necessary
Ophthalmic | Intraocular lens replacement | Intraocular lens (IOL) | Monofocal, astigmatism correcting IOL | AMO Puerto Rico Manufacturing, Inc.; AMO Groningen B.V. | JJSV TECNIS Toric 1-Piece IOL | ZCT5250085 | Standalone | DE0009020 | Indicated for patients with astigmatism of 2.5 dioptre cylinder (DC) and above in at least 1 eye; where correction of astigmatism is considered clinically necessary
Ophthalmic | Intraocular lens replacement | Intraocular lens (IOL) | Monofocal, astigmatism correcting IOL | AMO Puerto Rico Manufacturing, Inc.; AMO Groningen B.V. | JJSV TECNIS Toric 1-Piece IOL | ZCT5250090 | Standalone | DE0009020 | Indicated for patients with astigmatism of 2.5 dioptre cylinder (DC) and above in at least 1 eye; where correction of astigmatism is considered clinically necessary
Ophthalmic | Intraocular lens replacement | Intraocular lens (IOL) | Monofocal, astigmatism correcting IOL | AMO Puerto Rico Manufacturing, Inc.; AMO Groningen B.V. | JJSV TECNIS Toric 1-Piece IOL | ZCT5250095 | Standalone | DE0009020 | Indicated for patients with astigmatism of 2.5 dioptre cylinder (DC) and above in at least 1 eye; where correction of astigmatism is considered clinically necessary
Ophthalmic | Intraocular lens replacement | Intraocular lens (IOL) | Monofocal, astigmatism correcting IOL | AMO Puerto Rico Manufacturing, Inc.; AMO Groningen B.V. | JJSV TECNIS Toric 1-Piece IOL | ZCT5250100 | Standalone | DE0009020 | Indicated for patients with astigmatism of 2.5 dioptre cylinder (DC) and above in at least 1 eye; where correction of astigmatism is considered clinically necessary
Ophthalmic | Intraocular lens replacement | Intraocular lens (IOL) | Monofocal, astigmatism correcting IOL | AMO Puerto Rico Manufacturing, Inc.; AMO Groningen B.V. | JJSV TECNIS Toric 1-Piece IOL | ZCT5250105 | Standalone | DE0009020 | Indicated for patients with astigmatism of 2.5 dioptre cylinder (DC) and above in at least 1 eye; where correction of astigmatism is considered clinically necessary
Ophthalmic | Intraocular lens replacement | Intraocular lens (IOL) | Monofocal, astigmatism correcting IOL | AMO Puerto Rico Manufacturing, Inc.; AMO Groningen B.V. | JJSV TECNIS Toric 1-Piece IOL | ZCT5250110 | Standalone | DE0009020 | Indicated for patients with astigmatism of 2.5 dioptre cylinder (DC) and above in at least 1 eye; where correction of astigmatism is considered clinically necessary
Ophthalmic | Intraocular lens replacement | Intraocular lens (IOL) | Monofocal, astigmatism correcting IOL | AMO Puerto Rico Manufacturing, Inc.; AMO Groningen B.V. | JJSV TECNIS Toric 1-Piece IOL | ZCT5250115 | Standalone | DE0009020 | Indicated for patients with astigmatism of 2.5 dioptre cylinder (DC) and above in at least 1 eye; where correction of astigmatism is considered clinically necessary
Ophthalmic | Intraocular lens replacement | Intraocular lens (IOL) | Monofocal, astigmatism correcting IOL | AMO Puerto Rico Manufacturing, Inc.; AMO Groningen B.V. | JJSV TECNIS Toric 1-Piece IOL | ZCT5250120 | Standalone | DE0009020 | Indicated for patients with astigmatism of 2.5 dioptre cylinder (DC) and above in at least 1 eye; where correction of astigmatism is considered clinically necessary
Ophthalmic | Intraocular lens replacement | Intraocular lens (IOL) | Monofocal, astigmatism correcting IOL | AMO Puerto Rico Manufacturing, Inc.; AMO Groningen B.V. | JJSV TECNIS Toric 1-Piece IOL | ZCT5250125 | Standalone | DE0009020 | Indicated for patients with astigmatism of 2.5 dioptre cylinder (DC) and above in at least 1 eye; where correction of astigmatism is considered clinically necessary
Ophthalmic | Intraocular lens replacement | Intraocular lens (IOL) | Monofocal, astigmatism correcting IOL | AMO Puerto Rico Manufacturing, Inc.; AMO Groningen B.V. | JJSV TECNIS Toric 1-Piece IOL | ZCT5250130 | Standalone | DE0009020 | Indicated for patients with astigmatism of 2.5 dioptre cylinder (DC) and above in at least 1 eye; where correction of astigmatism is considered clinically necessary
Ophthalmic | Intraocular lens replacement | Intraocular lens (IOL) | Monofocal, astigmatism correcting IOL | AMO Puerto Rico Manufacturing, Inc.; AMO Groningen B.V. | JJSV TECNIS Toric 1-Piece IOL | ZCT5250135 | Standalone | DE0009020 | Indicated for patients with astigmatism of 2.5 dioptre cylinder (DC) and above in at least 1 eye; where correction of astigmatism is considered clinically necessary
Ophthalmic | Intraocular lens replacement | Intraocular lens (IOL) | Monofocal, astigmatism correcting IOL | AMO Puerto Rico Manufacturing, Inc.; AMO Groningen B.V. | JJSV TECNIS Toric 1-Piece IOL | ZCT5250140 | Standalone | DE0009020 | Indicated for patients with astigmatism of 2.5 dioptre cylinder (DC) and above in at least 1 eye; where correction of astigmatism is considered clinically necessary
Ophthalmic | Intraocular lens replacement | Intraocular lens (IOL) | Monofocal, astigmatism correcting IOL | AMO Puerto Rico Manufacturing, Inc.; AMO Groningen B.V. | JJSV TECNIS Toric 1-Piece IOL | ZCT5250145 | Standalone | DE0009020 | Indicated for patients with astigmatism of 2.5 dioptre cylinder (DC) and above in at least 1 eye; where correction of astigmatism is considered clinically necessary
Ophthalmic | Intraocular lens replacement | Intraocular lens (IOL) | Monofocal, astigmatism correcting IOL | AMO Puerto Rico Manufacturing, Inc.; AMO Groningen B.V. | JJSV TECNIS Toric 1-Piece IOL | ZCT5250150 | Standalone | DE0009020 | Indicated for patients with astigmatism of 2.5 dioptre cylinder (DC) and above in at least 1 eye; where correction of astigmatism is considered clinically necessary
Ophthalmic | Intraocular lens replacement | Intraocular lens (IOL) | Monofocal, astigmatism correcting IOL | AMO Puerto Rico Manufacturing, Inc.; AMO Groningen B.V. | JJSV TECNIS Toric 1-Piece IOL | ZCT5250155 | Standalone | DE0009020 | Indicated for patients with astigmatism of 2.5 dioptre cylinder (DC) and above in at least 1 eye; where correction of astigmatism is considered clinically necessary
Ophthalmic | Intraocular lens replacement | Intraocular lens (IOL) | Monofocal, astigmatism correcting IOL | AMO Puerto Rico Manufacturing, Inc.; AMO Groningen B.V. | JJSV TECNIS Toric 1-Piece IOL | ZCT5250160 | Standalone | DE0009020 | Indicated for patients with astigmatism of 2.5 dioptre cylinder (DC) and above in at least 1 eye; where correction of astigmatism is considered clinically necessary
Ophthalmic | Intraocular lens replacement | Intraocular lens (IOL) | Monofocal, astigmatism correcting IOL | AMO Puerto Rico Manufacturing, Inc.; AMO Groningen B.V. | JJSV TECNIS Toric 1-Piece IOL | ZCT5250165 | Standalone | DE0009020 | Indicated for patients with astigmatism of 2.5 dioptre cylinder (DC) and above in at least 1 eye; where correction of astigmatism is considered clinically necessary
Ophthalmic | Intraocular lens replacement | Intraocular lens (IOL) | Monofocal, astigmatism correcting IOL | AMO Puerto Rico Manufacturing, Inc.; AMO Groningen B.V. | JJSV TECNIS Toric 1-Piece IOL | ZCT5250170 | Standalone | DE0009020 | Indicated for patients with astigmatism of 2.5 dioptre cylinder (DC) and above in at least 1 eye; where correction of astigmatism is considered clinically necessary
Ophthalmic | Intraocular lens replacement | Intraocular lens (IOL) | Monofocal, astigmatism correcting IOL | AMO Puerto Rico Manufacturing, Inc.; AMO Groningen B.V. | JJSV TECNIS Toric 1-Piece IOL | ZCT5250175 | Standalone | DE0009020 | Indicated for patients with astigmatism of 2.5 dioptre cylinder (DC) and above in at least 1 eye; where correction of astigmatism is considered clinically necessary
Ophthalmic | Intraocular lens replacement | Intraocular lens (IOL) | Monofocal, astigmatism correcting IOL | AMO Puerto Rico Manufacturing, Inc.; AMO Groningen B.V. | JJSV TECNIS Toric 1-Piece IOL | ZCT5250180 | Standalone | DE0009020 | Indicated for patients with astigmatism of 2.5 dioptre cylinder (DC) and above in at least 1 eye; where correction of astigmatism is considered clinically necessary
Ophthalmic | Intraocular lens replacement | Intraocular lens (IOL) | Monofocal, astigmatism correcting IOL | AMO Puerto Rico Manufacturing, Inc.; AMO Groningen B.V. | JJSV TECNIS Toric 1-Piece IOL | ZCT5250185 | Standalone | DE0009020 | Indicated for patients with astigmatism of 2.5 dioptre cylinder (DC) and above in at least 1 eye; where correction of astigmatism is considered clinically necessary
Ophthalmic | Intraocular lens replacement | Intraocular lens (IOL) | Monofocal, astigmatism correcting IOL | AMO Puerto Rico Manufacturing, Inc.; AMO Groningen B.V. | JJSV TECNIS Toric 1-Piece IOL | ZCT5250190 | Standalone | DE0009020 | Indicated for patients with astigmatism of 2.5 dioptre cylinder (DC) and above in at least 1 eye; where correction of astigmatism is considered clinically necessary
Ophthalmic | Intraocular lens replacement | Intraocular lens (IOL) | Monofocal, astigmatism correcting IOL | AMO Puerto Rico Manufacturing, Inc.; AMO Groningen B.V. | JJSV TECNIS Toric 1-Piece IOL | ZCT5250195 | Standalone | DE0009020 | Indicated for patients with astigmatism of 2.5 dioptre cylinder (DC) and above in at least 1 eye; where correction of astigmatism is considered clinically necessary
Ophthalmic | Intraocular lens replacement | Intraocular lens (IOL) | Monofocal, astigmatism correcting IOL | AMO Puerto Rico Manufacturing, Inc.; AMO Groningen B.V. | JJSV TECNIS Toric 1-Piece IOL | ZCT5250200 | Standalone | DE0009020 | Indicated for patients with astigmatism of 2.5 dioptre cylinder (DC) and above in at least 1 eye; where correction of astigmatism is considered clinically necessary
Ophthalmic | Intraocular lens replacement | Intraocular lens (IOL) | Monofocal, astigmatism correcting IOL | AMO Puerto Rico Manufacturing, Inc.; AMO Groningen B.V. | JJSV TECNIS Toric 1-Piece IOL | ZCT5250205 | Standalone | DE0009020 | Indicated for patients with astigmatism of 2.5 dioptre cylinder (DC) and above in at least 1 eye; where correction of astigmatism is considered clinically necessary
Ophthalmic | Intraocular lens replacement | Intraocular lens (IOL) | Monofocal, astigmatism correcting IOL | AMO Puerto Rico Manufacturing, Inc.; AMO Groningen B.V. | JJSV TECNIS Toric 1-Piece IOL | ZCT5250210 | Standalone | DE0009020 | Indicated for patients with astigmatism of 2.5 dioptre cylinder (DC) and above in at least 1 eye; where correction of astigmatism is considered clinically necessary
Ophthalmic | Intraocular lens replacement | Intraocular lens (IOL) | Monofocal, astigmatism correcting IOL | AMO Puerto Rico Manufacturing, Inc.; AMO Groningen B.V. | JJSV TECNIS Toric 1-Piece IOL | ZCT5250215 | Standalone | DE0009020 | Indicated for patients with astigmatism of 2.5 dioptre cylinder (DC) and above in at least 1 eye; where correction of astigmatism is considered clinically necessary
Ophthalmic | Intraocular lens replacement | Intraocular lens (IOL) | Monofocal, astigmatism correcting IOL | AMO Puerto Rico Manufacturing, Inc.; AMO Groningen B.V. | JJSV TECNIS Toric 1-Piece IOL | ZCT5250220 | Standalone | DE0009020 | Indicated for patients with astigmatism of 2.5 dioptre cylinder (DC) and above in at least 1 eye; where correction of astigmatism is considered clinically necessary
Ophthalmic | Intraocular lens replacement | Intraocular lens (IOL) | Monofocal, astigmatism correcting IOL | AMO Puerto Rico Manufacturing, Inc.; AMO Groningen B.V. | JJSV TECNIS Toric 1-Piece IOL | ZCT5250225 | Standalone | DE0009020 | Indicated for patients with astigmatism of 2.5 dioptre cylinder (DC) and above in at least 1 eye; where correction of astigmatism is considered clinically necessary
Ophthalmic | Intraocular lens replacement | Intraocular lens (IOL) | Monofocal, astigmatism correcting IOL | AMO Puerto Rico Manufacturing, Inc.; AMO Groningen B.V. | JJSV TECNIS Toric 1-Piece IOL | ZCT5250230 | Standalone | DE0009020 | Indicated for patients with astigmatism of 2.5 dioptre cylinder (DC) and above in at least 1 eye; where correction of astigmatism is considered clinically necessary
Ophthalmic | Intraocular lens replacement | Intraocular lens (IOL) | Monofocal, astigmatism correcting IOL | AMO Puerto Rico Manufacturing, Inc.; AMO Groningen B.V. | JJSV TECNIS Toric 1-Piece IOL | ZCT5250235 | Standalone | DE0009020 | Indicated for patients with astigmatism of 2.5 dioptre cylinder (DC) and above in at least 1 eye; where correction of astigmatism is considered clinically necessary
Ophthalmic | Intraocular lens replacement | Intraocular lens (IOL) | Monofocal, astigmatism correcting IOL | AMO Puerto Rico Manufacturing, Inc.; AMO Groningen B.V. | JJSV TECNIS Toric 1-Piece IOL | ZCT5250240 | Standalone | DE0009020 | Indicated for patients with astigmatism of 2.5 dioptre cylinder (DC) and above in at least 1 eye; where correction of astigmatism is considered clinically necessary
Ophthalmic | Intraocular lens replacement | Intraocular lens (IOL) | Monofocal, astigmatism correcting IOL | AMO Puerto Rico Manufacturing, Inc.; AMO Groningen B.V. | JJSV TECNIS Toric 1-Piece IOL | ZCT5250245 | Standalone | DE0009020 | Indicated for patients with astigmatism of 2.5 dioptre cylinder (DC) and above in at least 1 eye; where correction of astigmatism is considered clinically necessary
Ophthalmic | Intraocular lens replacement | Intraocular lens (IOL) | Monofocal, astigmatism correcting IOL | AMO Puerto Rico Manufacturing, Inc.; AMO Groningen B.V. | JJSV TECNIS Toric 1-Piece IOL | ZCT5250250 | Standalone | DE0009020 | Indicated for patients with astigmatism of 2.5 dioptre cylinder (DC) and above in at least 1 eye; where correction of astigmatism is considered clinically necessary
Ophthalmic | Intraocular lens replacement | Intraocular lens (IOL) | Monofocal, astigmatism correcting IOL | AMO Puerto Rico Manufacturing, Inc.; AMO Groningen B.V. | JJSV TECNIS Toric 1-Piece IOL | ZCT5250255 | Standalone | DE0009020 | Indicated for patients with astigmatism of 2.5 dioptre cylinder (DC) and above in at least 1 eye; where correction of astigmatism is considered clinically necessary
Ophthalmic | Intraocular lens replacement | Intraocular lens (IOL) | Monofocal, astigmatism correcting IOL | AMO Puerto Rico Manufacturing, Inc.; AMO Groningen B.V. | JJSV TECNIS Toric 1-Piece IOL | ZCT5250260 | Standalone | DE0009020 | Indicated for patients with astigmatism of 2.5 dioptre cylinder (DC) and above in at least 1 eye; where correction of astigmatism is considered clinically necessary
Ophthalmic | Intraocular lens replacement | Intraocular lens (IOL) | Monofocal, astigmatism correcting IOL | AMO Puerto Rico Manufacturing, Inc.; AMO Groningen B.V. | JJSV TECNIS Toric 1-Piece IOL | ZCT5250265 | Standalone | DE0009020 | Indicated for patients with astigmatism of 2.5 dioptre cylinder (DC) and above in at least 1 eye; where correction of astigmatism is considered clinically necessary
Ophthalmic | Intraocular lens replacement | Intraocular lens (IOL) | Monofocal, astigmatism correcting IOL | AMO Puerto Rico Manufacturing, Inc.; AMO Groningen B.V. | JJSV TECNIS Toric 1-Piece IOL | ZCT5250270 | Standalone | DE0009020 | Indicated for patients with astigmatism of 2.5 dioptre cylinder (DC) and above in at least 1 eye; where correction of astigmatism is considered clinically necessary
Ophthalmic | Intraocular lens replacement | Intraocular lens (IOL) | Monofocal, astigmatism correcting IOL | AMO Puerto Rico Manufacturing, Inc.; AMO Groningen B.V. | JJSV TECNIS Toric 1-Piece IOL | ZCT5250275 | Standalone | DE0009020 | Indicated for patients with astigmatism of 2.5 dioptre cylinder (DC) and above in at least 1 eye; where correction of astigmatism is considered clinically necessary
Ophthalmic | Intraocular lens replacement | Intraocular lens (IOL) | Monofocal, astigmatism correcting IOL | AMO Puerto Rico Manufacturing, Inc.; AMO Groningen B.V. | JJSV TECNIS Toric 1-Piece IOL | ZCT5250280 | Standalone | DE0009020 | Indicated for patients with astigmatism of 2.5 dioptre cylinder (DC) and above in at least 1 eye; where correction of astigmatism is considered clinically necessary
Ophthalmic | Intraocular lens replacement | Intraocular lens (IOL) | Monofocal, astigmatism correcting IOL | AMO Puerto Rico Manufacturing, Inc.; AMO Groningen B.V. | JJSV TECNIS Toric 1-Piece IOL | ZCT5250285 | Standalone | DE0009020 | Indicated for patients with astigmatism of 2.5 dioptre cylinder (DC) and above in at least 1 eye; where correction of astigmatism is considered clinically necessary
Ophthalmic | Intraocular lens replacement | Intraocular lens (IOL) | Monofocal, astigmatism correcting IOL | AMO Puerto Rico Manufacturing, Inc.; AMO Groningen B.V. | JJSV TECNIS Toric 1-Piece IOL | ZCT5250290 | Standalone | DE0009020 | Indicated for patients with astigmatism of 2.5 dioptre cylinder (DC) and above in at least 1 eye; where correction of astigmatism is considered clinically necessary
Ophthalmic | Intraocular lens replacement | Intraocular lens (IOL) | Monofocal, astigmatism correcting IOL | AMO Puerto Rico Manufacturing, Inc.; AMO Groningen B.V. | JJSV TECNIS Toric 1-Piece IOL | ZCT5250295 | Standalone | DE0009020 | Indicated for patients with astigmatism of 2.5 dioptre cylinder (DC) and above in at least 1 eye; where correction of astigmatism is considered clinically necessary
Ophthalmic | Intraocular lens replacement | Intraocular lens (IOL) | Monofocal, astigmatism correcting IOL | AMO Puerto Rico Manufacturing, Inc.; AMO Groningen B.V. | JJSV TECNIS Toric 1-Piece IOL | ZCT5250300 | Standalone | DE0009020 | Indicated for patients with astigmatism of 2.5 dioptre cylinder (DC) and above in at least 1 eye; where correction of astigmatism is considered clinically necessary
Ophthalmic | Intraocular lens replacement | Intraocular lens (IOL) | Monofocal, astigmatism correcting IOL | AMO Puerto Rico Manufacturing, Inc.; AMO Groningen B.V. | JJSV TECNIS Toric 1-Piece IOL | ZCT5250305 | Standalone | DE0009020 | Indicated for patients with astigmatism of 2.5 dioptre cylinder (DC) and above in at least 1 eye; where correction of astigmatism is considered clinically necessary
Ophthalmic | Intraocular lens replacement | Intraocular lens (IOL) | Monofocal, astigmatism correcting IOL | AMO Puerto Rico Manufacturing, Inc.; AMO Groningen B.V. | JJSV TECNIS Toric 1-Piece IOL | ZCT5250310 | Standalone | DE0009020 | Indicated for patients with astigmatism of 2.5 dioptre cylinder (DC) and above in at least 1 eye; where correction of astigmatism is considered clinically necessary
Ophthalmic | Intraocular lens replacement | Intraocular lens (IOL) | Monofocal, astigmatism correcting IOL | AMO Puerto Rico Manufacturing, Inc.; AMO Groningen B.V. | JJSV TECNIS Toric 1-Piece IOL | ZCT5250315 | Standalone | DE0009020 | Indicated for patients with astigmatism of 2.5 dioptre cylinder (DC) and above in at least 1 eye; where correction of astigmatism is considered clinically necessary
Ophthalmic | Intraocular lens replacement | Intraocular lens (IOL) | Monofocal, astigmatism correcting IOL | AMO Puerto Rico Manufacturing, Inc.; AMO Groningen B.V. | JJSV TECNIS Toric 1-Piece IOL | ZCT5250320 | Standalone | DE0009020 | Indicated for patients with astigmatism of 2.5 dioptre cylinder (DC) and above in at least 1 eye; where correction of astigmatism is considered clinically necessary
Ophthalmic | Intraocular lens replacement | Intraocular lens (IOL) | Monofocal, astigmatism correcting IOL | AMO Puerto Rico Manufacturing, Inc.; AMO Groningen B.V. | JJSV TECNIS Toric 1-Piece IOL | ZCT5250325 | Standalone | DE0009020 | Indicated for patients with astigmatism of 2.5 dioptre cylinder (DC) and above in at least 1 eye; where correction of astigmatism is considered clinically necessary
Ophthalmic | Intraocular lens replacement | Intraocular lens (IOL) | Monofocal, astigmatism correcting IOL | AMO Puerto Rico Manufacturing, Inc.; AMO Groningen B.V. | JJSV TECNIS Toric 1-Piece IOL | ZCT5250330 | Standalone | DE0009020 | Indicated for patients with astigmatism of 2.5 dioptre cylinder (DC) and above in at least 1 eye; where correction of astigmatism is considered clinically necessary
Ophthalmic | Intraocular lens replacement | Intraocular lens (IOL) | Monofocal, astigmatism correcting IOL | AMO Puerto Rico Manufacturing, Inc.; AMO Groningen B.V. | JJSV TECNIS Toric 1-Piece IOL | ZCT5250335 | Standalone | DE0009020 | Indicated for patients with astigmatism of 2.5 dioptre cylinder (DC) and above in at least 1 eye; where correction of astigmatism is considered clinically necessary
Ophthalmic | Intraocular lens replacement | Intraocular lens (IOL) | Monofocal, astigmatism correcting IOL | AMO Puerto Rico Manufacturing, Inc.; AMO Groningen B.V. | JJSV TECNIS Toric 1-Piece IOL | ZCT5250340 | Standalone | DE0009020 | Indicated for patients with astigmatism of 2.5 dioptre cylinder (DC) and above in at least 1 eye; where correction of astigmatism is considered clinically necessary
Ophthalmic | Intraocular lens replacement | Intraocular lens (IOL) | Monofocal, astigmatism correcting IOL | AMO Puerto Rico Manufacturing, Inc.; AMO Groningen B.V. | JJSV TECNIS Toric 1-Piece IOL | ZCT6000050 | Standalone | DE0009020 | Indicated for patients with astigmatism of 2.5 dioptre cylinder (DC) and above in at least 1 eye; where correction of astigmatism is considered clinically necessary
Ophthalmic | Intraocular lens replacement | Intraocular lens (IOL) | Monofocal, astigmatism correcting IOL | AMO Puerto Rico Manufacturing, Inc.; AMO Groningen B.V. | JJSV TECNIS Toric 1-Piece IOL | ZCT6000055 | Standalone | DE0009020 | Indicated for patients with astigmatism of 2.5 dioptre cylinder (DC) and above in at least 1 eye; where correction of astigmatism is considered clinically necessary
Ophthalmic | Intraocular lens replacement | Intraocular lens (IOL) | Monofocal, astigmatism correcting IOL | AMO Puerto Rico Manufacturing, Inc.; AMO Groningen B.V. | JJSV TECNIS Toric 1-Piece IOL | ZCT6000060 | Standalone | DE0009020 | Indicated for patients with astigmatism of 2.5 dioptre cylinder (DC) and above in at least 1 eye; where correction of astigmatism is considered clinically necessary
Ophthalmic | Intraocular lens replacement | Intraocular lens (IOL) | Monofocal, astigmatism correcting IOL | AMO Puerto Rico Manufacturing, Inc.; AMO Groningen B.V. | JJSV TECNIS Toric 1-Piece IOL | ZCT6000065 | Standalone | DE0009020 | Indicated for patients with astigmatism of 2.5 dioptre cylinder (DC) and above in at least 1 eye; where correction of astigmatism is considered clinically necessary
Ophthalmic | Intraocular lens replacement | Intraocular lens (IOL) | Monofocal, astigmatism correcting IOL | AMO Puerto Rico Manufacturing, Inc.; AMO Groningen B.V. | JJSV TECNIS Toric 1-Piece IOL | ZCT6000070 | Standalone | DE0009020 | Indicated for patients with astigmatism of 2.5 dioptre cylinder (DC) and above in at least 1 eye; where correction of astigmatism is considered clinically necessary
Ophthalmic | Intraocular lens replacement | Intraocular lens (IOL) | Monofocal, astigmatism correcting IOL | AMO Puerto Rico Manufacturing, Inc.; AMO Groningen B.V. | JJSV TECNIS Toric 1-Piece IOL | ZCT6000075 | Standalone | DE0009020 | Indicated for patients with astigmatism of 2.5 dioptre cylinder (DC) and above in at least 1 eye; where correction of astigmatism is considered clinically necessary
Ophthalmic | Intraocular lens replacement | Intraocular lens (IOL) | Monofocal, astigmatism correcting IOL | AMO Puerto Rico Manufacturing, Inc.; AMO Groningen B.V. | JJSV TECNIS Toric 1-Piece IOL | ZCT6000080 | Standalone | DE0009020 | Indicated for patients with astigmatism of 2.5 dioptre cylinder (DC) and above in at least 1 eye; where correction of astigmatism is considered clinically necessary
Ophthalmic | Intraocular lens replacement | Intraocular lens (IOL) | Monofocal, astigmatism correcting IOL | AMO Puerto Rico Manufacturing, Inc.; AMO Groningen B.V. | JJSV TECNIS Toric 1-Piece IOL | ZCT6000085 | Standalone | DE0009020 | Indicated for patients with astigmatism of 2.5 dioptre cylinder (DC) and above in at least 1 eye; where correction of astigmatism is considered clinically necessary
Ophthalmic | Intraocular lens replacement | Intraocular lens (IOL) | Monofocal, astigmatism correcting IOL | AMO Puerto Rico Manufacturing, Inc.; AMO Groningen B.V. | JJSV TECNIS Toric 1-Piece IOL | ZCT6000090 | Standalone | DE0009020 | Indicated for patients with astigmatism of 2.5 dioptre cylinder (DC) and above in at least 1 eye; where correction of astigmatism is considered clinically necessary
Ophthalmic | Intraocular lens replacement | Intraocular lens (IOL) | Monofocal, astigmatism correcting IOL | AMO Puerto Rico Manufacturing, Inc.; AMO Groningen B.V. | JJSV TECNIS Toric 1-Piece IOL | ZCT6000095 | Standalone | DE0009020 | Indicated for patients with astigmatism of 2.5 dioptre cylinder (DC) and above in at least 1 eye; where correction of astigmatism is considered clinically necessary
Ophthalmic | Intraocular lens replacement | Intraocular lens (IOL) | Monofocal, astigmatism correcting IOL | AMO Puerto Rico Manufacturing, Inc.; AMO Groningen B.V. | JJSV TECNIS Toric 1-Piece IOL | ZCT6000100 | Standalone | DE0009020 | Indicated for patients with astigmatism of 2.5 dioptre cylinder (DC) and above in at least 1 eye; where correction of astigmatism is considered clinically necessary
Ophthalmic | Intraocular lens replacement | Intraocular lens (IOL) | Monofocal, astigmatism correcting IOL | AMO Puerto Rico Manufacturing, Inc.; AMO Groningen B.V. | JJSV TECNIS Toric 1-Piece IOL | ZCT6000105 | Standalone | DE0009020 | Indicated for patients with astigmatism of 2.5 dioptre cylinder (DC) and above in at least 1 eye; where correction of astigmatism is considered clinically necessary
Ophthalmic | Intraocular lens replacement | Intraocular lens (IOL) | Monofocal, astigmatism correcting IOL | AMO Puerto Rico Manufacturing, Inc.; AMO Groningen B.V. | JJSV TECNIS Toric 1-Piece IOL | ZCT6000110 | Standalone | DE0009020 | Indicated for patients with astigmatism of 2.5 dioptre cylinder (DC) and above in at least 1 eye; where correction of astigmatism is considered clinically necessary
Ophthalmic | Intraocular lens replacement | Intraocular lens (IOL) | Monofocal, astigmatism correcting IOL | AMO Puerto Rico Manufacturing, Inc.; AMO Groningen B.V. | JJSV TECNIS Toric 1-Piece IOL | ZCT6000115 | Standalone | DE0009020 | Indicated for patients with astigmatism of 2.5 dioptre cylinder (DC) and above in at least 1 eye; where correction of astigmatism is considered clinically necessary
Ophthalmic | Intraocular lens replacement | Intraocular lens (IOL) | Monofocal, astigmatism correcting IOL | AMO Puerto Rico Manufacturing, Inc.; AMO Groningen B.V. | JJSV TECNIS Toric 1-Piece IOL | ZCT6000120 | Standalone | DE0009020 | Indicated for patients with astigmatism of 2.5 dioptre cylinder (DC) and above in at least 1 eye; where correction of astigmatism is considered clinically necessary
Ophthalmic | Intraocular lens replacement | Intraocular lens (IOL) | Monofocal, astigmatism correcting IOL | AMO Puerto Rico Manufacturing, Inc.; AMO Groningen B.V. | JJSV TECNIS Toric 1-Piece IOL | ZCT6000125 | Standalone | DE0009020 | Indicated for patients with astigmatism of 2.5 dioptre cylinder (DC) and above in at least 1 eye; where correction of astigmatism is considered clinically necessary
Ophthalmic | Intraocular lens replacement | Intraocular lens (IOL) | Monofocal, astigmatism correcting IOL | AMO Puerto Rico Manufacturing, Inc.; AMO Groningen B.V. | JJSV TECNIS Toric 1-Piece IOL | ZCT6000130 | Standalone | DE0009020 | Indicated for patients with astigmatism of 2.5 dioptre cylinder (DC) and above in at least 1 eye; where correction of astigmatism is considered clinically necessary
Ophthalmic | Intraocular lens replacement | Intraocular lens (IOL) | Monofocal, astigmatism correcting IOL | AMO Puerto Rico Manufacturing, Inc.; AMO Groningen B.V. | JJSV TECNIS Toric 1-Piece IOL | ZCT6000135 | Standalone | DE0009020 | Indicated for patients with astigmatism of 2.5 dioptre cylinder (DC) and above in at least 1 eye; where correction of astigmatism is considered clinically necessary
Ophthalmic | Intraocular lens replacement | Intraocular lens (IOL) | Monofocal, astigmatism correcting IOL | AMO Puerto Rico Manufacturing, Inc.; AMO Groningen B.V. | JJSV TECNIS Toric 1-Piece IOL | ZCT6000140 | Standalone | DE0009020 | Indicated for patients with astigmatism of 2.5 dioptre cylinder (DC) and above in at least 1 eye; where correction of astigmatism is considered clinically necessary
Ophthalmic | Intraocular lens replacement | Intraocular lens (IOL) | Monofocal, astigmatism correcting IOL | AMO Puerto Rico Manufacturing, Inc.; AMO Groningen B.V. | JJSV TECNIS Toric 1-Piece IOL | ZCT6000145 | Standalone | DE0009020 | Indicated for patients with astigmatism of 2.5 dioptre cylinder (DC) and above in at least 1 eye; where correction of astigmatism is considered clinically necessary
Ophthalmic | Intraocular lens replacement | Intraocular lens (IOL) | Monofocal, astigmatism correcting IOL | AMO Puerto Rico Manufacturing, Inc.; AMO Groningen B.V. | JJSV TECNIS Toric 1-Piece IOL | ZCT6000150 | Standalone | DE0009020 | Indicated for patients with astigmatism of 2.5 dioptre cylinder (DC) and above in at least 1 eye; where correction of astigmatism is considered clinically necessary
Ophthalmic | Intraocular lens replacement | Intraocular lens (IOL) | Monofocal, astigmatism correcting IOL | AMO Puerto Rico Manufacturing, Inc.; AMO Groningen B.V. | JJSV TECNIS Toric 1-Piece IOL | ZCT6000155 | Standalone | DE0009020 | Indicated for patients with astigmatism of 2.5 dioptre cylinder (DC) and above in at least 1 eye; where correction of astigmatism is considered clinically necessary
Ophthalmic | Intraocular lens replacement | Intraocular lens (IOL) | Monofocal, astigmatism correcting IOL | AMO Puerto Rico Manufacturing, Inc.; AMO Groningen B.V. | JJSV TECNIS Toric 1-Piece IOL | ZCT6000160 | Standalone | DE0009020 | Indicated for patients with astigmatism of 2.5 dioptre cylinder (DC) and above in at least 1 eye; where correction of astigmatism is considered clinically necessary
Ophthalmic | Intraocular lens replacement | Intraocular lens (IOL) | Monofocal, astigmatism correcting IOL | AMO Puerto Rico Manufacturing, Inc.; AMO Groningen B.V. | JJSV TECNIS Toric 1-Piece IOL | ZCT6000165 | Standalone | DE0009020 | Indicated for patients with astigmatism of 2.5 dioptre cylinder (DC) and above in at least 1 eye; where correction of astigmatism is considered clinically necessary
Ophthalmic | Intraocular lens replacement | Intraocular lens (IOL) | Monofocal, astigmatism correcting IOL | AMO Puerto Rico Manufacturing, Inc.; AMO Groningen B.V. | JJSV TECNIS Toric 1-Piece IOL | ZCT6000170 | Standalone | DE0009020 | Indicated for patients with astigmatism of 2.5 dioptre cylinder (DC) and above in at least 1 eye; where correction of astigmatism is considered clinically necessary
Ophthalmic | Intraocular lens replacement | Intraocular lens (IOL) | Monofocal, astigmatism correcting IOL | AMO Puerto Rico Manufacturing, Inc.; AMO Groningen B.V. | JJSV TECNIS Toric 1-Piece IOL | ZCT6000175 | Standalone | DE0009020 | Indicated for patients with astigmatism of 2.5 dioptre cylinder (DC) and above in at least 1 eye; where correction of astigmatism is considered clinically necessary
Ophthalmic | Intraocular lens replacement | Intraocular lens (IOL) | Monofocal, astigmatism correcting IOL | AMO Puerto Rico Manufacturing, Inc.; AMO Groningen B.V. | JJSV TECNIS Toric 1-Piece IOL | ZCT6000180 | Standalone | DE0009020 | Indicated for patients with astigmatism of 2.5 dioptre cylinder (DC) and above in at least 1 eye; where correction of astigmatism is considered clinically necessary
Ophthalmic | Intraocular lens replacement | Intraocular lens (IOL) | Monofocal, astigmatism correcting IOL | AMO Puerto Rico Manufacturing, Inc.; AMO Groningen B.V. | JJSV TECNIS Toric 1-Piece IOL | ZCT6000185 | Standalone | DE0009020 | Indicated for patients with astigmatism of 2.5 dioptre cylinder (DC) and above in at least 1 eye; where correction of astigmatism is considered clinically necessary
Ophthalmic | Intraocular lens replacement | Intraocular lens (IOL) | Monofocal, astigmatism correcting IOL | AMO Puerto Rico Manufacturing, Inc.; AMO Groningen B.V. | JJSV TECNIS Toric 1-Piece IOL | ZCT6000190 | Standalone | DE0009020 | Indicated for patients with astigmatism of 2.5 dioptre cylinder (DC) and above in at least 1 eye; where correction of astigmatism is considered clinically necessary
Ophthalmic | Intraocular lens replacement | Intraocular lens (IOL) | Monofocal, astigmatism correcting IOL | AMO Puerto Rico Manufacturing, Inc.; AMO Groningen B.V. | JJSV TECNIS Toric 1-Piece IOL | ZCT6000195 | Standalone | DE0009020 | Indicated for patients with astigmatism of 2.5 dioptre cylinder (DC) and above in at least 1 eye; where correction of astigmatism is considered clinically necessary
Ophthalmic | Intraocular lens replacement | Intraocular lens (IOL) | Monofocal, astigmatism correcting IOL | AMO Puerto Rico Manufacturing, Inc.; AMO Groningen B.V. | JJSV TECNIS Toric 1-Piece IOL | ZCT6000200 | Standalone | DE0009020 | Indicated for patients with astigmatism of 2.5 dioptre cylinder (DC) and above in at least 1 eye; where correction of astigmatism is considered clinically necessary
Ophthalmic | Intraocular lens replacement | Intraocular lens (IOL) | Monofocal, astigmatism correcting IOL | AMO Puerto Rico Manufacturing, Inc.; AMO Groningen B.V. | JJSV TECNIS Toric 1-Piece IOL | ZCT6000205 | Standalone | DE0009020 | Indicated for patients with astigmatism of 2.5 dioptre cylinder (DC) and above in at least 1 eye; where correction of astigmatism is considered clinically necessary
Ophthalmic | Intraocular lens replacement | Intraocular lens (IOL) | Monofocal, astigmatism correcting IOL | AMO Puerto Rico Manufacturing, Inc.; AMO Groningen B.V. | JJSV TECNIS Toric 1-Piece IOL | ZCT6000210 | Standalone | DE0009020 | Indicated for patients with astigmatism of 2.5 dioptre cylinder (DC) and above in at least 1 eye; where correction of astigmatism is considered clinically necessary
Ophthalmic | Intraocular lens replacement | Intraocular lens (IOL) | Monofocal, astigmatism correcting IOL | AMO Puerto Rico Manufacturing, Inc.; AMO Groningen B.V. | JJSV TECNIS Toric 1-Piece IOL | ZCT6000215 | Standalone | DE0009020 | Indicated for patients with astigmatism of 2.5 dioptre cylinder (DC) and above in at least 1 eye; where correction of astigmatism is considered clinically necessary
Ophthalmic | Intraocular lens replacement | Intraocular lens (IOL) | Monofocal, astigmatism correcting IOL | AMO Puerto Rico Manufacturing, Inc.; AMO Groningen B.V. | JJSV TECNIS Toric 1-Piece IOL | ZCT6000220 | Standalone | DE0009020 | Indicated for patients with astigmatism of 2.5 dioptre cylinder (DC) and above in at least 1 eye; where correction of astigmatism is considered clinically necessary
Ophthalmic | Intraocular lens replacement | Intraocular lens (IOL) | Monofocal, astigmatism correcting IOL | AMO Puerto Rico Manufacturing, Inc.; AMO Groningen B.V. | JJSV TECNIS Toric 1-Piece IOL | ZCT6000225 | Standalone | DE0009020 | Indicated for patients with astigmatism of 2.5 dioptre cylinder (DC) and above in at least 1 eye; where correction of astigmatism is considered clinically necessary
Ophthalmic | Intraocular lens replacement | Intraocular lens (IOL) | Monofocal, astigmatism correcting IOL | AMO Puerto Rico Manufacturing, Inc.; AMO Groningen B.V. | JJSV TECNIS Toric 1-Piece IOL | ZCT6000230 | Standalone | DE0009020 | Indicated for patients with astigmatism of 2.5 dioptre cylinder (DC) and above in at least 1 eye; where correction of astigmatism is considered clinically necessary
Ophthalmic | Intraocular lens replacement | Intraocular lens (IOL) | Monofocal, astigmatism correcting IOL | AMO Puerto Rico Manufacturing, Inc.; AMO Groningen B.V. | JJSV TECNIS Toric 1-Piece IOL | ZCT6000235 | Standalone | DE0009020 | Indicated for patients with astigmatism of 2.5 dioptre cylinder (DC) and above in at least 1 eye; where correction of astigmatism is considered clinically necessary
Ophthalmic | Intraocular lens replacement | Intraocular lens (IOL) | Monofocal, astigmatism correcting IOL | AMO Puerto Rico Manufacturing, Inc.; AMO Groningen B.V. | JJSV TECNIS Toric 1-Piece IOL | ZCT6000240 | Standalone | DE0009020 | Indicated for patients with astigmatism of 2.5 dioptre cylinder (DC) and above in at least 1 eye; where correction of astigmatism is considered clinically necessary
Ophthalmic | Intraocular lens replacement | Intraocular lens (IOL) | Monofocal, astigmatism correcting IOL | AMO Puerto Rico Manufacturing, Inc.; AMO Groningen B.V. | JJSV TECNIS Toric 1-Piece IOL | ZCT6000245 | Standalone | DE0009020 | Indicated for patients with astigmatism of 2.5 dioptre cylinder (DC) and above in at least 1 eye; where correction of astigmatism is considered clinically necessary
Ophthalmic | Intraocular lens replacement | Intraocular lens (IOL) | Monofocal, astigmatism correcting IOL | AMO Puerto Rico Manufacturing, Inc.; AMO Groningen B.V. | JJSV TECNIS Toric 1-Piece IOL | ZCT6000250 | Standalone | DE0009020 | Indicated for patients with astigmatism of 2.5 dioptre cylinder (DC) and above in at least 1 eye; where correction of astigmatism is considered clinically necessary
Ophthalmic | Intraocular lens replacement | Intraocular lens (IOL) | Monofocal, astigmatism correcting IOL | AMO Puerto Rico Manufacturing, Inc.; AMO Groningen B.V. | JJSV TECNIS Toric 1-Piece IOL | ZCT6000255 | Standalone | DE0009020 | Indicated for patients with astigmatism of 2.5 dioptre cylinder (DC) and above in at least 1 eye; where correction of astigmatism is considered clinically necessary
Ophthalmic | Intraocular lens replacement | Intraocular lens (IOL) | Monofocal, astigmatism correcting IOL | AMO Puerto Rico Manufacturing, Inc.; AMO Groningen B.V. | JJSV TECNIS Toric 1-Piece IOL | ZCT6000260 | Standalone | DE0009020 | Indicated for patients with astigmatism of 2.5 dioptre cylinder (DC) and above in at least 1 eye; where correction of astigmatism is considered clinically necessary
Ophthalmic | Intraocular lens replacement | Intraocular lens (IOL) | Monofocal, astigmatism correcting IOL | AMO Puerto Rico Manufacturing, Inc.; AMO Groningen B.V. | JJSV TECNIS Toric 1-Piece IOL | ZCT6000265 | Standalone | DE0009020 | Indicated for patients with astigmatism of 2.5 dioptre cylinder (DC) and above in at least 1 eye; where correction of astigmatism is considered clinically necessary
Ophthalmic | Intraocular lens replacement | Intraocular lens (IOL) | Monofocal, astigmatism correcting IOL | AMO Puerto Rico Manufacturing, Inc.; AMO Groningen B.V. | JJSV TECNIS Toric 1-Piece IOL | ZCT6000270 | Standalone | DE0009020 | Indicated for patients with astigmatism of 2.5 dioptre cylinder (DC) and above in at least 1 eye; where correction of astigmatism is considered clinically necessary
Ophthalmic | Intraocular lens replacement | Intraocular lens (IOL) | Monofocal, astigmatism correcting IOL | AMO Puerto Rico Manufacturing, Inc.; AMO Groningen B.V. | JJSV TECNIS Toric 1-Piece IOL | ZCT6000275 | Standalone | DE0009020 | Indicated for patients with astigmatism of 2.5 dioptre cylinder (DC) and above in at least 1 eye; where correction of astigmatism is considered clinically necessary
Ophthalmic | Intraocular lens replacement | Intraocular lens (IOL) | Monofocal, astigmatism correcting IOL | AMO Puerto Rico Manufacturing, Inc.; AMO Groningen B.V. | JJSV TECNIS Toric 1-Piece IOL | ZCT6000280 | Standalone | DE0009020 | Indicated for patients with astigmatism of 2.5 dioptre cylinder (DC) and above in at least 1 eye; where correction of astigmatism is considered clinically necessary
Ophthalmic | Intraocular lens replacement | Intraocular lens (IOL) | Monofocal, astigmatism correcting IOL | AMO Puerto Rico Manufacturing, Inc.; AMO Groningen B.V. | JJSV TECNIS Toric 1-Piece IOL | ZCT6000285 | Standalone | DE0009020 | Indicated for patients with astigmatism of 2.5 dioptre cylinder (DC) and above in at least 1 eye; where correction of astigmatism is considered clinically necessary
Ophthalmic | Intraocular lens replacement | Intraocular lens (IOL) | Monofocal, astigmatism correcting IOL | AMO Puerto Rico Manufacturing, Inc.; AMO Groningen B.V. | JJSV TECNIS Toric 1-Piece IOL | ZCT6000290 | Standalone | DE0009020 | Indicated for patients with astigmatism of 2.5 dioptre cylinder (DC) and above in at least 1 eye; where correction of astigmatism is considered clinically necessary
Ophthalmic | Intraocular lens replacement | Intraocular lens (IOL) | Monofocal, astigmatism correcting IOL | AMO Puerto Rico Manufacturing, Inc.; AMO Groningen B.V. | JJSV TECNIS Toric 1-Piece IOL | ZCT6000295 | Standalone | DE0009020 | Indicated for patients with astigmatism of 2.5 dioptre cylinder (DC) and above in at least 1 eye; where correction of astigmatism is considered clinically necessary
Ophthalmic | Intraocular lens replacement | Intraocular lens (IOL) | Monofocal, astigmatism correcting IOL | AMO Puerto Rico Manufacturing, Inc.; AMO Groningen B.V. | JJSV TECNIS Toric 1-Piece IOL | ZCT6000300 | Standalone | DE0009020 | Indicated for patients with astigmatism of 2.5 dioptre cylinder (DC) and above in at least 1 eye; where correction of astigmatism is considered clinically necessary
Ophthalmic | Intraocular lens replacement | Intraocular lens (IOL) | Monofocal, astigmatism correcting IOL | AMO Puerto Rico Manufacturing, Inc.; AMO Groningen B.V. | JJSV TECNIS Toric 1-Piece IOL | ZCT6000305 | Standalone | DE0009020 | Indicated for patients with astigmatism of 2.5 dioptre cylinder (DC) and above in at least 1 eye; where correction of astigmatism is considered clinically necessary
Ophthalmic | Intraocular lens replacement | Intraocular lens (IOL) | Monofocal, astigmatism correcting IOL | AMO Puerto Rico Manufacturing, Inc.; AMO Groningen B.V. | JJSV TECNIS Toric 1-Piece IOL | ZCT6000310 | Standalone | DE0009020 | Indicated for patients with astigmatism of 2.5 dioptre cylinder (DC) and above in at least 1 eye; where correction of astigmatism is considered clinically necessary
Ophthalmic | Intraocular lens replacement | Intraocular lens (IOL) | Monofocal, astigmatism correcting IOL | AMO Puerto Rico Manufacturing, Inc.; AMO Groningen B.V. | JJSV TECNIS Toric 1-Piece IOL | ZCT6000315 | Standalone | DE0009020 | Indicated for patients with astigmatism of 2.5 dioptre cylinder (DC) and above in at least 1 eye; where correction of astigmatism is considered clinically necessary
Ophthalmic | Intraocular lens replacement | Intraocular lens (IOL) | Monofocal, astigmatism correcting IOL | AMO Puerto Rico Manufacturing, Inc.; AMO Groningen B.V. | JJSV TECNIS Toric 1-Piece IOL | ZCT6000320 | Standalone | DE0009020 | Indicated for patients with astigmatism of 2.5 dioptre cylinder (DC) and above in at least 1 eye; where correction of astigmatism is considered clinically necessary
Ophthalmic | Intraocular lens replacement | Intraocular lens (IOL) | Monofocal, astigmatism correcting IOL | AMO Puerto Rico Manufacturing, Inc.; AMO Groningen B.V. | JJSV TECNIS Toric 1-Piece IOL | ZCT6000325 | Standalone | DE0009020 | Indicated for patients with astigmatism of 2.5 dioptre cylinder (DC) and above in at least 1 eye; where correction of astigmatism is considered clinically necessary
Ophthalmic | Intraocular lens replacement | Intraocular lens (IOL) | Monofocal, astigmatism correcting IOL | AMO Puerto Rico Manufacturing, Inc.; AMO Groningen B.V. | JJSV TECNIS Toric 1-Piece IOL | ZCT6000330 | Standalone | DE0009020 | Indicated for patients with astigmatism of 2.5 dioptre cylinder (DC) and above in at least 1 eye; where correction of astigmatism is considered clinically necessary
Ophthalmic | Intraocular lens replacement | Intraocular lens (IOL) | Monofocal, astigmatism correcting IOL | AMO Puerto Rico Manufacturing, Inc.; AMO Groningen B.V. | JJSV TECNIS Toric 1-Piece IOL | ZCT6000335 | Standalone | DE0009020 | Indicated for patients with astigmatism of 2.5 dioptre cylinder (DC) and above in at least 1 eye; where correction of astigmatism is considered clinically necessary
Ophthalmic | Intraocular lens replacement | Intraocular lens (IOL) | Monofocal, astigmatism correcting IOL | AMO Puerto Rico Manufacturing, Inc.; AMO Groningen B.V. | JJSV TECNIS Toric 1-Piece IOL | ZCT6000340 | Standalone | DE0009020 | Indicated for patients with astigmatism of 2.5 dioptre cylinder (DC) and above in at least 1 eye; where correction of astigmatism is considered clinically necessary
Ophthalmic | Intraocular lens replacement | Intraocular lens (IOL) | Monofocal, astigmatism correcting IOL | AMO Puerto Rico Manufacturing, Inc.; AMO Groningen B.V. | JJSV TECNIS Toric 1-Piece IOL | ZCT7000050 | Standalone | DE0009020 | Indicated for patients with astigmatism of 2.5 dioptre cylinder (DC) and above in at least 1 eye; where correction of astigmatism is considered clinically necessary
Ophthalmic | Intraocular lens replacement | Intraocular lens (IOL) | Monofocal, astigmatism correcting IOL | AMO Puerto Rico Manufacturing, Inc.; AMO Groningen B.V. | JJSV TECNIS Toric 1-Piece IOL | ZCT7000055 | Standalone | DE0009020 | Indicated for patients with astigmatism of 2.5 dioptre cylinder (DC) and above in at least 1 eye; where correction of astigmatism is considered clinically necessary
Ophthalmic | Intraocular lens replacement | Intraocular lens (IOL) | Monofocal, astigmatism correcting IOL | AMO Puerto Rico Manufacturing, Inc.; AMO Groningen B.V. | JJSV TECNIS Toric 1-Piece IOL | ZCT7000060 | Standalone | DE0009020 | Indicated for patients with astigmatism of 2.5 dioptre cylinder (DC) and above in at least 1 eye; where correction of astigmatism is considered clinically necessary
Ophthalmic | Intraocular lens replacement | Intraocular lens (IOL) | Monofocal, astigmatism correcting IOL | AMO Puerto Rico Manufacturing, Inc.; AMO Groningen B.V. | JJSV TECNIS Toric 1-Piece IOL | ZCT7000065 | Standalone | DE0009020 | Indicated for patients with astigmatism of 2.5 dioptre cylinder (DC) and above in at least 1 eye; where correction of astigmatism is considered clinically necessary
Ophthalmic | Intraocular lens replacement | Intraocular lens (IOL) | Monofocal, astigmatism correcting IOL | AMO Puerto Rico Manufacturing, Inc.; AMO Groningen B.V. | JJSV TECNIS Toric 1-Piece IOL | ZCT7000070 | Standalone | DE0009020 | Indicated for patients with astigmatism of 2.5 dioptre cylinder (DC) and above in at least 1 eye; where correction of astigmatism is considered clinically necessary
Ophthalmic | Intraocular lens replacement | Intraocular lens (IOL) | Monofocal, astigmatism correcting IOL | AMO Puerto Rico Manufacturing, Inc.; AMO Groningen B.V. | JJSV TECNIS Toric 1-Piece IOL | ZCT7000075 | Standalone | DE0009020 | Indicated for patients with astigmatism of 2.5 dioptre cylinder (DC) and above in at least 1 eye; where correction of astigmatism is considered clinically necessary
Ophthalmic | Intraocular lens replacement | Intraocular lens (IOL) | Monofocal, astigmatism correcting IOL | AMO Puerto Rico Manufacturing, Inc.; AMO Groningen B.V. | JJSV TECNIS Toric 1-Piece IOL | ZCT7000080 | Standalone | DE0009020 | Indicated for patients with astigmatism of 2.5 dioptre cylinder (DC) and above in at least 1 eye; where correction of astigmatism is considered clinically necessary
Ophthalmic | Intraocular lens replacement | Intraocular lens (IOL) | Monofocal, astigmatism correcting IOL | AMO Puerto Rico Manufacturing, Inc.; AMO Groningen B.V. | JJSV TECNIS Toric 1-Piece IOL | ZCT7000085 | Standalone | DE0009020 | Indicated for patients with astigmatism of 2.5 dioptre cylinder (DC) and above in at least 1 eye; where correction of astigmatism is considered clinically necessary
Ophthalmic | Intraocular lens replacement | Intraocular lens (IOL) | Monofocal, astigmatism correcting IOL | AMO Puerto Rico Manufacturing, Inc.; AMO Groningen B.V. | JJSV TECNIS Toric 1-Piece IOL | ZCT7000090 | Standalone | DE0009020 | Indicated for patients with astigmatism of 2.5 dioptre cylinder (DC) and above in at least 1 eye; where correction of astigmatism is considered clinically necessary
Ophthalmic | Intraocular lens replacement | Intraocular lens (IOL) | Monofocal, astigmatism correcting IOL | AMO Puerto Rico Manufacturing, Inc.; AMO Groningen B.V. | JJSV TECNIS Toric 1-Piece IOL | ZCT7000095 | Standalone | DE0009020 | Indicated for patients with astigmatism of 2.5 dioptre cylinder (DC) and above in at least 1 eye; where correction of astigmatism is considered clinically necessary
Ophthalmic | Intraocular lens replacement | Intraocular lens (IOL) | Monofocal, astigmatism correcting IOL | AMO Puerto Rico Manufacturing, Inc.; AMO Groningen B.V. | JJSV TECNIS Toric 1-Piece IOL | ZCT7000100 | Standalone | DE0009020 | Indicated for patients with astigmatism of 2.5 dioptre cylinder (DC) and above in at least 1 eye; where correction of astigmatism is considered clinically necessary
Ophthalmic | Intraocular lens replacement | Intraocular lens (IOL) | Monofocal, astigmatism correcting IOL | AMO Puerto Rico Manufacturing, Inc.; AMO Groningen B.V. | JJSV TECNIS Toric 1-Piece IOL | ZCT7000105 | Standalone | DE0009020 | Indicated for patients with astigmatism of 2.5 dioptre cylinder (DC) and above in at least 1 eye; where correction of astigmatism is considered clinically necessary
Ophthalmic | Intraocular lens replacement | Intraocular lens (IOL) | Monofocal, astigmatism correcting IOL | AMO Puerto Rico Manufacturing, Inc.; AMO Groningen B.V. | JJSV TECNIS Toric 1-Piece IOL | ZCT7000110 | Standalone | DE0009020 | Indicated for patients with astigmatism of 2.5 dioptre cylinder (DC) and above in at least 1 eye; where correction of astigmatism is considered clinically necessary
Ophthalmic | Intraocular lens replacement | Intraocular lens (IOL) | Monofocal, astigmatism correcting IOL | AMO Puerto Rico Manufacturing, Inc.; AMO Groningen B.V. | JJSV TECNIS Toric 1-Piece IOL | ZCT7000115 | Standalone | DE0009020 | Indicated for patients with astigmatism of 2.5 dioptre cylinder (DC) and above in at least 1 eye; where correction of astigmatism is considered clinically necessary
Ophthalmic | Intraocular lens replacement | Intraocular lens (IOL) | Monofocal, astigmatism correcting IOL | AMO Puerto Rico Manufacturing, Inc.; AMO Groningen B.V. | JJSV TECNIS Toric 1-Piece IOL | ZCT7000120 | Standalone | DE0009020 | Indicated for patients with astigmatism of 2.5 dioptre cylinder (DC) and above in at least 1 eye; where correction of astigmatism is considered clinically necessary
Ophthalmic | Intraocular lens replacement | Intraocular lens (IOL) | Monofocal, astigmatism correcting IOL | AMO Puerto Rico Manufacturing, Inc.; AMO Groningen B.V. | JJSV TECNIS Toric 1-Piece IOL | ZCT7000125 | Standalone | DE0009020 | Indicated for patients with astigmatism of 2.5 dioptre cylinder (DC) and above in at least 1 eye; where correction of astigmatism is considered clinically necessary
Ophthalmic | Intraocular lens replacement | Intraocular lens (IOL) | Monofocal, astigmatism correcting IOL | AMO Puerto Rico Manufacturing, Inc.; AMO Groningen B.V. | JJSV TECNIS Toric 1-Piece IOL | ZCT7000130 | Standalone | DE0009020 | Indicated for patients with astigmatism of 2.5 dioptre cylinder (DC) and above in at least 1 eye; where correction of astigmatism is considered clinically necessary
Ophthalmic | Intraocular lens replacement | Intraocular lens (IOL) | Monofocal, astigmatism correcting IOL | AMO Puerto Rico Manufacturing, Inc.; AMO Groningen B.V. | JJSV TECNIS Toric 1-Piece IOL | ZCT7000135 | Standalone | DE0009020 | Indicated for patients with astigmatism of 2.5 dioptre cylinder (DC) and above in at least 1 eye; where correction of astigmatism is considered clinically necessary
Ophthalmic | Intraocular lens replacement | Intraocular lens (IOL) | Monofocal, astigmatism correcting IOL | AMO Puerto Rico Manufacturing, Inc.; AMO Groningen B.V. | JJSV TECNIS Toric 1-Piece IOL | ZCT7000140 | Standalone | DE0009020 | Indicated for patients with astigmatism of 2.5 dioptre cylinder (DC) and above in at least 1 eye; where correction of astigmatism is considered clinically necessary
Ophthalmic | Intraocular lens replacement | Intraocular lens (IOL) | Monofocal, astigmatism correcting IOL | AMO Puerto Rico Manufacturing, Inc.; AMO Groningen B.V. | JJSV TECNIS Toric 1-Piece IOL | ZCT7000145 | Standalone | DE0009020 | Indicated for patients with astigmatism of 2.5 dioptre cylinder (DC) and above in at least 1 eye; where correction of astigmatism is considered clinically necessary
Ophthalmic | Intraocular lens replacement | Intraocular lens (IOL) | Monofocal, astigmatism correcting IOL | AMO Puerto Rico Manufacturing, Inc.; AMO Groningen B.V. | JJSV TECNIS Toric 1-Piece IOL | ZCT7000150 | Standalone | DE0009020 | Indicated for patients with astigmatism of 2.5 dioptre cylinder (DC) and above in at least 1 eye; where correction of astigmatism is considered clinically necessary
Ophthalmic | Intraocular lens replacement | Intraocular lens (IOL) | Monofocal, astigmatism correcting IOL | AMO Puerto Rico Manufacturing, Inc.; AMO Groningen B.V. | JJSV TECNIS Toric 1-Piece IOL | ZCT7000155 | Standalone | DE0009020 | Indicated for patients with astigmatism of 2.5 dioptre cylinder (DC) and above in at least 1 eye; where correction of astigmatism is considered clinically necessary
Ophthalmic | Intraocular lens replacement | Intraocular lens (IOL) | Monofocal, astigmatism correcting IOL | AMO Puerto Rico Manufacturing, Inc.; AMO Groningen B.V. | JJSV TECNIS Toric 1-Piece IOL | ZCT7000160 | Standalone | DE0009020 | Indicated for patients with astigmatism of 2.5 dioptre cylinder (DC) and above in at least 1 eye; where correction of astigmatism is considered clinically necessary
Ophthalmic | Intraocular lens replacement | Intraocular lens (IOL) | Monofocal, astigmatism correcting IOL | AMO Puerto Rico Manufacturing, Inc.; AMO Groningen B.V. | JJSV TECNIS Toric 1-Piece IOL | ZCT7000165 | Standalone | DE0009020 | Indicated for patients with astigmatism of 2.5 dioptre cylinder (DC) and above in at least 1 eye; where correction of astigmatism is considered clinically necessary
Ophthalmic | Intraocular lens replacement | Intraocular lens (IOL) | Monofocal, astigmatism correcting IOL | AMO Puerto Rico Manufacturing, Inc.; AMO Groningen B.V. | JJSV TECNIS Toric 1-Piece IOL | ZCT7000170 | Standalone | DE0009020 | Indicated for patients with astigmatism of 2.5 dioptre cylinder (DC) and above in at least 1 eye; where correction of astigmatism is considered clinically necessary
Ophthalmic | Intraocular lens replacement | Intraocular lens (IOL) | Monofocal, astigmatism correcting IOL | AMO Puerto Rico Manufacturing, Inc.; AMO Groningen B.V. | JJSV TECNIS Toric 1-Piece IOL | ZCT7000175 | Standalone | DE0009020 | Indicated for patients with astigmatism of 2.5 dioptre cylinder (DC) and above in at least 1 eye; where correction of astigmatism is considered clinically necessary
Ophthalmic | Intraocular lens replacement | Intraocular lens (IOL) | Monofocal, astigmatism correcting IOL | AMO Puerto Rico Manufacturing, Inc.; AMO Groningen B.V. | JJSV TECNIS Toric 1-Piece IOL | ZCT7000180 | Standalone | DE0009020 | Indicated for patients with astigmatism of 2.5 dioptre cylinder (DC) and above in at least 1 eye; where correction of astigmatism is considered clinically necessary
Ophthalmic | Intraocular lens replacement | Intraocular lens (IOL) | Monofocal, astigmatism correcting IOL | AMO Puerto Rico Manufacturing, Inc.; AMO Groningen B.V. | JJSV TECNIS Toric 1-Piece IOL | ZCT7000185 | Standalone | DE0009020 | Indicated for patients with astigmatism of 2.5 dioptre cylinder (DC) and above in at least 1 eye; where correction of astigmatism is considered clinically necessary
Ophthalmic | Intraocular lens replacement | Intraocular lens (IOL) | Monofocal, astigmatism correcting IOL | AMO Puerto Rico Manufacturing, Inc.; AMO Groningen B.V. | JJSV TECNIS Toric 1-Piece IOL | ZCT7000190 | Standalone | DE0009020 | Indicated for patients with astigmatism of 2.5 dioptre cylinder (DC) and above in at least 1 eye; where correction of astigmatism is considered clinically necessary
Ophthalmic | Intraocular lens replacement | Intraocular lens (IOL) | Monofocal, astigmatism correcting IOL | AMO Puerto Rico Manufacturing, Inc.; AMO Groningen B.V. | JJSV TECNIS Toric 1-Piece IOL | ZCT7000195 | Standalone | DE0009020 | Indicated for patients with astigmatism of 2.5 dioptre cylinder (DC) and above in at least 1 eye; where correction of astigmatism is considered clinically necessary
Ophthalmic | Intraocular lens replacement | Intraocular lens (IOL) | Monofocal, astigmatism correcting IOL | AMO Puerto Rico Manufacturing, Inc.; AMO Groningen B.V. | JJSV TECNIS Toric 1-Piece IOL | ZCT7000200 | Standalone | DE0009020 | Indicated for patients with astigmatism of 2.5 dioptre cylinder (DC) and above in at least 1 eye; where correction of astigmatism is considered clinically necessary
Ophthalmic | Intraocular lens replacement | Intraocular lens (IOL) | Monofocal, astigmatism correcting IOL | AMO Puerto Rico Manufacturing, Inc.; AMO Groningen B.V. | JJSV TECNIS Toric 1-Piece IOL | ZCT7000205 | Standalone | DE0009020 | Indicated for patients with astigmatism of 2.5 dioptre cylinder (DC) and above in at least 1 eye; where correction of astigmatism is considered clinically necessary
Ophthalmic | Intraocular lens replacement | Intraocular lens (IOL) | Monofocal, astigmatism correcting IOL | AMO Puerto Rico Manufacturing, Inc.; AMO Groningen B.V. | JJSV TECNIS Toric 1-Piece IOL | ZCT7000210 | Standalone | DE0009020 | Indicated for patients with astigmatism of 2.5 dioptre cylinder (DC) and above in at least 1 eye; where correction of astigmatism is considered clinically necessary
Ophthalmic | Intraocular lens replacement | Intraocular lens (IOL) | Monofocal, astigmatism correcting IOL | AMO Puerto Rico Manufacturing, Inc.; AMO Groningen B.V. | JJSV TECNIS Toric 1-Piece IOL | ZCT7000215 | Standalone | DE0009020 | Indicated for patients with astigmatism of 2.5 dioptre cylinder (DC) and above in at least 1 eye; where correction of astigmatism is considered clinically necessary
Ophthalmic | Intraocular lens replacement | Intraocular lens (IOL) | Monofocal, astigmatism correcting IOL | AMO Puerto Rico Manufacturing, Inc.; AMO Groningen B.V. | JJSV TECNIS Toric 1-Piece IOL | ZCT7000220 | Standalone | DE0009020 | Indicated for patients with astigmatism of 2.5 dioptre cylinder (DC) and above in at least 1 eye; where correction of astigmatism is considered clinically necessary
Ophthalmic | Intraocular lens replacement | Intraocular lens (IOL) | Monofocal, astigmatism correcting IOL | AMO Puerto Rico Manufacturing, Inc.; AMO Groningen B.V. | JJSV TECNIS Toric 1-Piece IOL | ZCT7000225 | Standalone | DE0009020 | Indicated for patients with astigmatism of 2.5 dioptre cylinder (DC) and above in at least 1 eye; where correction of astigmatism is considered clinically necessary
Ophthalmic | Intraocular lens replacement | Intraocular lens (IOL) | Monofocal, astigmatism correcting IOL | AMO Puerto Rico Manufacturing, Inc.; AMO Groningen B.V. | JJSV TECNIS Toric 1-Piece IOL | ZCT7000230 | Standalone | DE0009020 | Indicated for patients with astigmatism of 2.5 dioptre cylinder (DC) and above in at least 1 eye; where correction of astigmatism is considered clinically necessary
Ophthalmic | Intraocular lens replacement | Intraocular lens (IOL) | Monofocal, astigmatism correcting IOL | AMO Puerto Rico Manufacturing, Inc.; AMO Groningen B.V. | JJSV TECNIS Toric 1-Piece IOL | ZCT7000235 | Standalone | DE0009020 | Indicated for patients with astigmatism of 2.5 dioptre cylinder (DC) and above in at least 1 eye; where correction of astigmatism is considered clinically necessary
Ophthalmic | Intraocular lens replacement | Intraocular lens (IOL) | Monofocal, astigmatism correcting IOL | AMO Puerto Rico Manufacturing, Inc.; AMO Groningen B.V. | JJSV TECNIS Toric 1-Piece IOL | ZCT7000240 | Standalone | DE0009020 | Indicated for patients with astigmatism of 2.5 dioptre cylinder (DC) and above in at least 1 eye; where correction of astigmatism is considered clinically necessary
Ophthalmic | Intraocular lens replacement | Intraocular lens (IOL) | Monofocal, astigmatism correcting IOL | AMO Puerto Rico Manufacturing, Inc.; AMO Groningen B.V. | JJSV TECNIS Toric 1-Piece IOL | ZCT7000245 | Standalone | DE0009020 | Indicated for patients with astigmatism of 2.5 dioptre cylinder (DC) and above in at least 1 eye; where correction of astigmatism is considered clinically necessary
Ophthalmic | Intraocular lens replacement | Intraocular lens (IOL) | Monofocal, astigmatism correcting IOL | AMO Puerto Rico Manufacturing, Inc.; AMO Groningen B.V. | JJSV TECNIS Toric 1-Piece IOL | ZCT7000250 | Standalone | DE0009020 | Indicated for patients with astigmatism of 2.5 dioptre cylinder (DC) and above in at least 1 eye; where correction of astigmatism is considered clinically necessary
Ophthalmic | Intraocular lens replacement | Intraocular lens (IOL) | Monofocal, astigmatism correcting IOL | AMO Puerto Rico Manufacturing, Inc.; AMO Groningen B.V. | JJSV TECNIS Toric 1-Piece IOL | ZCT7000255 | Standalone | DE0009020 | Indicated for patients with astigmatism of 2.5 dioptre cylinder (DC) and above in at least 1 eye; where correction of astigmatism is considered clinically necessary
Ophthalmic | Intraocular lens replacement | Intraocular lens (IOL) | Monofocal, astigmatism correcting IOL | AMO Puerto Rico Manufacturing, Inc.; AMO Groningen B.V. | JJSV TECNIS Toric 1-Piece IOL | ZCT7000260 | Standalone | DE0009020 | Indicated for patients with astigmatism of 2.5 dioptre cylinder (DC) and above in at least 1 eye; where correction of astigmatism is considered clinically necessary
Ophthalmic | Intraocular lens replacement | Intraocular lens (IOL) | Monofocal, astigmatism correcting IOL | AMO Puerto Rico Manufacturing, Inc.; AMO Groningen B.V. | JJSV TECNIS Toric 1-Piece IOL | ZCT7000265 | Standalone | DE0009020 | Indicated for patients with astigmatism of 2.5 dioptre cylinder (DC) and above in at least 1 eye; where correction of astigmatism is considered clinically necessary
Ophthalmic | Intraocular lens replacement | Intraocular lens (IOL) | Monofocal, astigmatism correcting IOL | AMO Puerto Rico Manufacturing, Inc.; AMO Groningen B.V. | JJSV TECNIS Toric 1-Piece IOL | ZCT7000270 | Standalone | DE0009020 | Indicated for patients with astigmatism of 2.5 dioptre cylinder (DC) and above in at least 1 eye; where correction of astigmatism is considered clinically necessary
Ophthalmic | Intraocular lens replacement | Intraocular lens (IOL) | Monofocal, astigmatism correcting IOL | AMO Puerto Rico Manufacturing, Inc.; AMO Groningen B.V. | JJSV TECNIS Toric 1-Piece IOL | ZCT7000275 | Standalone | DE0009020 | Indicated for patients with astigmatism of 2.5 dioptre cylinder (DC) and above in at least 1 eye; where correction of astigmatism is considered clinically necessary
Ophthalmic | Intraocular lens replacement | Intraocular lens (IOL) | Monofocal, astigmatism correcting IOL | AMO Puerto Rico Manufacturing, Inc.; AMO Groningen B.V. | JJSV TECNIS Toric 1-Piece IOL | ZCT7000280 | Standalone | DE0009020 | Indicated for patients with astigmatism of 2.5 dioptre cylinder (DC) and above in at least 1 eye; where correction of astigmatism is considered clinically necessary
Ophthalmic | Intraocular lens replacement | Intraocular lens (IOL) | Monofocal, astigmatism correcting IOL | AMO Puerto Rico Manufacturing, Inc.; AMO Groningen B.V. | JJSV TECNIS Toric 1-Piece IOL | ZCT7000285 | Standalone | DE0009020 | Indicated for patients with astigmatism of 2.5 dioptre cylinder (DC) and above in at least 1 eye; where correction of astigmatism is considered clinically necessary
Ophthalmic | Intraocular lens replacement | Intraocular lens (IOL) | Monofocal, astigmatism correcting IOL | AMO Puerto Rico Manufacturing, Inc.; AMO Groningen B.V. | JJSV TECNIS Toric 1-Piece IOL | ZCT7000290 | Standalone | DE0009020 | Indicated for patients with astigmatism of 2.5 dioptre cylinder (DC) and above in at least 1 eye; where correction of astigmatism is considered clinically necessary
Ophthalmic | Intraocular lens replacement | Intraocular lens (IOL) | Monofocal, astigmatism correcting IOL | AMO Puerto Rico Manufacturing, Inc.; AMO Groningen B.V. | JJSV TECNIS Toric 1-Piece IOL | ZCT7000295 | Standalone | DE0009020 | Indicated for patients with astigmatism of 2.5 dioptre cylinder (DC) and above in at least 1 eye; where correction of astigmatism is considered clinically necessary
Ophthalmic | Intraocular lens replacement | Intraocular lens (IOL) | Monofocal, astigmatism correcting IOL | AMO Puerto Rico Manufacturing, Inc.; AMO Groningen B.V. | JJSV TECNIS Toric 1-Piece IOL | ZCT7000300 | Standalone | DE0009020 | Indicated for patients with astigmatism of 2.5 dioptre cylinder (DC) and above in at least 1 eye; where correction of astigmatism is considered clinically necessary
Ophthalmic | Intraocular lens replacement | Intraocular lens (IOL) | Monofocal, astigmatism correcting IOL | AMO Puerto Rico Manufacturing, Inc.; AMO Groningen B.V. | JJSV TECNIS Toric 1-Piece IOL | ZCT7000305 | Standalone | DE0009020 | Indicated for patients with astigmatism of 2.5 dioptre cylinder (DC) and above in at least 1 eye; where correction of astigmatism is considered clinically necessary
Ophthalmic | Intraocular lens replacement | Intraocular lens (IOL) | Monofocal, astigmatism correcting IOL | AMO Puerto Rico Manufacturing, Inc.; AMO Groningen B.V. | JJSV TECNIS Toric 1-Piece IOL | ZCT7000310 | Standalone | DE0009020 | Indicated for patients with astigmatism of 2.5 dioptre cylinder (DC) and above in at least 1 eye; where correction of astigmatism is considered clinically necessary
Ophthalmic | Intraocular lens replacement | Intraocular lens (IOL) | Monofocal, astigmatism correcting IOL | AMO Puerto Rico Manufacturing, Inc.; AMO Groningen B.V. | JJSV TECNIS Toric 1-Piece IOL | ZCT7000315 | Standalone | DE0009020 | Indicated for patients with astigmatism of 2.5 dioptre cylinder (DC) and above in at least 1 eye; where correction of astigmatism is considered clinically necessary
Ophthalmic | Intraocular lens replacement | Intraocular lens (IOL) | Monofocal, astigmatism correcting IOL | AMO Puerto Rico Manufacturing, Inc.; AMO Groningen B.V. | JJSV TECNIS Toric 1-Piece IOL | ZCT7000320 | Standalone | DE0009020 | Indicated for patients with astigmatism of 2.5 dioptre cylinder (DC) and above in at least 1 eye; where correction of astigmatism is considered clinically necessary
Ophthalmic | Intraocular lens replacement | Intraocular lens (IOL) | Monofocal, astigmatism correcting IOL | AMO Puerto Rico Manufacturing, Inc.; AMO Groningen B.V. | JJSV TECNIS Toric 1-Piece IOL | ZCT7000325 | Standalone | DE0009020 | Indicated for patients with astigmatism of 2.5 dioptre cylinder (DC) and above in at least 1 eye; where correction of astigmatism is considered clinically necessary
Ophthalmic | Intraocular lens replacement | Intraocular lens (IOL) | Monofocal, astigmatism correcting IOL | AMO Puerto Rico Manufacturing, Inc.; AMO Groningen B.V. | JJSV TECNIS Toric 1-Piece IOL | ZCT7000330 | Standalone | DE0009020 | Indicated for patients with astigmatism of 2.5 dioptre cylinder (DC) and above in at least 1 eye; where correction of astigmatism is considered clinically necessary
Ophthalmic | Intraocular lens replacement | Intraocular lens (IOL) | Monofocal, astigmatism correcting IOL | AMO Puerto Rico Manufacturing, Inc.; AMO Groningen B.V. | JJSV TECNIS Toric 1-Piece IOL | ZCT7000335 | Standalone | DE0009020 | Indicated for patients with astigmatism of 2.5 dioptre cylinder (DC) and above in at least 1 eye; where correction of astigmatism is considered clinically necessary
Ophthalmic | Intraocular lens replacement | Intraocular lens (IOL) | Monofocal, astigmatism correcting IOL | AMO Puerto Rico Manufacturing, Inc.; AMO Groningen B.V. | JJSV TECNIS Toric 1-Piece IOL | ZCT7000340 | Standalone | DE0009020 | Indicated for patients with astigmatism of 2.5 dioptre cylinder (DC) and above in at least 1 eye; where correction of astigmatism is considered clinically necessary
Ophthalmic | Intraocular lens replacement | Intraocular lens (IOL) | Monofocal, astigmatism correcting IOL | AMO Puerto Rico Manufacturing, Inc.; AMO Groningen B.V. | JJSV TECNIS Toric 1-Piece IOL | ZCT8000050 | Standalone | DE0009020 | Indicated for patients with astigmatism of 2.5 dioptre cylinder (DC) and above in at least 1 eye; where correction of astigmatism is considered clinically necessary
Ophthalmic | Intraocular lens replacement | Intraocular lens (IOL) | Monofocal, astigmatism correcting IOL | AMO Puerto Rico Manufacturing, Inc.; AMO Groningen B.V. | JJSV TECNIS Toric 1-Piece IOL | ZCT8000055 | Standalone | DE0009020 | Indicated for patients with astigmatism of 2.5 dioptre cylinder (DC) and above in at least 1 eye; where correction of astigmatism is considered clinically necessary
Ophthalmic | Intraocular lens replacement | Intraocular lens (IOL) | Monofocal, astigmatism correcting IOL | AMO Puerto Rico Manufacturing, Inc.; AMO Groningen B.V. | JJSV TECNIS Toric 1-Piece IOL | ZCT8000060 | Standalone | DE0009020 | Indicated for patients with astigmatism of 2.5 dioptre cylinder (DC) and above in at least 1 eye; where correction of astigmatism is considered clinically necessary
Ophthalmic | Intraocular lens replacement | Intraocular lens (IOL) | Monofocal, astigmatism correcting IOL | AMO Puerto Rico Manufacturing, Inc.; AMO Groningen B.V. | JJSV TECNIS Toric 1-Piece IOL | ZCT8000065 | Standalone | DE0009020 | Indicated for patients with astigmatism of 2.5 dioptre cylinder (DC) and above in at least 1 eye; where correction of astigmatism is considered clinically necessary
Ophthalmic | Intraocular lens replacement | Intraocular lens (IOL) | Monofocal, astigmatism correcting IOL | AMO Puerto Rico Manufacturing, Inc.; AMO Groningen B.V. | JJSV TECNIS Toric 1-Piece IOL | ZCT8000070 | Standalone | DE0009020 | Indicated for patients with astigmatism of 2.5 dioptre cylinder (DC) and above in at least 1 eye; where correction of astigmatism is considered clinically necessary
Ophthalmic | Intraocular lens replacement | Intraocular lens (IOL) | Monofocal, astigmatism correcting IOL | AMO Puerto Rico Manufacturing, Inc.; AMO Groningen B.V. | JJSV TECNIS Toric 1-Piece IOL | ZCT8000075 | Standalone | DE0009020 | Indicated for patients with astigmatism of 2.5 dioptre cylinder (DC) and above in at least 1 eye; where correction of astigmatism is considered clinically necessary
Ophthalmic | Intraocular lens replacement | Intraocular lens (IOL) | Monofocal, astigmatism correcting IOL | AMO Puerto Rico Manufacturing, Inc.; AMO Groningen B.V. | JJSV TECNIS Toric 1-Piece IOL | ZCT8000080 | Standalone | DE0009020 | Indicated for patients with astigmatism of 2.5 dioptre cylinder (DC) and above in at least 1 eye; where correction of astigmatism is considered clinically necessary
Ophthalmic | Intraocular lens replacement | Intraocular lens (IOL) | Monofocal, astigmatism correcting IOL | AMO Puerto Rico Manufacturing, Inc.; AMO Groningen B.V. | JJSV TECNIS Toric 1-Piece IOL | ZCT8000085 | Standalone | DE0009020 | Indicated for patients with astigmatism of 2.5 dioptre cylinder (DC) and above in at least 1 eye; where correction of astigmatism is considered clinically necessary
Ophthalmic | Intraocular lens replacement | Intraocular lens (IOL) | Monofocal, astigmatism correcting IOL | AMO Puerto Rico Manufacturing, Inc.; AMO Groningen B.V. | JJSV TECNIS Toric 1-Piece IOL | ZCT8000090 | Standalone | DE0009020 | Indicated for patients with astigmatism of 2.5 dioptre cylinder (DC) and above in at least 1 eye; where correction of astigmatism is considered clinically necessary
Ophthalmic | Intraocular lens replacement | Intraocular lens (IOL) | Monofocal, astigmatism correcting IOL | AMO Puerto Rico Manufacturing, Inc.; AMO Groningen B.V. | JJSV TECNIS Toric 1-Piece IOL | ZCT8000095 | Standalone | DE0009020 | Indicated for patients with astigmatism of 2.5 dioptre cylinder (DC) and above in at least 1 eye; where correction of astigmatism is considered clinically necessary
Ophthalmic | Intraocular lens replacement | Intraocular lens (IOL) | Monofocal, astigmatism correcting IOL | AMO Puerto Rico Manufacturing, Inc.; AMO Groningen B.V. | JJSV TECNIS Toric 1-Piece IOL | ZCT8000100 | Standalone | DE0009020 | Indicated for patients with astigmatism of 2.5 dioptre cylinder (DC) and above in at least 1 eye; where correction of astigmatism is considered clinically necessary
Ophthalmic | Intraocular lens replacement | Intraocular lens (IOL) | Monofocal, astigmatism correcting IOL | AMO Puerto Rico Manufacturing, Inc.; AMO Groningen B.V. | JJSV TECNIS Toric 1-Piece IOL | ZCT8000105 | Standalone | DE0009020 | Indicated for patients with astigmatism of 2.5 dioptre cylinder (DC) and above in at least 1 eye; where correction of astigmatism is considered clinically necessary
Ophthalmic | Intraocular lens replacement | Intraocular lens (IOL) | Monofocal, astigmatism correcting IOL | AMO Puerto Rico Manufacturing, Inc.; AMO Groningen B.V. | JJSV TECNIS Toric 1-Piece IOL | ZCT8000110 | Standalone | DE0009020 | Indicated for patients with astigmatism of 2.5 dioptre cylinder (DC) and above in at least 1 eye; where correction of astigmatism is considered clinically necessary
Ophthalmic | Intraocular lens replacement | Intraocular lens (IOL) | Monofocal, astigmatism correcting IOL | AMO Puerto Rico Manufacturing, Inc.; AMO Groningen B.V. | JJSV TECNIS Toric 1-Piece IOL | ZCT8000115 | Standalone | DE0009020 | Indicated for patients with astigmatism of 2.5 dioptre cylinder (DC) and above in at least 1 eye; where correction of astigmatism is considered clinically necessary
Ophthalmic | Intraocular lens replacement | Intraocular lens (IOL) | Monofocal, astigmatism correcting IOL | AMO Puerto Rico Manufacturing, Inc.; AMO Groningen B.V. | JJSV TECNIS Toric 1-Piece IOL | ZCT8000120 | Standalone | DE0009020 | Indicated for patients with astigmatism of 2.5 dioptre cylinder (DC) and above in at least 1 eye; where correction of astigmatism is considered clinically necessary
Ophthalmic | Intraocular lens replacement | Intraocular lens (IOL) | Monofocal, astigmatism correcting IOL | AMO Puerto Rico Manufacturing, Inc.; AMO Groningen B.V. | JJSV TECNIS Toric 1-Piece IOL | ZCT8000125 | Standalone | DE0009020 | Indicated for patients with astigmatism of 2.5 dioptre cylinder (DC) and above in at least 1 eye; where correction of astigmatism is considered clinically necessary
Ophthalmic | Intraocular lens replacement | Intraocular lens (IOL) | Monofocal, astigmatism correcting IOL | AMO Puerto Rico Manufacturing, Inc.; AMO Groningen B.V. | JJSV TECNIS Toric 1-Piece IOL | ZCT8000130 | Standalone | DE0009020 | Indicated for patients with astigmatism of 2.5 dioptre cylinder (DC) and above in at least 1 eye; where correction of astigmatism is considered clinically necessary
Ophthalmic | Intraocular lens replacement | Intraocular lens (IOL) | Monofocal, astigmatism correcting IOL | AMO Puerto Rico Manufacturing, Inc.; AMO Groningen B.V. | JJSV TECNIS Toric 1-Piece IOL | ZCT8000135 | Standalone | DE0009020 | Indicated for patients with astigmatism of 2.5 dioptre cylinder (DC) and above in at least 1 eye; where correction of astigmatism is considered clinically necessary
Ophthalmic | Intraocular lens replacement | Intraocular lens (IOL) | Monofocal, astigmatism correcting IOL | AMO Puerto Rico Manufacturing, Inc.; AMO Groningen B.V. | JJSV TECNIS Toric 1-Piece IOL | ZCT8000140 | Standalone | DE0009020 | Indicated for patients with astigmatism of 2.5 dioptre cylinder (DC) and above in at least 1 eye; where correction of astigmatism is considered clinically necessary
Ophthalmic | Intraocular lens replacement | Intraocular lens (IOL) | Monofocal, astigmatism correcting IOL | AMO Puerto Rico Manufacturing, Inc.; AMO Groningen B.V. | JJSV TECNIS Toric 1-Piece IOL | ZCT8000145 | Standalone | DE0009020 | Indicated for patients with astigmatism of 2.5 dioptre cylinder (DC) and above in at least 1 eye; where correction of astigmatism is considered clinically necessary
Ophthalmic | Intraocular lens replacement | Intraocular lens (IOL) | Monofocal, astigmatism correcting IOL | AMO Puerto Rico Manufacturing, Inc.; AMO Groningen B.V. | JJSV TECNIS Toric 1-Piece IOL | ZCT8000150 | Standalone | DE0009020 | Indicated for patients with astigmatism of 2.5 dioptre cylinder (DC) and above in at least 1 eye; where correction of astigmatism is considered clinically necessary
Ophthalmic | Intraocular lens replacement | Intraocular lens (IOL) | Monofocal, astigmatism correcting IOL | AMO Puerto Rico Manufacturing, Inc.; AMO Groningen B.V. | JJSV TECNIS Toric 1-Piece IOL | ZCT8000155 | Standalone | DE0009020 | Indicated for patients with astigmatism of 2.5 dioptre cylinder (DC) and above in at least 1 eye; where correction of astigmatism is considered clinically necessary
Ophthalmic | Intraocular lens replacement | Intraocular lens (IOL) | Monofocal, astigmatism correcting IOL | AMO Puerto Rico Manufacturing, Inc.; AMO Groningen B.V. | JJSV TECNIS Toric 1-Piece IOL | ZCT8000160 | Standalone | DE0009020 | Indicated for patients with astigmatism of 2.5 dioptre cylinder (DC) and above in at least 1 eye; where correction of astigmatism is considered clinically necessary
Ophthalmic | Intraocular lens replacement | Intraocular lens (IOL) | Monofocal, astigmatism correcting IOL | AMO Puerto Rico Manufacturing, Inc.; AMO Groningen B.V. | JJSV TECNIS Toric 1-Piece IOL | ZCT8000165 | Standalone | DE0009020 | Indicated for patients with astigmatism of 2.5 dioptre cylinder (DC) and above in at least 1 eye; where correction of astigmatism is considered clinically necessary
Ophthalmic | Intraocular lens replacement | Intraocular lens (IOL) | Monofocal, astigmatism correcting IOL | AMO Puerto Rico Manufacturing, Inc.; AMO Groningen B.V. | JJSV TECNIS Toric 1-Piece IOL | ZCT8000170 | Standalone | DE0009020 | Indicated for patients with astigmatism of 2.5 dioptre cylinder (DC) and above in at least 1 eye; where correction of astigmatism is considered clinically necessary
Ophthalmic | Intraocular lens replacement | Intraocular lens (IOL) | Monofocal, astigmatism correcting IOL | AMO Puerto Rico Manufacturing, Inc.; AMO Groningen B.V. | JJSV TECNIS Toric 1-Piece IOL | ZCT8000175 | Standalone | DE0009020 | Indicated for patients with astigmatism of 2.5 dioptre cylinder (DC) and above in at least 1 eye; where correction of astigmatism is considered clinically necessary
Ophthalmic | Intraocular lens replacement | Intraocular lens (IOL) | Monofocal, astigmatism correcting IOL | AMO Puerto Rico Manufacturing, Inc.; AMO Groningen B.V. | JJSV TECNIS Toric 1-Piece IOL | ZCT8000180 | Standalone | DE0009020 | Indicated for patients with astigmatism of 2.5 dioptre cylinder (DC) and above in at least 1 eye; where correction of astigmatism is considered clinically necessary
Ophthalmic | Intraocular lens replacement | Intraocular lens (IOL) | Monofocal, astigmatism correcting IOL | AMO Puerto Rico Manufacturing, Inc.; AMO Groningen B.V. | JJSV TECNIS Toric 1-Piece IOL | ZCT8000185 | Standalone | DE0009020 | Indicated for patients with astigmatism of 2.5 dioptre cylinder (DC) and above in at least 1 eye; where correction of astigmatism is considered clinically necessary
Ophthalmic | Intraocular lens replacement | Intraocular lens (IOL) | Monofocal, astigmatism correcting IOL | AMO Puerto Rico Manufacturing, Inc.; AMO Groningen B.V. | JJSV TECNIS Toric 1-Piece IOL | ZCT8000190 | Standalone | DE0009020 | Indicated for patients with astigmatism of 2.5 dioptre cylinder (DC) and above in at least 1 eye; where correction of astigmatism is considered clinically necessary
Ophthalmic | Intraocular lens replacement | Intraocular lens (IOL) | Monofocal, astigmatism correcting IOL | AMO Puerto Rico Manufacturing, Inc.; AMO Groningen B.V. | JJSV TECNIS Toric 1-Piece IOL | ZCT8000195 | Standalone | DE0009020 | Indicated for patients with astigmatism of 2.5 dioptre cylinder (DC) and above in at least 1 eye; where correction of astigmatism is considered clinically necessary
Ophthalmic | Intraocular lens replacement | Intraocular lens (IOL) | Monofocal, astigmatism correcting IOL | AMO Puerto Rico Manufacturing, Inc.; AMO Groningen B.V. | JJSV TECNIS Toric 1-Piece IOL | ZCT8000200 | Standalone | DE0009020 | Indicated for patients with astigmatism of 2.5 dioptre cylinder (DC) and above in at least 1 eye; where correction of astigmatism is considered clinically necessary
Ophthalmic | Intraocular lens replacement | Intraocular lens (IOL) | Monofocal, astigmatism correcting IOL | AMO Puerto Rico Manufacturing, Inc.; AMO Groningen B.V. | JJSV TECNIS Toric 1-Piece IOL | ZCT8000205 | Standalone | DE0009020 | Indicated for patients with astigmatism of 2.5 dioptre cylinder (DC) and above in at least 1 eye; where correction of astigmatism is considered clinically necessary
Ophthalmic | Intraocular lens replacement | Intraocular lens (IOL) | Monofocal, astigmatism correcting IOL | AMO Puerto Rico Manufacturing, Inc.; AMO Groningen B.V. | JJSV TECNIS Toric 1-Piece IOL | ZCT8000210 | Standalone | DE0009020 | Indicated for patients with astigmatism of 2.5 dioptre cylinder (DC) and above in at least 1 eye; where correction of astigmatism is considered clinically necessary
Ophthalmic | Intraocular lens replacement | Intraocular lens (IOL) | Monofocal, astigmatism correcting IOL | AMO Puerto Rico Manufacturing, Inc.; AMO Groningen B.V. | JJSV TECNIS Toric 1-Piece IOL | ZCT8000215 | Standalone | DE0009020 | Indicated for patients with astigmatism of 2.5 dioptre cylinder (DC) and above in at least 1 eye; where correction of astigmatism is considered clinically necessary
Ophthalmic | Intraocular lens replacement | Intraocular lens (IOL) | Monofocal, astigmatism correcting IOL | AMO Puerto Rico Manufacturing, Inc.; AMO Groningen B.V. | JJSV TECNIS Toric 1-Piece IOL | ZCT8000220 | Standalone | DE0009020 | Indicated for patients with astigmatism of 2.5 dioptre cylinder (DC) and above in at least 1 eye; where correction of astigmatism is considered clinically necessary
Ophthalmic | Intraocular lens replacement | Intraocular lens (IOL) | Monofocal, astigmatism correcting IOL | AMO Puerto Rico Manufacturing, Inc.; AMO Groningen B.V. | JJSV TECNIS Toric 1-Piece IOL | ZCT8000225 | Standalone | DE0009020 | Indicated for patients with astigmatism of 2.5 dioptre cylinder (DC) and above in at least 1 eye; where correction of astigmatism is considered clinically necessary
Ophthalmic | Intraocular lens replacement | Intraocular lens (IOL) | Monofocal, astigmatism correcting IOL | AMO Puerto Rico Manufacturing, Inc.; AMO Groningen B.V. | JJSV TECNIS Toric 1-Piece IOL | ZCT8000230 | Standalone | DE0009020 | Indicated for patients with astigmatism of 2.5 dioptre cylinder (DC) and above in at least 1 eye; where correction of astigmatism is considered clinically necessary
Ophthalmic | Intraocular lens replacement | Intraocular lens (IOL) | Monofocal, astigmatism correcting IOL | AMO Puerto Rico Manufacturing, Inc.; AMO Groningen B.V. | JJSV TECNIS Toric 1-Piece IOL | ZCT8000235 | Standalone | DE0009020 | Indicated for patients with astigmatism of 2.5 dioptre cylinder (DC) and above in at least 1 eye; where correction of astigmatism is considered clinically necessary
Ophthalmic | Intraocular lens replacement | Intraocular lens (IOL) | Monofocal, astigmatism correcting IOL | AMO Puerto Rico Manufacturing, Inc.; AMO Groningen B.V. | JJSV TECNIS Toric 1-Piece IOL | ZCT8000240 | Standalone | DE0009020 | Indicated for patients with astigmatism of 2.5 dioptre cylinder (DC) and above in at least 1 eye; where correction of astigmatism is considered clinically necessary
Ophthalmic | Intraocular lens replacement | Intraocular lens (IOL) | Monofocal, astigmatism correcting IOL | AMO Puerto Rico Manufacturing, Inc.; AMO Groningen B.V. | JJSV TECNIS Toric 1-Piece IOL | ZCT8000245 | Standalone | DE0009020 | Indicated for patients with astigmatism of 2.5 dioptre cylinder (DC) and above in at least 1 eye; where correction of astigmatism is considered clinically necessary
Ophthalmic | Intraocular lens replacement | Intraocular lens (IOL) | Monofocal, astigmatism correcting IOL | AMO Puerto Rico Manufacturing, Inc.; AMO Groningen B.V. | JJSV TECNIS Toric 1-Piece IOL | ZCT8000250 | Standalone | DE0009020 | Indicated for patients with astigmatism of 2.5 dioptre cylinder (DC) and above in at least 1 eye; where correction of astigmatism is considered clinically necessary
Ophthalmic | Intraocular lens replacement | Intraocular lens (IOL) | Monofocal, astigmatism correcting IOL | AMO Puerto Rico Manufacturing, Inc.; AMO Groningen B.V. | JJSV TECNIS Toric 1-Piece IOL | ZCT8000255 | Standalone | DE0009020 | Indicated for patients with astigmatism of 2.5 dioptre cylinder (DC) and above in at least 1 eye; where correction of astigmatism is considered clinically necessary
Ophthalmic | Intraocular lens replacement | Intraocular lens (IOL) | Monofocal, astigmatism correcting IOL | AMO Puerto Rico Manufacturing, Inc.; AMO Groningen B.V. | JJSV TECNIS Toric 1-Piece IOL | ZCT8000260 | Standalone | DE0009020 | Indicated for patients with astigmatism of 2.5 dioptre cylinder (DC) and above in at least 1 eye; where correction of astigmatism is considered clinically necessary
Ophthalmic | Intraocular lens replacement | Intraocular lens (IOL) | Monofocal, astigmatism correcting IOL | AMO Puerto Rico Manufacturing, Inc.; AMO Groningen B.V. | JJSV TECNIS Toric 1-Piece IOL | ZCT8000265 | Standalone | DE0009020 | Indicated for patients with astigmatism of 2.5 dioptre cylinder (DC) and above in at least 1 eye; where correction of astigmatism is considered clinically necessary
Ophthalmic | Intraocular lens replacement | Intraocular lens (IOL) | Monofocal, astigmatism correcting IOL | AMO Puerto Rico Manufacturing, Inc.; AMO Groningen B.V. | JJSV TECNIS Toric 1-Piece IOL | ZCT8000270 | Standalone | DE0009020 | Indicated for patients with astigmatism of 2.5 dioptre cylinder (DC) and above in at least 1 eye; where correction of astigmatism is considered clinically necessary
Ophthalmic | Intraocular lens replacement | Intraocular lens (IOL) | Monofocal, astigmatism correcting IOL | AMO Puerto Rico Manufacturing, Inc.; AMO Groningen B.V. | JJSV TECNIS Toric 1-Piece IOL | ZCT8000275 | Standalone | DE0009020 | Indicated for patients with astigmatism of 2.5 dioptre cylinder (DC) and above in at least 1 eye; where correction of astigmatism is considered clinically necessary
Ophthalmic | Intraocular lens replacement | Intraocular lens (IOL) | Monofocal, astigmatism correcting IOL | AMO Puerto Rico Manufacturing, Inc.; AMO Groningen B.V. | JJSV TECNIS Toric 1-Piece IOL | ZCT8000280 | Standalone | DE0009020 | Indicated for patients with astigmatism of 2.5 dioptre cylinder (DC) and above in at least 1 eye; where correction of astigmatism is considered clinically necessary
Ophthalmic | Intraocular lens replacement | Intraocular lens (IOL) | Monofocal, astigmatism correcting IOL | AMO Puerto Rico Manufacturing, Inc.; AMO Groningen B.V. | JJSV TECNIS Toric 1-Piece IOL | ZCT8000285 | Standalone | DE0009020 | Indicated for patients with astigmatism of 2.5 dioptre cylinder (DC) and above in at least 1 eye; where correction of astigmatism is considered clinically necessary
Ophthalmic | Intraocular lens replacement | Intraocular lens (IOL) | Monofocal, astigmatism correcting IOL | AMO Puerto Rico Manufacturing, Inc.; AMO Groningen B.V. | JJSV TECNIS Toric 1-Piece IOL | ZCT8000290 | Standalone | DE0009020 | Indicated for patients with astigmatism of 2.5 dioptre cylinder (DC) and above in at least 1 eye; where correction of astigmatism is considered clinically necessary
Ophthalmic | Intraocular lens replacement | Intraocular lens (IOL) | Monofocal, astigmatism correcting IOL | AMO Puerto Rico Manufacturing, Inc.; AMO Groningen B.V. | JJSV TECNIS Toric 1-Piece IOL | ZCT8000295 | Standalone | DE0009020 | Indicated for patients with astigmatism of 2.5 dioptre cylinder (DC) and above in at least 1 eye; where correction of astigmatism is considered clinically necessary
Ophthalmic | Intraocular lens replacement | Intraocular lens (IOL) | Monofocal, astigmatism correcting IOL | AMO Puerto Rico Manufacturing, Inc.; AMO Groningen B.V. | JJSV TECNIS Toric 1-Piece IOL | ZCT8000300 | Standalone | DE0009020 | Indicated for patients with astigmatism of 2.5 dioptre cylinder (DC) and above in at least 1 eye; where correction of astigmatism is considered clinically necessary
Ophthalmic | Intraocular lens replacement | Intraocular lens (IOL) | Monofocal, astigmatism correcting IOL | AMO Puerto Rico Manufacturing, Inc.; AMO Groningen B.V. | JJSV TECNIS Toric 1-Piece IOL | ZCT8000305 | Standalone | DE0009020 | Indicated for patients with astigmatism of 2.5 dioptre cylinder (DC) and above in at least 1 eye; where correction of astigmatism is considered clinically necessary
Ophthalmic | Intraocular lens replacement | Intraocular lens (IOL) | Monofocal, astigmatism correcting IOL | AMO Puerto Rico Manufacturing, Inc.; AMO Groningen B.V. | JJSV TECNIS Toric 1-Piece IOL | ZCT8000310 | Standalone | DE0009020 | Indicated for patients with astigmatism of 2.5 dioptre cylinder (DC) and above in at least 1 eye; where correction of astigmatism is considered clinically necessary
Ophthalmic | Intraocular lens replacement | Intraocular lens (IOL) | Monofocal, astigmatism correcting IOL | AMO Puerto Rico Manufacturing, Inc.; AMO Groningen B.V. | JJSV TECNIS Toric 1-Piece IOL | ZCT8000315 | Standalone | DE0009020 | Indicated for patients with astigmatism of 2.5 dioptre cylinder (DC) and above in at least 1 eye; where correction of astigmatism is considered clinically necessary
Ophthalmic | Intraocular lens replacement | Intraocular lens (IOL) | Monofocal, astigmatism correcting IOL | AMO Puerto Rico Manufacturing, Inc.; AMO Groningen B.V. | JJSV TECNIS Toric 1-Piece IOL | ZCT8000320 | Standalone | DE0009020 | Indicated for patients with astigmatism of 2.5 dioptre cylinder (DC) and above in at least 1 eye; where correction of astigmatism is considered clinically necessary
Ophthalmic | Intraocular lens replacement | Intraocular lens (IOL) | Monofocal, astigmatism correcting IOL | AMO Puerto Rico Manufacturing, Inc.; AMO Groningen B.V. | JJSV TECNIS Toric 1-Piece IOL | ZCT8000325 | Standalone | DE0009020 | Indicated for patients with astigmatism of 2.5 dioptre cylinder (DC) and above in at least 1 eye; where correction of astigmatism is considered clinically necessary
Ophthalmic | Intraocular lens replacement | Intraocular lens (IOL) | Monofocal, astigmatism correcting IOL | AMO Puerto Rico Manufacturing, Inc.; AMO Groningen B.V. | JJSV TECNIS Toric 1-Piece IOL | ZCT8000330 | Standalone | DE0009020 | Indicated for patients with astigmatism of 2.5 dioptre cylinder (DC) and above in at least 1 eye; where correction of astigmatism is considered clinically necessary
Ophthalmic | Intraocular lens replacement | Intraocular lens (IOL) | Monofocal, astigmatism correcting IOL | AMO Puerto Rico Manufacturing, Inc.; AMO Groningen B.V. | JJSV TECNIS Toric 1-Piece IOL | ZCT8000335 | Standalone | DE0009020 | Indicated for patients with astigmatism of 2.5 dioptre cylinder (DC) and above in at least 1 eye; where correction of astigmatism is considered clinically necessary
Ophthalmic | Intraocular lens replacement | Intraocular lens (IOL) | Monofocal, astigmatism correcting IOL | AMO Puerto Rico Manufacturing, Inc.; AMO Groningen B.V. | JJSV TECNIS Toric 1-Piece IOL | ZCT8000340 | Standalone | DE0009020 | Indicated for patients with astigmatism of 2.5 dioptre cylinder (DC) and above in at least 1 eye; where correction of astigmatism is considered clinically necessary
Ophthalmic | Intraocular lens replacement | Intraocular lens (IOL) | Monofocal, astigmatism correcting IOL | Bausch and Lomb | enVista Hydrophobic Toric Acrylic Intraocular lens (6.0-30.0 diopters) | MX60T CYL: 5.75D; SPH: 30.00 | Standalone | DE0016024 | Indicated for patients with astigmatism of 2.5 dioptre cylinder (DC) and above in at least 1 eye; where correction of astigmatism is considered clinically necessary
Ophthalmic | Intraocular lens replacement | Intraocular lens (IOL) | Monofocal, astigmatism correcting IOL | Bausch and Lomb | enVista Hydrophobic Toric Acrylic Intraocular lens (6.0-30.0 diopters) | MX60T CYL: 5.75D; SPH: 29.50 | Standalone | DE0016024 | Indicated for patients with astigmatism of 2.5 dioptre cylinder (DC) and above in at least 1 eye; where correction of astigmatism is considered clinically necessary
Ophthalmic | Intraocular lens replacement | Intraocular lens (IOL) | Monofocal, astigmatism correcting IOL | Bausch and Lomb | enVista Hydrophobic Toric Acrylic Intraocular lens (6.0-30.0 diopters) | MX60T CYL: 5.75D; SPH: 29.00 | Standalone | DE0016024 | Indicated for patients with astigmatism of 2.5 dioptre cylinder (DC) and above in at least 1 eye; where correction of astigmatism is considered clinically necessary
Ophthalmic | Intraocular lens replacement | Intraocular lens (IOL) | Monofocal, astigmatism correcting IOL | Bausch and Lomb | enVista Hydrophobic Toric Acrylic Intraocular lens (6.0-30.0 diopters) | MX60T CYL: 5.75D; SPH: 28.50 | Standalone | DE0016024 | Indicated for patients with astigmatism of 2.5 dioptre cylinder (DC) and above in at least 1 eye; where correction of astigmatism is considered clinically necessary
Ophthalmic | Intraocular lens replacement | Intraocular lens (IOL) | Monofocal, astigmatism correcting IOL | Bausch and Lomb | enVista Hydrophobic Toric Acrylic Intraocular lens (6.0-30.0 diopters) | MX60T CYL: 5.75D; SPH: 28.00 | Standalone | DE0016024 | Indicated for patients with astigmatism of 2.5 dioptre cylinder (DC) and above in at least 1 eye; where correction of astigmatism is considered clinically necessary
Ophthalmic | Intraocular lens replacement | Intraocular lens (IOL) | Monofocal, astigmatism correcting IOL | Bausch and Lomb | enVista Hydrophobic Toric Acrylic Intraocular lens (6.0-30.0 diopters) | MX60T CYL: 5.75D; SPH: 27.50 | Standalone | DE0016024 | Indicated for patients with astigmatism of 2.5 dioptre cylinder (DC) and above in at least 1 eye; where correction of astigmatism is considered clinically necessary
Ophthalmic | Intraocular lens replacement | Intraocular lens (IOL) | Monofocal, astigmatism correcting IOL | Bausch and Lomb | enVista Hydrophobic Toric Acrylic Intraocular lens (6.0-30.0 diopters) | MX60T CYL: 5.75D; SPH: 27.00 | Standalone | DE0016024 | Indicated for patients with astigmatism of 2.5 dioptre cylinder (DC) and above in at least 1 eye; where correction of astigmatism is considered clinically necessary
Ophthalmic | Intraocular lens replacement | Intraocular lens (IOL) | Monofocal, astigmatism correcting IOL | Bausch and Lomb | enVista Hydrophobic Toric Acrylic Intraocular lens (6.0-30.0 diopters) | MX60T CYL: 5.75D; SPH: 26.50 | Standalone | DE0016024 | Indicated for patients with astigmatism of 2.5 dioptre cylinder (DC) and above in at least 1 eye; where correction of astigmatism is considered clinically necessary
Ophthalmic | Intraocular lens replacement | Intraocular lens (IOL) | Monofocal, astigmatism correcting IOL | Bausch and Lomb | enVista Hydrophobic Toric Acrylic Intraocular lens (6.0-30.0 diopters) | MX60T CYL: 5.75D; SPH: 26.00 | Standalone | DE0016024 | Indicated for patients with astigmatism of 2.5 dioptre cylinder (DC) and above in at least 1 eye; where correction of astigmatism is considered clinically necessary
Ophthalmic | Intraocular lens replacement | Intraocular lens (IOL) | Monofocal, astigmatism correcting IOL | Bausch and Lomb | enVista Hydrophobic Toric Acrylic Intraocular lens (6.0-30.0 diopters) | MX60T CYL: 5.75D; SPH: 25.50 | Standalone | DE0016024 | Indicated for patients with astigmatism of 2.5 dioptre cylinder (DC) and above in at least 1 eye; where correction of astigmatism is considered clinically necessary
Ophthalmic | Intraocular lens replacement | Intraocular lens (IOL) | Monofocal, astigmatism correcting IOL | Bausch and Lomb | enVista Hydrophobic Toric Acrylic Intraocular lens (6.0-30.0 diopters) | MX60T CYL: 5.75D; SPH: 25.00 | Standalone | DE0016024 | Indicated for patients with astigmatism of 2.5 dioptre cylinder (DC) and above in at least 1 eye; where correction of astigmatism is considered clinically necessary
Ophthalmic | Intraocular lens replacement | Intraocular lens (IOL) | Monofocal, astigmatism correcting IOL | Bausch and Lomb | enVista Hydrophobic Toric Acrylic Intraocular lens (6.0-30.0 diopters) | MX60T CYL: 5.75D; SPH: 24.50 | Standalone | DE0016024 | Indicated for patients with astigmatism of 2.5 dioptre cylinder (DC) and above in at least 1 eye; where correction of astigmatism is considered clinically necessary
Ophthalmic | Intraocular lens replacement | Intraocular lens (IOL) | Monofocal, astigmatism correcting IOL | Bausch and Lomb | enVista Hydrophobic Toric Acrylic Intraocular lens (6.0-30.0 diopters) | MX60T CYL: 5.75D; SPH: 24.00 | Standalone | DE0016024 | Indicated for patients with astigmatism of 2.5 dioptre cylinder (DC) and above in at least 1 eye; where correction of astigmatism is considered clinically necessary
Ophthalmic | Intraocular lens replacement | Intraocular lens (IOL) | Monofocal, astigmatism correcting IOL | Bausch and Lomb | enVista Hydrophobic Toric Acrylic Intraocular lens (6.0-30.0 diopters) | MX60T CYL: 5.75D; SPH: 23.50 | Standalone | DE0016024 | Indicated for patients with astigmatism of 2.5 dioptre cylinder (DC) and above in at least 1 eye; where correction of astigmatism is considered clinically necessary
Ophthalmic | Intraocular lens replacement | Intraocular lens (IOL) | Monofocal, astigmatism correcting IOL | Bausch and Lomb | enVista Hydrophobic Toric Acrylic Intraocular lens (6.0-30.0 diopters) | MX60T CYL: 5.75D; SPH: 23.00 | Standalone | DE0016024 | Indicated for patients with astigmatism of 2.5 dioptre cylinder (DC) and above in at least 1 eye; where correction of astigmatism is considered clinically necessary
Ophthalmic | Intraocular lens replacement | Intraocular lens (IOL) | Monofocal, astigmatism correcting IOL | Bausch and Lomb | enVista Hydrophobic Toric Acrylic Intraocular lens (6.0-30.0 diopters) | MX60T CYL: 5.75D; SPH: 22.50 | Standalone | DE0016024 | Indicated for patients with astigmatism of 2.5 dioptre cylinder (DC) and above in at least 1 eye; where correction of astigmatism is considered clinically necessary
Ophthalmic | Intraocular lens replacement | Intraocular lens (IOL) | Monofocal, astigmatism correcting IOL | Bausch and Lomb | enVista Hydrophobic Toric Acrylic Intraocular lens (6.0-30.0 diopters) | MX60T CYL: 5.75D; SPH: 22.00 | Standalone | DE0016024 | Indicated for patients with astigmatism of 2.5 dioptre cylinder (DC) and above in at least 1 eye; where correction of astigmatism is considered clinically necessary
Ophthalmic | Intraocular lens replacement | Intraocular lens (IOL) | Monofocal, astigmatism correcting IOL | Bausch and Lomb | enVista Hydrophobic Toric Acrylic Intraocular lens (6.0-30.0 diopters) | MX60T CYL: 5.75D; SPH: 21.50 | Standalone | DE0016024 | Indicated for patients with astigmatism of 2.5 dioptre cylinder (DC) and above in at least 1 eye; where correction of astigmatism is considered clinically necessary
Ophthalmic | Intraocular lens replacement | Intraocular lens (IOL) | Monofocal, astigmatism correcting IOL | Bausch and Lomb | enVista Hydrophobic Toric Acrylic Intraocular lens (6.0-30.0 diopters) | MX60T CYL: 5.75D; SPH: 21.00 | Standalone | DE0016024 | Indicated for patients with astigmatism of 2.5 dioptre cylinder (DC) and above in at least 1 eye; where correction of astigmatism is considered clinically necessary
Ophthalmic | Intraocular lens replacement | Intraocular lens (IOL) | Monofocal, astigmatism correcting IOL | Bausch and Lomb | enVista Hydrophobic Toric Acrylic Intraocular lens (6.0-30.0 diopters) | MX60T CYL: 5.75D; SPH: 20.50 | Standalone | DE0016024 | Indicated for patients with astigmatism of 2.5 dioptre cylinder (DC) and above in at least 1 eye; where correction of astigmatism is considered clinically necessary
Ophthalmic | Intraocular lens replacement | Intraocular lens (IOL) | Monofocal, astigmatism correcting IOL | Bausch and Lomb | enVista Hydrophobic Toric Acrylic Intraocular lens (6.0-30.0 diopters) | MX60T CYL: 5.75D; SPH: 20.00 | Standalone | DE0016024 | Indicated for patients with astigmatism of 2.5 dioptre cylinder (DC) and above in at least 1 eye; where correction of astigmatism is considered clinically necessary
Ophthalmic | Intraocular lens replacement | Intraocular lens (IOL) | Monofocal, astigmatism correcting IOL | Bausch and Lomb | enVista Hydrophobic Toric Acrylic Intraocular lens (6.0-30.0 diopters) | MX60T CYL: 5.75D; SPH: 19.50 | Standalone | DE0016024 | Indicated for patients with astigmatism of 2.5 dioptre cylinder (DC) and above in at least 1 eye; where correction of astigmatism is considered clinically necessary
Ophthalmic | Intraocular lens replacement | Intraocular lens (IOL) | Monofocal, astigmatism correcting IOL | Bausch and Lomb | enVista Hydrophobic Toric Acrylic Intraocular lens (6.0-30.0 diopters) | MX60T CYL: 5.75D; SPH: 19.00 | Standalone | DE0016024 | Indicated for patients with astigmatism of 2.5 dioptre cylinder (DC) and above in at least 1 eye; where correction of astigmatism is considered clinically necessary
Ophthalmic | Intraocular lens replacement | Intraocular lens (IOL) | Monofocal, astigmatism correcting IOL | Bausch and Lomb | enVista Hydrophobic Toric Acrylic Intraocular lens (6.0-30.0 diopters) | MX60T CYL: 5.75D; SPH: 18.50 | Standalone | DE0016024 | Indicated for patients with astigmatism of 2.5 dioptre cylinder (DC) and above in at least 1 eye; where correction of astigmatism is considered clinically necessary
Ophthalmic | Intraocular lens replacement | Intraocular lens (IOL) | Monofocal, astigmatism correcting IOL | Bausch and Lomb | enVista Hydrophobic Toric Acrylic Intraocular lens (6.0-30.0 diopters) | MX60T CYL: 5.75D; SPH: 18.00 | Standalone | DE0016024 | Indicated for patients with astigmatism of 2.5 dioptre cylinder (DC) and above in at least 1 eye; where correction of astigmatism is considered clinically necessary
Ophthalmic | Intraocular lens replacement | Intraocular lens (IOL) | Monofocal, astigmatism correcting IOL | Bausch and Lomb | enVista Hydrophobic Toric Acrylic Intraocular lens (6.0-30.0 diopters) | MX60T CYL: 5.75D; SPH: 17.50 | Standalone | DE0016024 | Indicated for patients with astigmatism of 2.5 dioptre cylinder (DC) and above in at least 1 eye; where correction of astigmatism is considered clinically necessary
Ophthalmic | Intraocular lens replacement | Intraocular lens (IOL) | Monofocal, astigmatism correcting IOL | Bausch and Lomb | enVista Hydrophobic Toric Acrylic Intraocular lens (6.0-30.0 diopters) | MX60T CYL: 5.75D; SPH: 17.00 | Standalone | DE0016024 | Indicated for patients with astigmatism of 2.5 dioptre cylinder (DC) and above in at least 1 eye; where correction of astigmatism is considered clinically necessary
Ophthalmic | Intraocular lens replacement | Intraocular lens (IOL) | Monofocal, astigmatism correcting IOL | Bausch and Lomb | enVista Hydrophobic Toric Acrylic Intraocular lens (6.0-30.0 diopters) | MX60T CYL: 5.75D; SPH: 16.50 | Standalone | DE0016024 | Indicated for patients with astigmatism of 2.5 dioptre cylinder (DC) and above in at least 1 eye; where correction of astigmatism is considered clinically necessary
Ophthalmic | Intraocular lens replacement | Intraocular lens (IOL) | Monofocal, astigmatism correcting IOL | Bausch and Lomb | enVista Hydrophobic Toric Acrylic Intraocular lens (6.0-30.0 diopters) | MX60T CYL: 5.75D; SPH: 16.00 | Standalone | DE0016024 | Indicated for patients with astigmatism of 2.5 dioptre cylinder (DC) and above in at least 1 eye; where correction of astigmatism is considered clinically necessary
Ophthalmic | Intraocular lens replacement | Intraocular lens (IOL) | Monofocal, astigmatism correcting IOL | Bausch and Lomb | enVista Hydrophobic Toric Acrylic Intraocular lens (6.0-30.0 diopters) | MX60T CYL: 5.75D; SPH: 15.50 | Standalone | DE0016024 | Indicated for patients with astigmatism of 2.5 dioptre cylinder (DC) and above in at least 1 eye; where correction of astigmatism is considered clinically necessary
Ophthalmic | Intraocular lens replacement | Intraocular lens (IOL) | Monofocal, astigmatism correcting IOL | Bausch and Lomb | enVista Hydrophobic Toric Acrylic Intraocular lens (6.0-30.0 diopters) | MX60T CYL: 5.75D; SPH: 15.00 | Standalone | DE0016024 | Indicated for patients with astigmatism of 2.5 dioptre cylinder (DC) and above in at least 1 eye; where correction of astigmatism is considered clinically necessary
Ophthalmic | Intraocular lens replacement | Intraocular lens (IOL) | Monofocal, astigmatism correcting IOL | Bausch and Lomb | enVista Hydrophobic Toric Acrylic Intraocular lens (6.0-30.0 diopters) | MX60T CYL: 5.75D; SPH: 14.50 | Standalone | DE0016024 | Indicated for patients with astigmatism of 2.5 dioptre cylinder (DC) and above in at least 1 eye; where correction of astigmatism is considered clinically necessary
Ophthalmic | Intraocular lens replacement | Intraocular lens (IOL) | Monofocal, astigmatism correcting IOL | Bausch and Lomb | enVista Hydrophobic Toric Acrylic Intraocular lens (6.0-30.0 diopters) | MX60T CYL: 5.75D; SPH: 14.00 | Standalone | DE0016024 | Indicated for patients with astigmatism of 2.5 dioptre cylinder (DC) and above in at least 1 eye; where correction of astigmatism is considered clinically necessary
Ophthalmic | Intraocular lens replacement | Intraocular lens (IOL) | Monofocal, astigmatism correcting IOL | Bausch and Lomb | enVista Hydrophobic Toric Acrylic Intraocular lens (6.0-30.0 diopters) | MX60T CYL: 5.75D; SPH: 13.50 | Standalone | DE0016024 | Indicated for patients with astigmatism of 2.5 dioptre cylinder (DC) and above in at least 1 eye; where correction of astigmatism is considered clinically necessary
Ophthalmic | Intraocular lens replacement | Intraocular lens (IOL) | Monofocal, astigmatism correcting IOL | Bausch and Lomb | enVista Hydrophobic Toric Acrylic Intraocular lens (6.0-30.0 diopters) | MX60T CYL: 5.75D; SPH: 13.00 | Standalone | DE0016024 | Indicated for patients with astigmatism of 2.5 dioptre cylinder (DC) and above in at least 1 eye; where correction of astigmatism is considered clinically necessary
Ophthalmic | Intraocular lens replacement | Intraocular lens (IOL) | Monofocal, astigmatism correcting IOL | Bausch and Lomb | enVista Hydrophobic Toric Acrylic Intraocular lens (6.0-30.0 diopters) | MX60T CYL: 5.75D; SPH: 12.50 | Standalone | DE0016024 | Indicated for patients with astigmatism of 2.5 dioptre cylinder (DC) and above in at least 1 eye; where correction of astigmatism is considered clinically necessary
Ophthalmic | Intraocular lens replacement | Intraocular lens (IOL) | Monofocal, astigmatism correcting IOL | Bausch and Lomb | enVista Hydrophobic Toric Acrylic Intraocular lens (6.0-30.0 diopters) | MX60T CYL: 5.75D; SPH: 12.00 | Standalone | DE0016024 | Indicated for patients with astigmatism of 2.5 dioptre cylinder (DC) and above in at least 1 eye; where correction of astigmatism is considered clinically necessary
Ophthalmic | Intraocular lens replacement | Intraocular lens (IOL) | Monofocal, astigmatism correcting IOL | Bausch and Lomb | enVista Hydrophobic Toric Acrylic Intraocular lens (6.0-30.0 diopters) | MX60T CYL: 5.75D; SPH: 11.50 | Standalone | DE0016024 | Indicated for patients with astigmatism of 2.5 dioptre cylinder (DC) and above in at least 1 eye; where correction of astigmatism is considered clinically necessary
Ophthalmic | Intraocular lens replacement | Intraocular lens (IOL) | Monofocal, astigmatism correcting IOL | Bausch and Lomb | enVista Hydrophobic Toric Acrylic Intraocular lens (6.0-30.0 diopters) | MX60T CYL: 5.75D; SPH: 11.00 | Standalone | DE0016024 | Indicated for patients with astigmatism of 2.5 dioptre cylinder (DC) and above in at least 1 eye; where correction of astigmatism is considered clinically necessary
Ophthalmic | Intraocular lens replacement | Intraocular lens (IOL) | Monofocal, astigmatism correcting IOL | Bausch and Lomb | enVista Hydrophobic Toric Acrylic Intraocular lens (6.0-30.0 diopters) | MX60T CYL: 5.75D; SPH: 10.50 | Standalone | DE0016024 | Indicated for patients with astigmatism of 2.5 dioptre cylinder (DC) and above in at least 1 eye; where correction of astigmatism is considered clinically necessary
Ophthalmic | Intraocular lens replacement | Intraocular lens (IOL) | Monofocal, astigmatism correcting IOL | Bausch and Lomb | enVista Hydrophobic Toric Acrylic Intraocular lens (6.0-30.0 diopters) | MX60T CYL: 5.75D; SPH: 10.00 | Standalone | DE0016024 | Indicated for patients with astigmatism of 2.5 dioptre cylinder (DC) and above in at least 1 eye; where correction of astigmatism is considered clinically necessary
Ophthalmic | Intraocular lens replacement | Intraocular lens (IOL) | Monofocal, astigmatism correcting IOL | Bausch and Lomb | enVista Hydrophobic Toric Acrylic Intraocular lens (6.0-30.0 diopters) | MX60T CYL: 5.75D; SPH: 9.50 | Standalone | DE0016024 | Indicated for patients with astigmatism of 2.5 dioptre cylinder (DC) and above in at least 1 eye; where correction of astigmatism is considered clinically necessary
Ophthalmic | Intraocular lens replacement | Intraocular lens (IOL) | Monofocal, astigmatism correcting IOL | Bausch and Lomb | enVista Hydrophobic Toric Acrylic Intraocular lens (6.0-30.0 diopters) | MX60T CYL: 5.75D; SPH: 9.00 | Standalone | DE0016024 | Indicated for patients with astigmatism of 2.5 dioptre cylinder (DC) and above in at least 1 eye; where correction of astigmatism is considered clinically necessary
Ophthalmic | Intraocular lens replacement | Intraocular lens (IOL) | Monofocal, astigmatism correcting IOL | Bausch and Lomb | enVista Hydrophobic Toric Acrylic Intraocular lens (6.0-30.0 diopters) | MX60T CYL: 5.75D; SPH: 8.50 | Standalone | DE0016024 | Indicated for patients with astigmatism of 2.5 dioptre cylinder (DC) and above in at least 1 eye; where correction of astigmatism is considered clinically necessary
Ophthalmic | Intraocular lens replacement | Intraocular lens (IOL) | Monofocal, astigmatism correcting IOL | Bausch and Lomb | enVista Hydrophobic Toric Acrylic Intraocular lens (6.0-30.0 diopters) | MX60T CYL: 5.75D; SPH: 8.00 | Standalone | DE0016024 | Indicated for patients with astigmatism of 2.5 dioptre cylinder (DC) and above in at least 1 eye; where correction of astigmatism is considered clinically necessary
Ophthalmic | Intraocular lens replacement | Intraocular lens (IOL) | Monofocal, astigmatism correcting IOL | Bausch and Lomb | enVista Hydrophobic Toric Acrylic Intraocular lens (6.0-30.0 diopters) | MX60T CYL: 5.75D; SPH: 7.50 | Standalone | DE0016024 | Indicated for patients with astigmatism of 2.5 dioptre cylinder (DC) and above in at least 1 eye; where correction of astigmatism is considered clinically necessary
Ophthalmic | Intraocular lens replacement | Intraocular lens (IOL) | Monofocal, astigmatism correcting IOL | Bausch and Lomb | enVista Hydrophobic Toric Acrylic Intraocular lens (6.0-30.0 diopters) | MX60T CYL: 5.75D; SPH: 7.00 | Standalone | DE0016024 | Indicated for patients with astigmatism of 2.5 dioptre cylinder (DC) and above in at least 1 eye; where correction of astigmatism is considered clinically necessary
Ophthalmic | Intraocular lens replacement | Intraocular lens (IOL) | Monofocal, astigmatism correcting IOL | Bausch and Lomb | enVista Hydrophobic Toric Acrylic Intraocular lens (6.0-30.0 diopters) | MX60T CYL: 5.75D; SPH: 6.50 | Standalone | DE0016024 | Indicated for patients with astigmatism of 2.5 dioptre cylinder (DC) and above in at least 1 eye; where correction of astigmatism is considered clinically necessary
Ophthalmic | Intraocular lens replacement | Intraocular lens (IOL) | Monofocal, astigmatism correcting IOL | Bausch and Lomb | enVista Hydrophobic Toric Acrylic Intraocular lens (6.0-30.0 diopters) | MX60T CYL: 5.75D; SPH: 6.00 | Standalone | DE0016024 | Indicated for patients with astigmatism of 2.5 dioptre cylinder (DC) and above in at least 1 eye; where correction of astigmatism is considered clinically necessary
Ophthalmic | Intraocular lens replacement | Intraocular lens (IOL) | Monofocal, astigmatism correcting IOL | Bausch and Lomb | enVista Hydrophobic Toric Acrylic Intraocular lens (6.0-30.0 diopters) | MX60T CYL: 5.00D; SPH: 30.00 | Standalone | DE0016024 | Indicated for patients with astigmatism of 2.5 dioptre cylinder (DC) and above in at least 1 eye; where correction of astigmatism is considered clinically necessary
Ophthalmic | Intraocular lens replacement | Intraocular lens (IOL) | Monofocal, astigmatism correcting IOL | Bausch and Lomb | enVista Hydrophobic Toric Acrylic Intraocular lens (6.0-30.0 diopters) | MX60T CYL: 5.00D; SPH: 29.50 | Standalone | DE0016024 | Indicated for patients with astigmatism of 2.5 dioptre cylinder (DC) and above in at least 1 eye; where correction of astigmatism is considered clinically necessary
Ophthalmic | Intraocular lens replacement | Intraocular lens (IOL) | Monofocal, astigmatism correcting IOL | Bausch and Lomb | enVista Hydrophobic Toric Acrylic Intraocular lens (6.0-30.0 diopters) | MX60T CYL: 5.00D; SPH: 29.00 | Standalone | DE0016024 | Indicated for patients with astigmatism of 2.5 dioptre cylinder (DC) and above in at least 1 eye; where correction of astigmatism is considered clinically necessary
Ophthalmic | Intraocular lens replacement | Intraocular lens (IOL) | Monofocal, astigmatism correcting IOL | Bausch and Lomb | enVista Hydrophobic Toric Acrylic Intraocular lens (6.0-30.0 diopters) | MX60T CYL: 5.00D; SPH: 28.50 | Standalone | DE0016024 | Indicated for patients with astigmatism of 2.5 dioptre cylinder (DC) and above in at least 1 eye; where correction of astigmatism is considered clinically necessary
Ophthalmic | Intraocular lens replacement | Intraocular lens (IOL) | Monofocal, astigmatism correcting IOL | Bausch and Lomb | enVista Hydrophobic Toric Acrylic Intraocular lens (6.0-30.0 diopters) | MX60T CYL: 5.00D; SPH: 28.00 | Standalone | DE0016024 | Indicated for patients with astigmatism of 2.5 dioptre cylinder (DC) and above in at least 1 eye; where correction of astigmatism is considered clinically necessary
Ophthalmic | Intraocular lens replacement | Intraocular lens (IOL) | Monofocal, astigmatism correcting IOL | Bausch and Lomb | enVista Hydrophobic Toric Acrylic Intraocular lens (6.0-30.0 diopters) | MX60T CYL: 5.00D; SPH: 27.50 | Standalone | DE0016024 | Indicated for patients with astigmatism of 2.5 dioptre cylinder (DC) and above in at least 1 eye; where correction of astigmatism is considered clinically necessary
Ophthalmic | Intraocular lens replacement | Intraocular lens (IOL) | Monofocal, astigmatism correcting IOL | Bausch and Lomb | enVista Hydrophobic Toric Acrylic Intraocular lens (6.0-30.0 diopters) | MX60T CYL: 5.00D; SPH: 27.00 | Standalone | DE0016024 | Indicated for patients with astigmatism of 2.5 dioptre cylinder (DC) and above in at least 1 eye; where correction of astigmatism is considered clinically necessary
Ophthalmic | Intraocular lens replacement | Intraocular lens (IOL) | Monofocal, astigmatism correcting IOL | Bausch and Lomb | enVista Hydrophobic Toric Acrylic Intraocular lens (6.0-30.0 diopters) | MX60T CYL: 5.00D; SPH: 26.50 | Standalone | DE0016024 | Indicated for patients with astigmatism of 2.5 dioptre cylinder (DC) and above in at least 1 eye; where correction of astigmatism is considered clinically necessary
Ophthalmic | Intraocular lens replacement | Intraocular lens (IOL) | Monofocal, astigmatism correcting IOL | Bausch and Lomb | enVista Hydrophobic Toric Acrylic Intraocular lens (6.0-30.0 diopters) | MX60T CYL: 5.00D; SPH: 26.00 | Standalone | DE0016024 | Indicated for patients with astigmatism of 2.5 dioptre cylinder (DC) and above in at least 1 eye; where correction of astigmatism is considered clinically necessary
Ophthalmic | Intraocular lens replacement | Intraocular lens (IOL) | Monofocal, astigmatism correcting IOL | Bausch and Lomb | enVista Hydrophobic Toric Acrylic Intraocular lens (6.0-30.0 diopters) | MX60T CYL: 5.00D; SPH: 25.50 | Standalone | DE0016024 | Indicated for patients with astigmatism of 2.5 dioptre cylinder (DC) and above in at least 1 eye; where correction of astigmatism is considered clinically necessary
Ophthalmic | Intraocular lens replacement | Intraocular lens (IOL) | Monofocal, astigmatism correcting IOL | Bausch and Lomb | enVista Hydrophobic Toric Acrylic Intraocular lens (6.0-30.0 diopters) | MX60T CYL: 5.00D; SPH: 25.00 | Standalone | DE0016024 | Indicated for patients with astigmatism of 2.5 dioptre cylinder (DC) and above in at least 1 eye; where correction of astigmatism is considered clinically necessary
Ophthalmic | Intraocular lens replacement | Intraocular lens (IOL) | Monofocal, astigmatism correcting IOL | Bausch and Lomb | enVista Hydrophobic Toric Acrylic Intraocular lens (6.0-30.0 diopters) | MX60T CYL: 5.00D; SPH: 24.50 | Standalone | DE0016024 | Indicated for patients with astigmatism of 2.5 dioptre cylinder (DC) and above in at least 1 eye; where correction of astigmatism is considered clinically necessary
Ophthalmic | Intraocular lens replacement | Intraocular lens (IOL) | Monofocal, astigmatism correcting IOL | Bausch and Lomb | enVista Hydrophobic Toric Acrylic Intraocular lens (6.0-30.0 diopters) | MX60T CYL: 5.00D; SPH: 24.00 | Standalone | DE0016024 | Indicated for patients with astigmatism of 2.5 dioptre cylinder (DC) and above in at least 1 eye; where correction of astigmatism is considered clinically necessary
Ophthalmic | Intraocular lens replacement | Intraocular lens (IOL) | Monofocal, astigmatism correcting IOL | Bausch and Lomb | enVista Hydrophobic Toric Acrylic Intraocular lens (6.0-30.0 diopters) | MX60T CYL: 5.00D; SPH: 23.50 | Standalone | DE0016024 | Indicated for patients with astigmatism of 2.5 dioptre cylinder (DC) and above in at least 1 eye; where correction of astigmatism is considered clinically necessary
Ophthalmic | Intraocular lens replacement | Intraocular lens (IOL) | Monofocal, astigmatism correcting IOL | Bausch and Lomb | enVista Hydrophobic Toric Acrylic Intraocular lens (6.0-30.0 diopters) | MX60T CYL: 5.00D; SPH: 23.00 | Standalone | DE0016024 | Indicated for patients with astigmatism of 2.5 dioptre cylinder (DC) and above in at least 1 eye; where correction of astigmatism is considered clinically necessary
Ophthalmic | Intraocular lens replacement | Intraocular lens (IOL) | Monofocal, astigmatism correcting IOL | Bausch and Lomb | enVista Hydrophobic Toric Acrylic Intraocular lens (6.0-30.0 diopters) | MX60T CYL: 5.00D; SPH: 22.50 | Standalone | DE0016024 | Indicated for patients with astigmatism of 2.5 dioptre cylinder (DC) and above in at least 1 eye; where correction of astigmatism is considered clinically necessary
Ophthalmic | Intraocular lens replacement | Intraocular lens (IOL) | Monofocal, astigmatism correcting IOL | Bausch and Lomb | enVista Hydrophobic Toric Acrylic Intraocular lens (6.0-30.0 diopters) | MX60T CYL: 5.00D; SPH: 22.00 | Standalone | DE0016024 | Indicated for patients with astigmatism of 2.5 dioptre cylinder (DC) and above in at least 1 eye; where correction of astigmatism is considered clinically necessary
Ophthalmic | Intraocular lens replacement | Intraocular lens (IOL) | Monofocal, astigmatism correcting IOL | Bausch and Lomb | enVista Hydrophobic Toric Acrylic Intraocular lens (6.0-30.0 diopters) | MX60T CYL: 5.00D; SPH: 21.50 | Standalone | DE0016024 | Indicated for patients with astigmatism of 2.5 dioptre cylinder (DC) and above in at least 1 eye; where correction of astigmatism is considered clinically necessary
Ophthalmic | Intraocular lens replacement | Intraocular lens (IOL) | Monofocal, astigmatism correcting IOL | Bausch and Lomb | enVista Hydrophobic Toric Acrylic Intraocular lens (6.0-30.0 diopters) | MX60T CYL: 5.00D; SPH: 21.00 | Standalone | DE0016024 | Indicated for patients with astigmatism of 2.5 dioptre cylinder (DC) and above in at least 1 eye; where correction of astigmatism is considered clinically necessary
Ophthalmic | Intraocular lens replacement | Intraocular lens (IOL) | Monofocal, astigmatism correcting IOL | Bausch and Lomb | enVista Hydrophobic Toric Acrylic Intraocular lens (6.0-30.0 diopters) | MX60T CYL: 5.00D; SPH: 20.50 | Standalone | DE0016024 | Indicated for patients with astigmatism of 2.5 dioptre cylinder (DC) and above in at least 1 eye; where correction of astigmatism is considered clinically necessary
Ophthalmic | Intraocular lens replacement | Intraocular lens (IOL) | Monofocal, astigmatism correcting IOL | Bausch and Lomb | enVista Hydrophobic Toric Acrylic Intraocular lens (6.0-30.0 diopters) | MX60T CYL: 5.00D; SPH: 20.00 | Standalone | DE0016024 | Indicated for patients with astigmatism of 2.5 dioptre cylinder (DC) and above in at least 1 eye; where correction of astigmatism is considered clinically necessary
Ophthalmic | Intraocular lens replacement | Intraocular lens (IOL) | Monofocal, astigmatism correcting IOL | Bausch and Lomb | enVista Hydrophobic Toric Acrylic Intraocular lens (6.0-30.0 diopters) | MX60T CYL: 5.00D; SPH: 19.50 | Standalone | DE0016024 | Indicated for patients with astigmatism of 2.5 dioptre cylinder (DC) and above in at least 1 eye; where correction of astigmatism is considered clinically necessary
Ophthalmic | Intraocular lens replacement | Intraocular lens (IOL) | Monofocal, astigmatism correcting IOL | Bausch and Lomb | enVista Hydrophobic Toric Acrylic Intraocular lens (6.0-30.0 diopters) | MX60T CYL: 5.00D; SPH: 19.00 | Standalone | DE0016024 | Indicated for patients with astigmatism of 2.5 dioptre cylinder (DC) and above in at least 1 eye; where correction of astigmatism is considered clinically necessary
Ophthalmic | Intraocular lens replacement | Intraocular lens (IOL) | Monofocal, astigmatism correcting IOL | Bausch and Lomb | enVista Hydrophobic Toric Acrylic Intraocular lens (6.0-30.0 diopters) | MX60T CYL: 5.00D; SPH: 18.50 | Standalone | DE0016024 | Indicated for patients with astigmatism of 2.5 dioptre cylinder (DC) and above in at least 1 eye; where correction of astigmatism is considered clinically necessary
Ophthalmic | Intraocular lens replacement | Intraocular lens (IOL) | Monofocal, astigmatism correcting IOL | Bausch and Lomb | enVista Hydrophobic Toric Acrylic Intraocular lens (6.0-30.0 diopters) | MX60T CYL: 5.00D; SPH: 18.00 | Standalone | DE0016024 | Indicated for patients with astigmatism of 2.5 dioptre cylinder (DC) and above in at least 1 eye; where correction of astigmatism is considered clinically necessary
Ophthalmic | Intraocular lens replacement | Intraocular lens (IOL) | Monofocal, astigmatism correcting IOL | Bausch and Lomb | enVista Hydrophobic Toric Acrylic Intraocular lens (6.0-30.0 diopters) | MX60T CYL: 5.00D; SPH: 17.50 | Standalone | DE0016024 | Indicated for patients with astigmatism of 2.5 dioptre cylinder (DC) and above in at least 1 eye; where correction of astigmatism is considered clinically necessary
Ophthalmic | Intraocular lens replacement | Intraocular lens (IOL) | Monofocal, astigmatism correcting IOL | Bausch and Lomb | enVista Hydrophobic Toric Acrylic Intraocular lens (6.0-30.0 diopters) | MX60T CYL: 5.00D; SPH: 17.00 | Standalone | DE0016024 | Indicated for patients with astigmatism of 2.5 dioptre cylinder (DC) and above in at least 1 eye; where correction of astigmatism is considered clinically necessary
Ophthalmic | Intraocular lens replacement | Intraocular lens (IOL) | Monofocal, astigmatism correcting IOL | Bausch and Lomb | enVista Hydrophobic Toric Acrylic Intraocular lens (6.0-30.0 diopters) | MX60T CYL: 5.00D; SPH: 16.50 | Standalone | DE0016024 | Indicated for patients with astigmatism of 2.5 dioptre cylinder (DC) and above in at least 1 eye; where correction of astigmatism is considered clinically necessary
Ophthalmic | Intraocular lens replacement | Intraocular lens (IOL) | Monofocal, astigmatism correcting IOL | Bausch and Lomb | enVista Hydrophobic Toric Acrylic Intraocular lens (6.0-30.0 diopters) | MX60T CYL: 5.00D; SPH: 16.00 | Standalone | DE0016024 | Indicated for patients with astigmatism of 2.5 dioptre cylinder (DC) and above in at least 1 eye; where correction of astigmatism is considered clinically necessary
Ophthalmic | Intraocular lens replacement | Intraocular lens (IOL) | Monofocal, astigmatism correcting IOL | Bausch and Lomb | enVista Hydrophobic Toric Acrylic Intraocular lens (6.0-30.0 diopters) | MX60T CYL: 5.00D; SPH: 15.50 | Standalone | DE0016024 | Indicated for patients with astigmatism of 2.5 dioptre cylinder (DC) and above in at least 1 eye; where correction of astigmatism is considered clinically necessary
Ophthalmic | Intraocular lens replacement | Intraocular lens (IOL) | Monofocal, astigmatism correcting IOL | Bausch and Lomb | enVista Hydrophobic Toric Acrylic Intraocular lens (6.0-30.0 diopters) | MX60T CYL: 5.00D; SPH: 15.00 | Standalone | DE0016024 | Indicated for patients with astigmatism of 2.5 dioptre cylinder (DC) and above in at least 1 eye; where correction of astigmatism is considered clinically necessary
Ophthalmic | Intraocular lens replacement | Intraocular lens (IOL) | Monofocal, astigmatism correcting IOL | Bausch and Lomb | enVista Hydrophobic Toric Acrylic Intraocular lens (6.0-30.0 diopters) | MX60T CYL: 5.00D; SPH: 14.50 | Standalone | DE0016024 | Indicated for patients with astigmatism of 2.5 dioptre cylinder (DC) and above in at least 1 eye; where correction of astigmatism is considered clinically necessary
Ophthalmic | Intraocular lens replacement | Intraocular lens (IOL) | Monofocal, astigmatism correcting IOL | Bausch and Lomb | enVista Hydrophobic Toric Acrylic Intraocular lens (6.0-30.0 diopters) | MX60T CYL: 5.00D; SPH: 14.00 | Standalone | DE0016024 | Indicated for patients with astigmatism of 2.5 dioptre cylinder (DC) and above in at least 1 eye; where correction of astigmatism is considered clinically necessary
Ophthalmic | Intraocular lens replacement | Intraocular lens (IOL) | Monofocal, astigmatism correcting IOL | Bausch and Lomb | enVista Hydrophobic Toric Acrylic Intraocular lens (6.0-30.0 diopters) | MX60T CYL: 5.00D; SPH: 13.50 | Standalone | DE0016024 | Indicated for patients with astigmatism of 2.5 dioptre cylinder (DC) and above in at least 1 eye; where correction of astigmatism is considered clinically necessary
Ophthalmic | Intraocular lens replacement | Intraocular lens (IOL) | Monofocal, astigmatism correcting IOL | Bausch and Lomb | enVista Hydrophobic Toric Acrylic Intraocular lens (6.0-30.0 diopters) | MX60T CYL: 5.00D; SPH: 13.00 | Standalone | DE0016024 | Indicated for patients with astigmatism of 2.5 dioptre cylinder (DC) and above in at least 1 eye; where correction of astigmatism is considered clinically necessary
Ophthalmic | Intraocular lens replacement | Intraocular lens (IOL) | Monofocal, astigmatism correcting IOL | Bausch and Lomb | enVista Hydrophobic Toric Acrylic Intraocular lens (6.0-30.0 diopters) | MX60T CYL: 5.00D; SPH: 12.50 | Standalone | DE0016024 | Indicated for patients with astigmatism of 2.5 dioptre cylinder (DC) and above in at least 1 eye; where correction of astigmatism is considered clinically necessary
Ophthalmic | Intraocular lens replacement | Intraocular lens (IOL) | Monofocal, astigmatism correcting IOL | Bausch and Lomb | enVista Hydrophobic Toric Acrylic Intraocular lens (6.0-30.0 diopters) | MX60T CYL: 5.00D; SPH: 12.00 | Standalone | DE0016024 | Indicated for patients with astigmatism of 2.5 dioptre cylinder (DC) and above in at least 1 eye; where correction of astigmatism is considered clinically necessary
Ophthalmic | Intraocular lens replacement | Intraocular lens (IOL) | Monofocal, astigmatism correcting IOL | Bausch and Lomb | enVista Hydrophobic Toric Acrylic Intraocular lens (6.0-30.0 diopters) | MX60T CYL: 5.00D; SPH: 11.50 | Standalone | DE0016024 | Indicated for patients with astigmatism of 2.5 dioptre cylinder (DC) and above in at least 1 eye; where correction of astigmatism is considered clinically necessary
Ophthalmic | Intraocular lens replacement | Intraocular lens (IOL) | Monofocal, astigmatism correcting IOL | Bausch and Lomb | enVista Hydrophobic Toric Acrylic Intraocular lens (6.0-30.0 diopters) | MX60T CYL: 5.00D; SPH: 11.00 | Standalone | DE0016024 | Indicated for patients with astigmatism of 2.5 dioptre cylinder (DC) and above in at least 1 eye; where correction of astigmatism is considered clinically necessary
Ophthalmic | Intraocular lens replacement | Intraocular lens (IOL) | Monofocal, astigmatism correcting IOL | Bausch and Lomb | enVista Hydrophobic Toric Acrylic Intraocular lens (6.0-30.0 diopters) | MX60T CYL: 5.00D; SPH: 10.50 | Standalone | DE0016024 | Indicated for patients with astigmatism of 2.5 dioptre cylinder (DC) and above in at least 1 eye; where correction of astigmatism is considered clinically necessary
Ophthalmic | Intraocular lens replacement | Intraocular lens (IOL) | Monofocal, astigmatism correcting IOL | Bausch and Lomb | enVista Hydrophobic Toric Acrylic Intraocular lens (6.0-30.0 diopters) | MX60T CYL: 5.00D; SPH: 10.00 | Standalone | DE0016024 | Indicated for patients with astigmatism of 2.5 dioptre cylinder (DC) and above in at least 1 eye; where correction of astigmatism is considered clinically necessary
Ophthalmic | Intraocular lens replacement | Intraocular lens (IOL) | Monofocal, astigmatism correcting IOL | Bausch and Lomb | enVista Hydrophobic Toric Acrylic Intraocular lens (6.0-30.0 diopters) | MX60T CYL: 5.00D; SPH: 9.50 | Standalone | DE0016024 | Indicated for patients with astigmatism of 2.5 dioptre cylinder (DC) and above in at least 1 eye; where correction of astigmatism is considered clinically necessary
Ophthalmic | Intraocular lens replacement | Intraocular lens (IOL) | Monofocal, astigmatism correcting IOL | Bausch and Lomb | enVista Hydrophobic Toric Acrylic Intraocular lens (6.0-30.0 diopters) | MX60T CYL: 5.00D; SPH: 8.50 | Standalone | DE0016024 | Indicated for patients with astigmatism of 2.5 dioptre cylinder (DC) and above in at least 1 eye; where correction of astigmatism is considered clinically necessary
Ophthalmic | Intraocular lens replacement | Intraocular lens (IOL) | Monofocal, astigmatism correcting IOL | Bausch and Lomb | enVista Hydrophobic Toric Acrylic Intraocular lens (6.0-30.0 diopters) | MX60T CYL: 5.00D; SPH: 8.00 | Standalone | DE0016024 | Indicated for patients with astigmatism of 2.5 dioptre cylinder (DC) and above in at least 1 eye; where correction of astigmatism is considered clinically necessary
Ophthalmic | Intraocular lens replacement | Intraocular lens (IOL) | Monofocal, astigmatism correcting IOL | Bausch and Lomb | enVista Hydrophobic Toric Acrylic Intraocular lens (6.0-30.0 diopters) | MX60T CYL: 5.00D; SPH: 7.50 | Standalone | DE0016024 | Indicated for patients with astigmatism of 2.5 dioptre cylinder (DC) and above in at least 1 eye; where correction of astigmatism is considered clinically necessary
Ophthalmic | Intraocular lens replacement | Intraocular lens (IOL) | Monofocal, astigmatism correcting IOL | Bausch and Lomb | enVista Hydrophobic Toric Acrylic Intraocular lens (6.0-30.0 diopters) | MX60T CYL: 5.00D; SPH: 7.00 | Standalone | DE0016024 | Indicated for patients with astigmatism of 2.5 dioptre cylinder (DC) and above in at least 1 eye; where correction of astigmatism is considered clinically necessary
Ophthalmic | Intraocular lens replacement | Intraocular lens (IOL) | Monofocal, astigmatism correcting IOL | Bausch and Lomb | enVista Hydrophobic Toric Acrylic Intraocular lens (6.0-30.0 diopters) | MX60T CYL: 5.00D; SPH: 6.50 | Standalone | DE0016024 | Indicated for patients with astigmatism of 2.5 dioptre cylinder (DC) and above in at least 1 eye; where correction of astigmatism is considered clinically necessary
Ophthalmic | Intraocular lens replacement | Intraocular lens (IOL) | Monofocal, astigmatism correcting IOL | Bausch and Lomb | enVista Hydrophobic Toric Acrylic Intraocular lens (6.0-30.0 diopters) | MX60T CYL: 5.00D; SPH: 6.00 | Standalone | DE0016024 | Indicated for patients with astigmatism of 2.5 dioptre cylinder (DC) and above in at least 1 eye; where correction of astigmatism is considered clinically necessary
Ophthalmic | Intraocular lens replacement | Intraocular lens (IOL) | Monofocal, astigmatism correcting IOL | Bausch and Lomb | enVista Hydrophobic Toric Acrylic Intraocular lens (6.0-30.0 diopters) | MX60T CYL: 4.25D; SPH: 30.00 | Standalone | DE0016024 | Indicated for patients with astigmatism of 2.5 dioptre cylinder (DC) and above in at least 1 eye; where correction of astigmatism is considered clinically necessary
Ophthalmic | Intraocular lens replacement | Intraocular lens (IOL) | Monofocal, astigmatism correcting IOL | Bausch and Lomb | enVista Hydrophobic Toric Acrylic Intraocular lens (6.0-30.0 diopters) | MX60T CYL: 4.25D; SPH: 29.50 | Standalone | DE0016024 | Indicated for patients with astigmatism of 2.5 dioptre cylinder (DC) and above in at least 1 eye; where correction of astigmatism is considered clinically necessary
Ophthalmic | Intraocular lens replacement | Intraocular lens (IOL) | Monofocal, astigmatism correcting IOL | Bausch and Lomb | enVista Hydrophobic Toric Acrylic Intraocular lens (6.0-30.0 diopters) | MX60T CYL: 4.25D; SPH: 29.00 | Standalone | DE0016024 | Indicated for patients with astigmatism of 2.5 dioptre cylinder (DC) and above in at least 1 eye; where correction of astigmatism is considered clinically necessary
Ophthalmic | Intraocular lens replacement | Intraocular lens (IOL) | Monofocal, astigmatism correcting IOL | Bausch and Lomb | enVista Hydrophobic Toric Acrylic Intraocular lens (6.0-30.0 diopters) | MX60T CYL: 4.25D; SPH: 28.50 | Standalone | DE0016024 | Indicated for patients with astigmatism of 2.5 dioptre cylinder (DC) and above in at least 1 eye; where correction of astigmatism is considered clinically necessary
Ophthalmic | Intraocular lens replacement | Intraocular lens (IOL) | Monofocal, astigmatism correcting IOL | Bausch and Lomb | enVista Hydrophobic Toric Acrylic Intraocular lens (6.0-30.0 diopters) | MX60T CYL: 4.25D; SPH: 28.00 | Standalone | DE0016024 | Indicated for patients with astigmatism of 2.5 dioptre cylinder (DC) and above in at least 1 eye; where correction of astigmatism is considered clinically necessary
Ophthalmic | Intraocular lens replacement | Intraocular lens (IOL) | Monofocal, astigmatism correcting IOL | Bausch and Lomb | enVista Hydrophobic Toric Acrylic Intraocular lens (6.0-30.0 diopters) | MX60T CYL: 4.25D; SPH: 27.50 | Standalone | DE0016024 | Indicated for patients with astigmatism of 2.5 dioptre cylinder (DC) and above in at least 1 eye; where correction of astigmatism is considered clinically necessary
Ophthalmic | Intraocular lens replacement | Intraocular lens (IOL) | Monofocal, astigmatism correcting IOL | Bausch and Lomb | enVista Hydrophobic Toric Acrylic Intraocular lens (6.0-30.0 diopters) | MX60T CYL: 4.25D; SPH: 27.00 | Standalone | DE0016024 | Indicated for patients with astigmatism of 2.5 dioptre cylinder (DC) and above in at least 1 eye; where correction of astigmatism is considered clinically necessary
Ophthalmic | Intraocular lens replacement | Intraocular lens (IOL) | Monofocal, astigmatism correcting IOL | Bausch and Lomb | enVista Hydrophobic Toric Acrylic Intraocular lens (6.0-30.0 diopters) | MX60T CYL: 4.25D; SPH: 26.50 | Standalone | DE0016024 | Indicated for patients with astigmatism of 2.5 dioptre cylinder (DC) and above in at least 1 eye; where correction of astigmatism is considered clinically necessary
Ophthalmic | Intraocular lens replacement | Intraocular lens (IOL) | Monofocal, astigmatism correcting IOL | Bausch and Lomb | enVista Hydrophobic Toric Acrylic Intraocular lens (6.0-30.0 diopters) | MX60T CYL: 4.25D; SPH: 26.00 | Standalone | DE0016024 | Indicated for patients with astigmatism of 2.5 dioptre cylinder (DC) and above in at least 1 eye; where correction of astigmatism is considered clinically necessary
Ophthalmic | Intraocular lens replacement | Intraocular lens (IOL) | Monofocal, astigmatism correcting IOL | Bausch and Lomb | enVista Hydrophobic Toric Acrylic Intraocular lens (6.0-30.0 diopters) | MX60T CYL: 4.25D; SPH: 25.50 | Standalone | DE0016024 | Indicated for patients with astigmatism of 2.5 dioptre cylinder (DC) and above in at least 1 eye; where correction of astigmatism is considered clinically necessary
Ophthalmic | Intraocular lens replacement | Intraocular lens (IOL) | Monofocal, astigmatism correcting IOL | Bausch and Lomb | enVista Hydrophobic Toric Acrylic Intraocular lens (6.0-30.0 diopters) | MX60T CYL: 4.25D; SPH: 25.00 | Standalone | DE0016024 | Indicated for patients with astigmatism of 2.5 dioptre cylinder (DC) and above in at least 1 eye; where correction of astigmatism is considered clinically necessary
Ophthalmic | Intraocular lens replacement | Intraocular lens (IOL) | Monofocal, astigmatism correcting IOL | Bausch and Lomb | enVista Hydrophobic Toric Acrylic Intraocular lens (6.0-30.0 diopters) | MX60T CYL: 4.25D; SPH: 24.50 | Standalone | DE0016024 | Indicated for patients with astigmatism of 2.5 dioptre cylinder (DC) and above in at least 1 eye; where correction of astigmatism is considered clinically necessary
Ophthalmic | Intraocular lens replacement | Intraocular lens (IOL) | Monofocal, astigmatism correcting IOL | Bausch and Lomb | enVista Hydrophobic Toric Acrylic Intraocular lens (6.0-30.0 diopters) | MX60T CYL: 4.25D; SPH: 24.00 | Standalone | DE0016024 | Indicated for patients with astigmatism of 2.5 dioptre cylinder (DC) and above in at least 1 eye; where correction of astigmatism is considered clinically necessary
Ophthalmic | Intraocular lens replacement | Intraocular lens (IOL) | Monofocal, astigmatism correcting IOL | Bausch and Lomb | enVista Hydrophobic Toric Acrylic Intraocular lens (6.0-30.0 diopters) | MX60T CYL: 4.25D; SPH: 23.50 | Standalone | DE0016024 | Indicated for patients with astigmatism of 2.5 dioptre cylinder (DC) and above in at least 1 eye; where correction of astigmatism is considered clinically necessary
Ophthalmic | Intraocular lens replacement | Intraocular lens (IOL) | Monofocal, astigmatism correcting IOL | Bausch and Lomb | enVista Hydrophobic Toric Acrylic Intraocular lens (6.0-30.0 diopters) | MX60T CYL: 4.25D; SPH: 23.00 | Standalone | DE0016024 | Indicated for patients with astigmatism of 2.5 dioptre cylinder (DC) and above in at least 1 eye; where correction of astigmatism is considered clinically necessary
Ophthalmic | Intraocular lens replacement | Intraocular lens (IOL) | Monofocal, astigmatism correcting IOL | Bausch and Lomb | enVista Hydrophobic Toric Acrylic Intraocular lens (6.0-30.0 diopters) | MX60T CYL: 4.25D; SPH: 22.50 | Standalone | DE0016024 | Indicated for patients with astigmatism of 2.5 dioptre cylinder (DC) and above in at least 1 eye; where correction of astigmatism is considered clinically necessary
Ophthalmic | Intraocular lens replacement | Intraocular lens (IOL) | Monofocal, astigmatism correcting IOL | Bausch and Lomb | enVista Hydrophobic Toric Acrylic Intraocular lens (6.0-30.0 diopters) | MX60T CYL: 4.25D; SPH: 22.00 | Standalone | DE0016024 | Indicated for patients with astigmatism of 2.5 dioptre cylinder (DC) and above in at least 1 eye; where correction of astigmatism is considered clinically necessary
Ophthalmic | Intraocular lens replacement | Intraocular lens (IOL) | Monofocal, astigmatism correcting IOL | Bausch and Lomb | enVista Hydrophobic Toric Acrylic Intraocular lens (6.0-30.0 diopters) | MX60T CYL: 4.25D; SPH: 21.50 | Standalone | DE0016024 | Indicated for patients with astigmatism of 2.5 dioptre cylinder (DC) and above in at least 1 eye; where correction of astigmatism is considered clinically necessary
Ophthalmic | Intraocular lens replacement | Intraocular lens (IOL) | Monofocal, astigmatism correcting IOL | Bausch and Lomb | enVista Hydrophobic Toric Acrylic Intraocular lens (6.0-30.0 diopters) | MX60T CYL: 4.25D; SPH: 21.00 | Standalone | DE0016024 | Indicated for patients with astigmatism of 2.5 dioptre cylinder (DC) and above in at least 1 eye; where correction of astigmatism is considered clinically necessary
Ophthalmic | Intraocular lens replacement | Intraocular lens (IOL) | Monofocal, astigmatism correcting IOL | Bausch and Lomb | enVista Hydrophobic Toric Acrylic Intraocular lens (6.0-30.0 diopters) | MX60T CYL: 4.25D; SPH: 20.50 | Standalone | DE0016024 | Indicated for patients with astigmatism of 2.5 dioptre cylinder (DC) and above in at least 1 eye; where correction of astigmatism is considered clinically necessary
Ophthalmic | Intraocular lens replacement | Intraocular lens (IOL) | Monofocal, astigmatism correcting IOL | Bausch and Lomb | enVista Hydrophobic Toric Acrylic Intraocular lens (6.0-30.0 diopters) | MX60T CYL: 4.25D; SPH: 20.00 | Standalone | DE0016024 | Indicated for patients with astigmatism of 2.5 dioptre cylinder (DC) and above in at least 1 eye; where correction of astigmatism is considered clinically necessary
Ophthalmic | Intraocular lens replacement | Intraocular lens (IOL) | Monofocal, astigmatism correcting IOL | Bausch and Lomb | enVista Hydrophobic Toric Acrylic Intraocular lens (6.0-30.0 diopters) | MX60T CYL: 4.25D; SPH: 19.50 | Standalone | DE0016024 | Indicated for patients with astigmatism of 2.5 dioptre cylinder (DC) and above in at least 1 eye; where correction of astigmatism is considered clinically necessary
Ophthalmic | Intraocular lens replacement | Intraocular lens (IOL) | Monofocal, astigmatism correcting IOL | Bausch and Lomb | enVista Hydrophobic Toric Acrylic Intraocular lens (6.0-30.0 diopters) | MX60T CYL: 4.25D; SPH: 19.00 | Standalone | DE0016024 | Indicated for patients with astigmatism of 2.5 dioptre cylinder (DC) and above in at least 1 eye; where correction of astigmatism is considered clinically necessary
Ophthalmic | Intraocular lens replacement | Intraocular lens (IOL) | Monofocal, astigmatism correcting IOL | Bausch and Lomb | enVista Hydrophobic Toric Acrylic Intraocular lens (6.0-30.0 diopters) | MX60T CYL: 4.25D; SPH: 18.50 | Standalone | DE0016024 | Indicated for patients with astigmatism of 2.5 dioptre cylinder (DC) and above in at least 1 eye; where correction of astigmatism is considered clinically necessary
Ophthalmic | Intraocular lens replacement | Intraocular lens (IOL) | Monofocal, astigmatism correcting IOL | Bausch and Lomb | enVista Hydrophobic Toric Acrylic Intraocular lens (6.0-30.0 diopters) | MX60T CYL: 4.25D; SPH: 18.00 | Standalone | DE0016024 | Indicated for patients with astigmatism of 2.5 dioptre cylinder (DC) and above in at least 1 eye; where correction of astigmatism is considered clinically necessary
Ophthalmic | Intraocular lens replacement | Intraocular lens (IOL) | Monofocal, astigmatism correcting IOL | Bausch and Lomb | enVista Hydrophobic Toric Acrylic Intraocular lens (6.0-30.0 diopters) | MX60T CYL: 4.25D; SPH: 17.50 | Standalone | DE0016024 | Indicated for patients with astigmatism of 2.5 dioptre cylinder (DC) and above in at least 1 eye; where correction of astigmatism is considered clinically necessary
Ophthalmic | Intraocular lens replacement | Intraocular lens (IOL) | Monofocal, astigmatism correcting IOL | Bausch and Lomb | enVista Hydrophobic Toric Acrylic Intraocular lens (6.0-30.0 diopters) | MX60T CYL: 4.25D; SPH: 17.00 | Standalone | DE0016024 | Indicated for patients with astigmatism of 2.5 dioptre cylinder (DC) and above in at least 1 eye; where correction of astigmatism is considered clinically necessary
Ophthalmic | Intraocular lens replacement | Intraocular lens (IOL) | Monofocal, astigmatism correcting IOL | Bausch and Lomb | enVista Hydrophobic Toric Acrylic Intraocular lens (6.0-30.0 diopters) | MX60T CYL: 4.25D; SPH: 16.50 | Standalone | DE0016024 | Indicated for patients with astigmatism of 2.5 dioptre cylinder (DC) and above in at least 1 eye; where correction of astigmatism is considered clinically necessary
Ophthalmic | Intraocular lens replacement | Intraocular lens (IOL) | Monofocal, astigmatism correcting IOL | Bausch and Lomb | enVista Hydrophobic Toric Acrylic Intraocular lens (6.0-30.0 diopters) | MX60T CYL: 4.25D; SPH: 16.00 | Standalone | DE0016024 | Indicated for patients with astigmatism of 2.5 dioptre cylinder (DC) and above in at least 1 eye; where correction of astigmatism is considered clinically necessary
Ophthalmic | Intraocular lens replacement | Intraocular lens (IOL) | Monofocal, astigmatism correcting IOL | Bausch and Lomb | enVista Hydrophobic Toric Acrylic Intraocular lens (6.0-30.0 diopters) | MX60T CYL: 4.25D; SPH: 15.50 | Standalone | DE0016024 | Indicated for patients with astigmatism of 2.5 dioptre cylinder (DC) and above in at least 1 eye; where correction of astigmatism is considered clinically necessary
Ophthalmic | Intraocular lens replacement | Intraocular lens (IOL) | Monofocal, astigmatism correcting IOL | Bausch and Lomb | enVista Hydrophobic Toric Acrylic Intraocular lens (6.0-30.0 diopters) | MX60T CYL: 4.25D; SPH: 15.00 | Standalone | DE0016024 | Indicated for patients with astigmatism of 2.5 dioptre cylinder (DC) and above in at least 1 eye; where correction of astigmatism is considered clinically necessary
Ophthalmic | Intraocular lens replacement | Intraocular lens (IOL) | Monofocal, astigmatism correcting IOL | Bausch and Lomb | enVista Hydrophobic Toric Acrylic Intraocular lens (6.0-30.0 diopters) | MX60T CYL: 4.25D; SPH: 14.50 | Standalone | DE0016024 | Indicated for patients with astigmatism of 2.5 dioptre cylinder (DC) and above in at least 1 eye; where correction of astigmatism is considered clinically necessary
Ophthalmic | Intraocular lens replacement | Intraocular lens (IOL) | Monofocal, astigmatism correcting IOL | Bausch and Lomb | enVista Hydrophobic Toric Acrylic Intraocular lens (6.0-30.0 diopters) | MX60T CYL: 4.25D; SPH: 14.00 | Standalone | DE0016024 | Indicated for patients with astigmatism of 2.5 dioptre cylinder (DC) and above in at least 1 eye; where correction of astigmatism is considered clinically necessary
Ophthalmic | Intraocular lens replacement | Intraocular lens (IOL) | Monofocal, astigmatism correcting IOL | Bausch and Lomb | enVista Hydrophobic Toric Acrylic Intraocular lens (6.0-30.0 diopters) | MX60T CYL: 4.25D; SPH: 13.50 | Standalone | DE0016024 | Indicated for patients with astigmatism of 2.5 dioptre cylinder (DC) and above in at least 1 eye; where correction of astigmatism is considered clinically necessary
Ophthalmic | Intraocular lens replacement | Intraocular lens (IOL) | Monofocal, astigmatism correcting IOL | Bausch and Lomb | enVista Hydrophobic Toric Acrylic Intraocular lens (6.0-30.0 diopters) | MX60T CYL: 4.25D; SPH: 13.00 | Standalone | DE0016024 | Indicated for patients with astigmatism of 2.5 dioptre cylinder (DC) and above in at least 1 eye; where correction of astigmatism is considered clinically necessary
Ophthalmic | Intraocular lens replacement | Intraocular lens (IOL) | Monofocal, astigmatism correcting IOL | Bausch and Lomb | enVista Hydrophobic Toric Acrylic Intraocular lens (6.0-30.0 diopters) | MX60T CYL: 4.25D; SPH: 12.50 | Standalone | DE0016024 | Indicated for patients with astigmatism of 2.5 dioptre cylinder (DC) and above in at least 1 eye; where correction of astigmatism is considered clinically necessary
Ophthalmic | Intraocular lens replacement | Intraocular lens (IOL) | Monofocal, astigmatism correcting IOL | Bausch and Lomb | enVista Hydrophobic Toric Acrylic Intraocular lens (6.0-30.0 diopters) | MX60T CYL: 4.25D; SPH: 12.00 | Standalone | DE0016024 | Indicated for patients with astigmatism of 2.5 dioptre cylinder (DC) and above in at least 1 eye; where correction of astigmatism is considered clinically necessary
Ophthalmic | Intraocular lens replacement | Intraocular lens (IOL) | Monofocal, astigmatism correcting IOL | Bausch and Lomb | enVista Hydrophobic Toric Acrylic Intraocular lens (6.0-30.0 diopters) | MX60T CYL: 4.25D; SPH: 11.50 | Standalone | DE0016024 | Indicated for patients with astigmatism of 2.5 dioptre cylinder (DC) and above in at least 1 eye; where correction of astigmatism is considered clinically necessary
Ophthalmic | Intraocular lens replacement | Intraocular lens (IOL) | Monofocal, astigmatism correcting IOL | Bausch and Lomb | enVista Hydrophobic Toric Acrylic Intraocular lens (6.0-30.0 diopters) | MX60T CYL: 4.25D; SPH: 11.00 | Standalone | DE0016024 | Indicated for patients with astigmatism of 2.5 dioptre cylinder (DC) and above in at least 1 eye; where correction of astigmatism is considered clinically necessary
Ophthalmic | Intraocular lens replacement | Intraocular lens (IOL) | Monofocal, astigmatism correcting IOL | Bausch and Lomb | enVista Hydrophobic Toric Acrylic Intraocular lens (6.0-30.0 diopters) | MX60T CYL: 4.25D; SPH: 10.50 | Standalone | DE0016024 | Indicated for patients with astigmatism of 2.5 dioptre cylinder (DC) and above in at least 1 eye; where correction of astigmatism is considered clinically necessary
Ophthalmic | Intraocular lens replacement | Intraocular lens (IOL) | Monofocal, astigmatism correcting IOL | Bausch and Lomb | enVista Hydrophobic Toric Acrylic Intraocular lens (6.0-30.0 diopters) | MX60T CYL: 4.25D; SPH: 10.00 | Standalone | DE0016024 | Indicated for patients with astigmatism of 2.5 dioptre cylinder (DC) and above in at least 1 eye; where correction of astigmatism is considered clinically necessary
Ophthalmic | Intraocular lens replacement | Intraocular lens (IOL) | Monofocal, astigmatism correcting IOL | Bausch and Lomb | enVista Hydrophobic Toric Acrylic Intraocular lens (6.0-30.0 diopters) | MX60T CYL: 4.25D; SPH: 9.50 | Standalone | DE0016024 | Indicated for patients with astigmatism of 2.5 dioptre cylinder (DC) and above in at least 1 eye; where correction of astigmatism is considered clinically necessary
Ophthalmic | Intraocular lens replacement | Intraocular lens (IOL) | Monofocal, astigmatism correcting IOL | Bausch and Lomb | enVista Hydrophobic Toric Acrylic Intraocular lens (6.0-30.0 diopters) | MX60T CYL: 4.25D; SPH: 9.00 | Standalone | DE0016024 | Indicated for patients with astigmatism of 2.5 dioptre cylinder (DC) and above in at least 1 eye; where correction of astigmatism is considered clinically necessary
Ophthalmic | Intraocular lens replacement | Intraocular lens (IOL) | Monofocal, astigmatism correcting IOL | Bausch and Lomb | enVista Hydrophobic Toric Acrylic Intraocular lens (6.0-30.0 diopters) | MX60T CYL: 4.25D; SPH: 8.50 | Standalone | DE0016024 | Indicated for patients with astigmatism of 2.5 dioptre cylinder (DC) and above in at least 1 eye; where correction of astigmatism is considered clinically necessary
Ophthalmic | Intraocular lens replacement | Intraocular lens (IOL) | Monofocal, astigmatism correcting IOL | Bausch and Lomb | enVista Hydrophobic Toric Acrylic Intraocular lens (6.0-30.0 diopters) | MX60T CYL: 4.25D; SPH: 8.00 | Standalone | DE0016024 | Indicated for patients with astigmatism of 2.5 dioptre cylinder (DC) and above in at least 1 eye; where correction of astigmatism is considered clinically necessary
Ophthalmic | Intraocular lens replacement | Intraocular lens (IOL) | Monofocal, astigmatism correcting IOL | Bausch and Lomb | enVista Hydrophobic Toric Acrylic Intraocular lens (6.0-30.0 diopters) | MX60T CYL: 4.25D; SPH: 7.50 | Standalone | DE0016024 | Indicated for patients with astigmatism of 2.5 dioptre cylinder (DC) and above in at least 1 eye; where correction of astigmatism is considered clinically necessary
Ophthalmic | Intraocular lens replacement | Intraocular lens (IOL) | Monofocal, astigmatism correcting IOL | Bausch and Lomb | enVista Hydrophobic Toric Acrylic Intraocular lens (6.0-30.0 diopters) | MX60T CYL: 4.25D; SPH: 7.00 | Standalone | DE0016024 | Indicated for patients with astigmatism of 2.5 dioptre cylinder (DC) and above in at least 1 eye; where correction of astigmatism is considered clinically necessary
Ophthalmic | Intraocular lens replacement | Intraocular lens (IOL) | Monofocal, astigmatism correcting IOL | Bausch and Lomb | enVista Hydrophobic Toric Acrylic Intraocular lens (6.0-30.0 diopters) | MX60T CYL: 4.25D; SPH: 6.50 | Standalone | DE0016024 | Indicated for patients with astigmatism of 2.5 dioptre cylinder (DC) and above in at least 1 eye; where correction of astigmatism is considered clinically necessary
Ophthalmic | Intraocular lens replacement | Intraocular lens (IOL) | Monofocal, astigmatism correcting IOL | Bausch and Lomb | enVista Hydrophobic Toric Acrylic Intraocular lens (6.0-30.0 diopters) | MX60T CYL: 4.25D; SPH: 6.00 | Standalone | DE0016024 | Indicated for patients with astigmatism of 2.5 dioptre cylinder (DC) and above in at least 1 eye; where correction of astigmatism is considered clinically necessary
Ophthalmic | Intraocular lens replacement | Intraocular lens (IOL) | Monofocal, astigmatism correcting IOL | Bausch and Lomb | enVista Hydrophobic Toric Acrylic Intraocular lens (6.0-30.0 diopters) | MX60T CYL: 3.50D; SPH: 30.00 | Standalone | DE0016024 | Indicated for patients with astigmatism of 2.5 dioptre cylinder (DC) and above in at least 1 eye; where correction of astigmatism is considered clinically necessary
Ophthalmic | Intraocular lens replacement | Intraocular lens (IOL) | Monofocal, astigmatism correcting IOL | Bausch and Lomb | enVista Hydrophobic Toric Acrylic Intraocular lens (6.0-30.0 diopters) | MX60T CYL: 3.50D; SPH: 29.50 | Standalone | DE0016024 | Indicated for patients with astigmatism of 2.5 dioptre cylinder (DC) and above in at least 1 eye; where correction of astigmatism is considered clinically necessary
Ophthalmic | Intraocular lens replacement | Intraocular lens (IOL) | Monofocal, astigmatism correcting IOL | Bausch and Lomb | enVista Hydrophobic Toric Acrylic Intraocular lens (6.0-30.0 diopters) | MX60T CYL: 3.50D; SPH: 29.00 | Standalone | DE0016024 | Indicated for patients with astigmatism of 2.5 dioptre cylinder (DC) and above in at least 1 eye; where correction of astigmatism is considered clinically necessary
Ophthalmic | Intraocular lens replacement | Intraocular lens (IOL) | Monofocal, astigmatism correcting IOL | Bausch and Lomb | enVista Hydrophobic Toric Acrylic Intraocular lens (6.0-30.0 diopters) | MX60T CYL: 3.50D; SPH: 28.50 | Standalone | DE0016024 | Indicated for patients with astigmatism of 2.5 dioptre cylinder (DC) and above in at least 1 eye; where correction of astigmatism is considered clinically necessary
Ophthalmic | Intraocular lens replacement | Intraocular lens (IOL) | Monofocal, astigmatism correcting IOL | Bausch and Lomb | enVista Hydrophobic Toric Acrylic Intraocular lens (6.0-30.0 diopters) | MX60T CYL: 3.50D; SPH: 28.00 | Standalone | DE0016024 | Indicated for patients with astigmatism of 2.5 dioptre cylinder (DC) and above in at least 1 eye; where correction of astigmatism is considered clinically necessary
Ophthalmic | Intraocular lens replacement | Intraocular lens (IOL) | Monofocal, astigmatism correcting IOL | Bausch and Lomb | enVista Hydrophobic Toric Acrylic Intraocular lens (6.0-30.0 diopters) | MX60T CYL: 3.50D; SPH: 27.50 | Standalone | DE0016024 | Indicated for patients with astigmatism of 2.5 dioptre cylinder (DC) and above in at least 1 eye; where correction of astigmatism is considered clinically necessary
Ophthalmic | Intraocular lens replacement | Intraocular lens (IOL) | Monofocal, astigmatism correcting IOL | Bausch and Lomb | enVista Hydrophobic Toric Acrylic Intraocular lens (6.0-30.0 diopters) | MX60T CYL: 3.50D; SPH: 27.00 | Standalone | DE0016024 | Indicated for patients with astigmatism of 2.5 dioptre cylinder (DC) and above in at least 1 eye; where correction of astigmatism is considered clinically necessary
Ophthalmic | Intraocular lens replacement | Intraocular lens (IOL) | Monofocal, astigmatism correcting IOL | Bausch and Lomb | enVista Hydrophobic Toric Acrylic Intraocular lens (6.0-30.0 diopters) | MX60T CYL: 3.50D; SPH: 26.50 | Standalone | DE0016024 | Indicated for patients with astigmatism of 2.5 dioptre cylinder (DC) and above in at least 1 eye; where correction of astigmatism is considered clinically necessary
Ophthalmic | Intraocular lens replacement | Intraocular lens (IOL) | Monofocal, astigmatism correcting IOL | Bausch and Lomb | enVista Hydrophobic Toric Acrylic Intraocular lens (6.0-30.0 diopters) | MX60T CYL: 3.50D; SPH: 26.00 | Standalone | DE0016024 | Indicated for patients with astigmatism of 2.5 dioptre cylinder (DC) and above in at least 1 eye; where correction of astigmatism is considered clinically necessary
Ophthalmic | Intraocular lens replacement | Intraocular lens (IOL) | Monofocal, astigmatism correcting IOL | Bausch and Lomb | enVista Hydrophobic Toric Acrylic Intraocular lens (6.0-30.0 diopters) | MX60T CYL: 3.50D; SPH: 25.50 | Standalone | DE0016024 | Indicated for patients with astigmatism of 2.5 dioptre cylinder (DC) and above in at least 1 eye; where correction of astigmatism is considered clinically necessary
Ophthalmic | Intraocular lens replacement | Intraocular lens (IOL) | Monofocal, astigmatism correcting IOL | Bausch and Lomb | enVista Hydrophobic Toric Acrylic Intraocular lens (6.0-30.0 diopters) | MX60T CYL: 3.50D; SPH: 25.00 | Standalone | DE0016024 | Indicated for patients with astigmatism of 2.5 dioptre cylinder (DC) and above in at least 1 eye; where correction of astigmatism is considered clinically necessary
Ophthalmic | Intraocular lens replacement | Intraocular lens (IOL) | Monofocal, astigmatism correcting IOL | Bausch and Lomb | enVista Hydrophobic Toric Acrylic Intraocular lens (6.0-30.0 diopters) | MX60T CYL: 3.50D; SPH: 24.50 | Standalone | DE0016024 | Indicated for patients with astigmatism of 2.5 dioptre cylinder (DC) and above in at least 1 eye; where correction of astigmatism is considered clinically necessary
Ophthalmic | Intraocular lens replacement | Intraocular lens (IOL) | Monofocal, astigmatism correcting IOL | Bausch and Lomb | enVista Hydrophobic Toric Acrylic Intraocular lens (6.0-30.0 diopters) | MX60T CYL: 3.50D; SPH: 24.00 | Standalone | DE0016024 | Indicated for patients with astigmatism of 2.5 dioptre cylinder (DC) and above in at least 1 eye; where correction of astigmatism is considered clinically necessary
Ophthalmic | Intraocular lens replacement | Intraocular lens (IOL) | Monofocal, astigmatism correcting IOL | Bausch and Lomb | enVista Hydrophobic Toric Acrylic Intraocular lens (6.0-30.0 diopters) | MX60T CYL: 3.50D; SPH: 23.50 | Standalone | DE0016024 | Indicated for patients with astigmatism of 2.5 dioptre cylinder (DC) and above in at least 1 eye; where correction of astigmatism is considered clinically necessary
Ophthalmic | Intraocular lens replacement | Intraocular lens (IOL) | Monofocal, astigmatism correcting IOL | Bausch and Lomb | enVista Hydrophobic Toric Acrylic Intraocular lens (6.0-30.0 diopters) | MX60T CYL: 3.50D; SPH: 23.00 | Standalone | DE0016024 | Indicated for patients with astigmatism of 2.5 dioptre cylinder (DC) and above in at least 1 eye; where correction of astigmatism is considered clinically necessary
Ophthalmic | Intraocular lens replacement | Intraocular lens (IOL) | Monofocal, astigmatism correcting IOL | Bausch and Lomb | enVista Hydrophobic Toric Acrylic Intraocular lens (6.0-30.0 diopters) | MX60T CYL: 3.50D; SPH: 22.50 | Standalone | DE0016024 | Indicated for patients with astigmatism of 2.5 dioptre cylinder (DC) and above in at least 1 eye; where correction of astigmatism is considered clinically necessary
Ophthalmic | Intraocular lens replacement | Intraocular lens (IOL) | Monofocal, astigmatism correcting IOL | Bausch and Lomb | enVista Hydrophobic Toric Acrylic Intraocular lens (6.0-30.0 diopters) | MX60T CYL: 3.50D; SPH: 22.00 | Standalone | DE0016024 | Indicated for patients with astigmatism of 2.5 dioptre cylinder (DC) and above in at least 1 eye; where correction of astigmatism is considered clinically necessary
Ophthalmic | Intraocular lens replacement | Intraocular lens (IOL) | Monofocal, astigmatism correcting IOL | Bausch and Lomb | enVista Hydrophobic Toric Acrylic Intraocular lens (6.0-30.0 diopters) | MX60T CYL: 3.50D; SPH: 21.50 | Standalone | DE0016024 | Indicated for patients with astigmatism of 2.5 dioptre cylinder (DC) and above in at least 1 eye; where correction of astigmatism is considered clinically necessary
Ophthalmic | Intraocular lens replacement | Intraocular lens (IOL) | Monofocal, astigmatism correcting IOL | Bausch and Lomb | enVista Hydrophobic Toric Acrylic Intraocular lens (6.0-30.0 diopters) | MX60T CYL: 3.50D; SPH: 21.00 | Standalone | DE0016024 | Indicated for patients with astigmatism of 2.5 dioptre cylinder (DC) and above in at least 1 eye; where correction of astigmatism is considered clinically necessary
Ophthalmic | Intraocular lens replacement | Intraocular lens (IOL) | Monofocal, astigmatism correcting IOL | Bausch and Lomb | enVista Hydrophobic Toric Acrylic Intraocular lens (6.0-30.0 diopters) | MX60T CYL: 3.50D; SPH: 20.50 | Standalone | DE0016024 | Indicated for patients with astigmatism of 2.5 dioptre cylinder (DC) and above in at least 1 eye; where correction of astigmatism is considered clinically necessary
Ophthalmic | Intraocular lens replacement | Intraocular lens (IOL) | Monofocal, astigmatism correcting IOL | Bausch and Lomb | enVista Hydrophobic Toric Acrylic Intraocular lens (6.0-30.0 diopters) | MX60T CYL: 3.50D; SPH: 20.00 | Standalone | DE0016024 | Indicated for patients with astigmatism of 2.5 dioptre cylinder (DC) and above in at least 1 eye; where correction of astigmatism is considered clinically necessary
Ophthalmic | Intraocular lens replacement | Intraocular lens (IOL) | Monofocal, astigmatism correcting IOL | Bausch and Lomb | enVista Hydrophobic Toric Acrylic Intraocular lens (6.0-30.0 diopters) | MX60T CYL: 3.50D; SPH: 19.50 | Standalone | DE0016024 | Indicated for patients with astigmatism of 2.5 dioptre cylinder (DC) and above in at least 1 eye; where correction of astigmatism is considered clinically necessary
Ophthalmic | Intraocular lens replacement | Intraocular lens (IOL) | Monofocal, astigmatism correcting IOL | Bausch and Lomb | enVista Hydrophobic Toric Acrylic Intraocular lens (6.0-30.0 diopters) | MX60T CYL: 3.50D; SPH: 19.00 | Standalone | DE0016024 | Indicated for patients with astigmatism of 2.5 dioptre cylinder (DC) and above in at least 1 eye; where correction of astigmatism is considered clinically necessary
Ophthalmic | Intraocular lens replacement | Intraocular lens (IOL) | Monofocal, astigmatism correcting IOL | Bausch and Lomb | enVista Hydrophobic Toric Acrylic Intraocular lens (6.0-30.0 diopters) | MX60T CYL: 3.50D; SPH: 18.50 | Standalone | DE0016024 | Indicated for patients with astigmatism of 2.5 dioptre cylinder (DC) and above in at least 1 eye; where correction of astigmatism is considered clinically necessary
Ophthalmic | Intraocular lens replacement | Intraocular lens (IOL) | Monofocal, astigmatism correcting IOL | Bausch and Lomb | enVista Hydrophobic Toric Acrylic Intraocular lens (6.0-30.0 diopters) | MX60T CYL: 3.50D; SPH: 18.00 | Standalone | DE0016024 | Indicated for patients with astigmatism of 2.5 dioptre cylinder (DC) and above in at least 1 eye; where correction of astigmatism is considered clinically necessary
Ophthalmic | Intraocular lens replacement | Intraocular lens (IOL) | Monofocal, astigmatism correcting IOL | Bausch and Lomb | enVista Hydrophobic Toric Acrylic Intraocular lens (6.0-30.0 diopters) | MX60T CYL: 3.50D; SPH: 17.50 | Standalone | DE0016024 | Indicated for patients with astigmatism of 2.5 dioptre cylinder (DC) and above in at least 1 eye; where correction of astigmatism is considered clinically necessary
Ophthalmic | Intraocular lens replacement | Intraocular lens (IOL) | Monofocal, astigmatism correcting IOL | Bausch and Lomb | enVista Hydrophobic Toric Acrylic Intraocular lens (6.0-30.0 diopters) | MX60T CYL: 3.50D; SPH: 17.00 | Standalone | DE0016024 | Indicated for patients with astigmatism of 2.5 dioptre cylinder (DC) and above in at least 1 eye; where correction of astigmatism is considered clinically necessary
Ophthalmic | Intraocular lens replacement | Intraocular lens (IOL) | Monofocal, astigmatism correcting IOL | Bausch and Lomb | enVista Hydrophobic Toric Acrylic Intraocular lens (6.0-30.0 diopters) | MX60T CYL: 3.50D; SPH: 16.50 | Standalone | DE0016024 | Indicated for patients with astigmatism of 2.5 dioptre cylinder (DC) and above in at least 1 eye; where correction of astigmatism is considered clinically necessary
Ophthalmic | Intraocular lens replacement | Intraocular lens (IOL) | Monofocal, astigmatism correcting IOL | Bausch and Lomb | enVista Hydrophobic Toric Acrylic Intraocular lens (6.0-30.0 diopters) | MX60T CYL: 3.50D; SPH: 16.00 | Standalone | DE0016024 | Indicated for patients with astigmatism of 2.5 dioptre cylinder (DC) and above in at least 1 eye; where correction of astigmatism is considered clinically necessary
Ophthalmic | Intraocular lens replacement | Intraocular lens (IOL) | Monofocal, astigmatism correcting IOL | Bausch and Lomb | enVista Hydrophobic Toric Acrylic Intraocular lens (6.0-30.0 diopters) | MX60T CYL: 3.50D; SPH: 15.50 | Standalone | DE0016024 | Indicated for patients with astigmatism of 2.5 dioptre cylinder (DC) and above in at least 1 eye; where correction of astigmatism is considered clinically necessary
Ophthalmic | Intraocular lens replacement | Intraocular lens (IOL) | Monofocal, astigmatism correcting IOL | Bausch and Lomb | enVista Hydrophobic Toric Acrylic Intraocular lens (6.0-30.0 diopters) | MX60T CYL: 3.50D; SPH: 15.00 | Standalone | DE0016024 | Indicated for patients with astigmatism of 2.5 dioptre cylinder (DC) and above in at least 1 eye; where correction of astigmatism is considered clinically necessary
Ophthalmic | Intraocular lens replacement | Intraocular lens (IOL) | Monofocal, astigmatism correcting IOL | Bausch and Lomb | enVista Hydrophobic Toric Acrylic Intraocular lens (6.0-30.0 diopters) | MX60T CYL: 3.50D; SPH: 14.50 | Standalone | DE0016024 | Indicated for patients with astigmatism of 2.5 dioptre cylinder (DC) and above in at least 1 eye; where correction of astigmatism is considered clinically necessary
Ophthalmic | Intraocular lens replacement | Intraocular lens (IOL) | Monofocal, astigmatism correcting IOL | Bausch and Lomb | enVista Hydrophobic Toric Acrylic Intraocular lens (6.0-30.0 diopters) | MX60T CYL: 3.50D; SPH: 14.00 | Standalone | DE0016024 | Indicated for patients with astigmatism of 2.5 dioptre cylinder (DC) and above in at least 1 eye; where correction of astigmatism is considered clinically necessary
Ophthalmic | Intraocular lens replacement | Intraocular lens (IOL) | Monofocal, astigmatism correcting IOL | Bausch and Lomb | enVista Hydrophobic Toric Acrylic Intraocular lens (6.0-30.0 diopters) | MX60T CYL: 3.50D; SPH: 13.50 | Standalone | DE0016024 | Indicated for patients with astigmatism of 2.5 dioptre cylinder (DC) and above in at least 1 eye; where correction of astigmatism is considered clinically necessary
Ophthalmic | Intraocular lens replacement | Intraocular lens (IOL) | Monofocal, astigmatism correcting IOL | Bausch and Lomb | enVista Hydrophobic Toric Acrylic Intraocular lens (6.0-30.0 diopters) | MX60T CYL: 3.50D; SPH: 13.00 | Standalone | DE0016024 | Indicated for patients with astigmatism of 2.5 dioptre cylinder (DC) and above in at least 1 eye; where correction of astigmatism is considered clinically necessary
Ophthalmic | Intraocular lens replacement | Intraocular lens (IOL) | Monofocal, astigmatism correcting IOL | Bausch and Lomb | enVista Hydrophobic Toric Acrylic Intraocular lens (6.0-30.0 diopters) | MX60T CYL: 3.50D; SPH: 12.50 | Standalone | DE0016024 | Indicated for patients with astigmatism of 2.5 dioptre cylinder (DC) and above in at least 1 eye; where correction of astigmatism is considered clinically necessary
Ophthalmic | Intraocular lens replacement | Intraocular lens (IOL) | Monofocal, astigmatism correcting IOL | Bausch and Lomb | enVista Hydrophobic Toric Acrylic Intraocular lens (6.0-30.0 diopters) | MX60T CYL: 3.50D; SPH: 12.00 | Standalone | DE0016024 | Indicated for patients with astigmatism of 2.5 dioptre cylinder (DC) and above in at least 1 eye; where correction of astigmatism is considered clinically necessary
Ophthalmic | Intraocular lens replacement | Intraocular lens (IOL) | Monofocal, astigmatism correcting IOL | Bausch and Lomb | enVista Hydrophobic Toric Acrylic Intraocular lens (6.0-30.0 diopters) | MX60T CYL: 3.50D; SPH: 11.50 | Standalone | DE0016024 | Indicated for patients with astigmatism of 2.5 dioptre cylinder (DC) and above in at least 1 eye; where correction of astigmatism is considered clinically necessary
Ophthalmic | Intraocular lens replacement | Intraocular lens (IOL) | Monofocal, astigmatism correcting IOL | Bausch and Lomb | enVista Hydrophobic Toric Acrylic Intraocular lens (6.0-30.0 diopters) | MX60T CYL: 3.50D; SPH: 11.00 | Standalone | DE0016024 | Indicated for patients with astigmatism of 2.5 dioptre cylinder (DC) and above in at least 1 eye; where correction of astigmatism is considered clinically necessary
Ophthalmic | Intraocular lens replacement | Intraocular lens (IOL) | Monofocal, astigmatism correcting IOL | Bausch and Lomb | enVista Hydrophobic Toric Acrylic Intraocular lens (6.0-30.0 diopters) | MX60T CYL: 3.50D; SPH: 10.50 | Standalone | DE0016024 | Indicated for patients with astigmatism of 2.5 dioptre cylinder (DC) and above in at least 1 eye; where correction of astigmatism is considered clinically necessary
Ophthalmic | Intraocular lens replacement | Intraocular lens (IOL) | Monofocal, astigmatism correcting IOL | Bausch and Lomb | enVista Hydrophobic Toric Acrylic Intraocular lens (6.0-30.0 diopters) | MX60T CYL: 3.50D; SPH: 10.00 | Standalone | DE0016024 | Indicated for patients with astigmatism of 2.5 dioptre cylinder (DC) and above in at least 1 eye; where correction of astigmatism is considered clinically necessary
Ophthalmic | Intraocular lens replacement | Intraocular lens (IOL) | Monofocal, astigmatism correcting IOL | Bausch and Lomb | enVista Hydrophobic Toric Acrylic Intraocular lens (6.0-30.0 diopters) | MX60T CYL: 3.50D; SPH: 9.50 | Standalone | DE0016024 | Indicated for patients with astigmatism of 2.5 dioptre cylinder (DC) and above in at least 1 eye; where correction of astigmatism is considered clinically necessary
Ophthalmic | Intraocular lens replacement | Intraocular lens (IOL) | Monofocal, astigmatism correcting IOL | Bausch and Lomb | enVista Hydrophobic Toric Acrylic Intraocular lens (6.0-30.0 diopters) | MX60T CYL: 3.50D; SPH: 9.00 | Standalone | DE0016024 | Indicated for patients with astigmatism of 2.5 dioptre cylinder (DC) and above in at least 1 eye; where correction of astigmatism is considered clinically necessary
Ophthalmic | Intraocular lens replacement | Intraocular lens (IOL) | Monofocal, astigmatism correcting IOL | Bausch and Lomb | enVista Hydrophobic Toric Acrylic Intraocular lens (6.0-30.0 diopters) | MX60T CYL: 3.50D; SPH: 8.50 | Standalone | DE0016024 | Indicated for patients with astigmatism of 2.5 dioptre cylinder (DC) and above in at least 1 eye; where correction of astigmatism is considered clinically necessary
Ophthalmic | Intraocular lens replacement | Intraocular lens (IOL) | Monofocal, astigmatism correcting IOL | Bausch and Lomb | enVista Hydrophobic Toric Acrylic Intraocular lens (6.0-30.0 diopters) | MX60T CYL: 3.50D; SPH: 8.00 | Standalone | DE0016024 | Indicated for patients with astigmatism of 2.5 dioptre cylinder (DC) and above in at least 1 eye; where correction of astigmatism is considered clinically necessary
Ophthalmic | Intraocular lens replacement | Intraocular lens (IOL) | Monofocal, astigmatism correcting IOL | Bausch and Lomb | enVista Hydrophobic Toric Acrylic Intraocular lens (6.0-30.0 diopters) | MX60T CYL: 3.50D; SPH: 7.50 | Standalone | DE0016024 | Indicated for patients with astigmatism of 2.5 dioptre cylinder (DC) and above in at least 1 eye; where correction of astigmatism is considered clinically necessary
Ophthalmic | Intraocular lens replacement | Intraocular lens (IOL) | Monofocal, astigmatism correcting IOL | Bausch and Lomb | enVista Hydrophobic Toric Acrylic Intraocular lens (6.0-30.0 diopters) | MX60T CYL: 3.50D; SPH: 7.00 | Standalone | DE0016024 | Indicated for patients with astigmatism of 2.5 dioptre cylinder (DC) and above in at least 1 eye; where correction of astigmatism is considered clinically necessary
Ophthalmic | Intraocular lens replacement | Intraocular lens (IOL) | Monofocal, astigmatism correcting IOL | Bausch and Lomb | enVista Hydrophobic Toric Acrylic Intraocular lens (6.0-30.0 diopters) | MX60T CYL: 3.50D; SPH: 6.50 | Standalone | DE0016024 | Indicated for patients with astigmatism of 2.5 dioptre cylinder (DC) and above in at least 1 eye; where correction of astigmatism is considered clinically necessary
Ophthalmic | Intraocular lens replacement | Intraocular lens (IOL) | Monofocal, astigmatism correcting IOL | Bausch and Lomb | enVista Hydrophobic Toric Acrylic Intraocular lens (6.0-30.0 diopters) | MX60T CYL: 3.50D; SPH: 6.00 | Standalone | DE0016024 | Indicated for patients with astigmatism of 2.5 dioptre cylinder (DC) and above in at least 1 eye; where correction of astigmatism is considered clinically necessary
Ophthalmic | Intraocular lens replacement | Intraocular lens (IOL) | Monofocal, astigmatism correcting IOL | Bausch and Lomb | enVista Hydrophobic Toric Acrylic Intraocular lens (6.0-30.0 diopters) | MX60T CYL: 2.75D; SPH: 30.00 | Standalone | DE0016024 | Indicated for patients with astigmatism of 2.5 dioptre cylinder (DC) and above in at least 1 eye; where correction of astigmatism is considered clinically necessary
Ophthalmic | Intraocular lens replacement | Intraocular lens (IOL) | Monofocal, astigmatism correcting IOL | Bausch and Lomb | enVista Hydrophobic Toric Acrylic Intraocular lens (6.0-30.0 diopters) | MX60T CYL: 2.75D; SPH: 29.50 | Standalone | DE0016024 | Indicated for patients with astigmatism of 2.5 dioptre cylinder (DC) and above in at least 1 eye; where correction of astigmatism is considered clinically necessary
Ophthalmic | Intraocular lens replacement | Intraocular lens (IOL) | Monofocal, astigmatism correcting IOL | Bausch and Lomb | enVista Hydrophobic Toric Acrylic Intraocular lens (6.0-30.0 diopters) | MX60T CYL: 2.75D; SPH: 29.00 | Standalone | DE0016024 | Indicated for patients with astigmatism of 2.5 dioptre cylinder (DC) and above in at least 1 eye; where correction of astigmatism is considered clinically necessary
Ophthalmic | Intraocular lens replacement | Intraocular lens (IOL) | Monofocal, astigmatism correcting IOL | Bausch and Lomb | enVista Hydrophobic Toric Acrylic Intraocular lens (6.0-30.0 diopters) | MX60T CYL: 2.75D; SPH: 28.50 | Standalone | DE0016024 | Indicated for patients with astigmatism of 2.5 dioptre cylinder (DC) and above in at least 1 eye; where correction of astigmatism is considered clinically necessary
Ophthalmic | Intraocular lens replacement | Intraocular lens (IOL) | Monofocal, astigmatism correcting IOL | Bausch and Lomb | enVista Hydrophobic Toric Acrylic Intraocular lens (6.0-30.0 diopters) | MX60T CYL: 2.75D; SPH: 28.00 | Standalone | DE0016024 | Indicated for patients with astigmatism of 2.5 dioptre cylinder (DC) and above in at least 1 eye; where correction of astigmatism is considered clinically necessary
Ophthalmic | Intraocular lens replacement | Intraocular lens (IOL) | Monofocal, astigmatism correcting IOL | Bausch and Lomb | enVista Hydrophobic Toric Acrylic Intraocular lens (6.0-30.0 diopters) | MX60T CYL: 2.75D; SPH: 27.50 | Standalone | DE0016024 | Indicated for patients with astigmatism of 2.5 dioptre cylinder (DC) and above in at least 1 eye; where correction of astigmatism is considered clinically necessary
Ophthalmic | Intraocular lens replacement | Intraocular lens (IOL) | Monofocal, astigmatism correcting IOL | Bausch and Lomb | enVista Hydrophobic Toric Acrylic Intraocular lens (6.0-30.0 diopters) | MX60T CYL: 2.75D; SPH: 27.00 | Standalone | DE0016024 | Indicated for patients with astigmatism of 2.5 dioptre cylinder (DC) and above in at least 1 eye; where correction of astigmatism is considered clinically necessary
Ophthalmic | Intraocular lens replacement | Intraocular lens (IOL) | Monofocal, astigmatism correcting IOL | Bausch and Lomb | enVista Hydrophobic Toric Acrylic Intraocular lens (6.0-30.0 diopters) | MX60T CYL: 2.75D; SPH: 26.50 | Standalone | DE0016024 | Indicated for patients with astigmatism of 2.5 dioptre cylinder (DC) and above in at least 1 eye; where correction of astigmatism is considered clinically necessary
Ophthalmic | Intraocular lens replacement | Intraocular lens (IOL) | Monofocal, astigmatism correcting IOL | Bausch and Lomb | enVista Hydrophobic Toric Acrylic Intraocular lens (6.0-30.0 diopters) | MX60T CYL: 2.75D; SPH: 26.00 | Standalone | DE0016024 | Indicated for patients with astigmatism of 2.5 dioptre cylinder (DC) and above in at least 1 eye; where correction of astigmatism is considered clinically necessary
Ophthalmic | Intraocular lens replacement | Intraocular lens (IOL) | Monofocal, astigmatism correcting IOL | Bausch and Lomb | enVista Hydrophobic Toric Acrylic Intraocular lens (6.0-30.0 diopters) | MX60T CYL: 2.75D; SPH: 25.50 | Standalone | DE0016024 | Indicated for patients with astigmatism of 2.5 dioptre cylinder (DC) and above in at least 1 eye; where correction of astigmatism is considered clinically necessary
Ophthalmic | Intraocular lens replacement | Intraocular lens (IOL) | Monofocal, astigmatism correcting IOL | Bausch and Lomb | enVista Hydrophobic Toric Acrylic Intraocular lens (6.0-30.0 diopters) | MX60T CYL: 2.75D; SPH: 25.00 | Standalone | DE0016024 | Indicated for patients with astigmatism of 2.5 dioptre cylinder (DC) and above in at least 1 eye; where correction of astigmatism is considered clinically necessary
Ophthalmic | Intraocular lens replacement | Intraocular lens (IOL) | Monofocal, astigmatism correcting IOL | Bausch and Lomb | enVista Hydrophobic Toric Acrylic Intraocular lens (6.0-30.0 diopters) | MX60T CYL: 2.75D; SPH: 24.50 | Standalone | DE0016024 | Indicated for patients with astigmatism of 2.5 dioptre cylinder (DC) and above in at least 1 eye; where correction of astigmatism is considered clinically necessary
Ophthalmic | Intraocular lens replacement | Intraocular lens (IOL) | Monofocal, astigmatism correcting IOL | Bausch and Lomb | enVista Hydrophobic Toric Acrylic Intraocular lens (6.0-30.0 diopters) | MX60T CYL: 2.75D; SPH: 24.00 | Standalone | DE0016024 | Indicated for patients with astigmatism of 2.5 dioptre cylinder (DC) and above in at least 1 eye; where correction of astigmatism is considered clinically necessary
Ophthalmic | Intraocular lens replacement | Intraocular lens (IOL) | Monofocal, astigmatism correcting IOL | Bausch and Lomb | enVista Hydrophobic Toric Acrylic Intraocular lens (6.0-30.0 diopters) | MX60T CYL: 2.75D; SPH: 23.50 | Standalone | DE0016024 | Indicated for patients with astigmatism of 2.5 dioptre cylinder (DC) and above in at least 1 eye; where correction of astigmatism is considered clinically necessary
Ophthalmic | Intraocular lens replacement | Intraocular lens (IOL) | Monofocal, astigmatism correcting IOL | Bausch and Lomb | enVista Hydrophobic Toric Acrylic Intraocular lens (6.0-30.0 diopters) | MX60T CYL: 2.75D; SPH: 23.00 | Standalone | DE0016024 | Indicated for patients with astigmatism of 2.5 dioptre cylinder (DC) and above in at least 1 eye; where correction of astigmatism is considered clinically necessary
Ophthalmic | Intraocular lens replacement | Intraocular lens (IOL) | Monofocal, astigmatism correcting IOL | Bausch and Lomb | enVista Hydrophobic Toric Acrylic Intraocular lens (6.0-30.0 diopters) | MX60T CYL: 2.75D; SPH: 22.50 | Standalone | DE0016024 | Indicated for patients with astigmatism of 2.5 dioptre cylinder (DC) and above in at least 1 eye; where correction of astigmatism is considered clinically necessary
Ophthalmic | Intraocular lens replacement | Intraocular lens (IOL) | Monofocal, astigmatism correcting IOL | Bausch and Lomb | enVista Hydrophobic Toric Acrylic Intraocular lens (6.0-30.0 diopters) | MX60T CYL: 2.75D; SPH: 22.00 | Standalone | DE0016024 | Indicated for patients with astigmatism of 2.5 dioptre cylinder (DC) and above in at least 1 eye; where correction of astigmatism is considered clinically necessary
Ophthalmic | Intraocular lens replacement | Intraocular lens (IOL) | Monofocal, astigmatism correcting IOL | Bausch and Lomb | enVista Hydrophobic Toric Acrylic Intraocular lens (6.0-30.0 diopters) | MX60T CYL: 2.75D; SPH: 21.50 | Standalone | DE0016024 | Indicated for patients with astigmatism of 2.5 dioptre cylinder (DC) and above in at least 1 eye; where correction of astigmatism is considered clinically necessary
Ophthalmic | Intraocular lens replacement | Intraocular lens (IOL) | Monofocal, astigmatism correcting IOL | Bausch and Lomb | enVista Hydrophobic Toric Acrylic Intraocular lens (6.0-30.0 diopters) | MX60T CYL: 2.75D; SPH: 21.00 | Standalone | DE0016024 | Indicated for patients with astigmatism of 2.5 dioptre cylinder (DC) and above in at least 1 eye; where correction of astigmatism is considered clinically necessary
Ophthalmic | Intraocular lens replacement | Intraocular lens (IOL) | Monofocal, astigmatism correcting IOL | Bausch and Lomb | enVista Hydrophobic Toric Acrylic Intraocular lens (6.0-30.0 diopters) | MX60T CYL: 2.75D; SPH: 20.50 | Standalone | DE0016024 | Indicated for patients with astigmatism of 2.5 dioptre cylinder (DC) and above in at least 1 eye; where correction of astigmatism is considered clinically necessary
Ophthalmic | Intraocular lens replacement | Intraocular lens (IOL) | Monofocal, astigmatism correcting IOL | Bausch and Lomb | enVista Hydrophobic Toric Acrylic Intraocular lens (6.0-30.0 diopters) | MX60T CYL: 2.75D; SPH: 20.00 | Standalone | DE0016024 | Indicated for patients with astigmatism of 2.5 dioptre cylinder (DC) and above in at least 1 eye; where correction of astigmatism is considered clinically necessary
Ophthalmic | Intraocular lens replacement | Intraocular lens (IOL) | Monofocal, astigmatism correcting IOL | Bausch and Lomb | enVista Hydrophobic Toric Acrylic Intraocular lens (6.0-30.0 diopters) | MX60T CYL: 2.75D; SPH: 19.50 | Standalone | DE0016024 | Indicated for patients with astigmatism of 2.5 dioptre cylinder (DC) and above in at least 1 eye; where correction of astigmatism is considered clinically necessary
Ophthalmic | Intraocular lens replacement | Intraocular lens (IOL) | Monofocal, astigmatism correcting IOL | Bausch and Lomb | enVista Hydrophobic Toric Acrylic Intraocular lens (6.0-30.0 diopters) | MX60T CYL: 2.75D; SPH: 19.00 | Standalone | DE0016024 | Indicated for patients with astigmatism of 2.5 dioptre cylinder (DC) and above in at least 1 eye; where correction of astigmatism is considered clinically necessary
Ophthalmic | Intraocular lens replacement | Intraocular lens (IOL) | Monofocal, astigmatism correcting IOL | Bausch and Lomb | enVista Hydrophobic Toric Acrylic Intraocular lens (6.0-30.0 diopters) | MX60T CYL: 2.75D; SPH: 18.50 | Standalone | DE0016024 | Indicated for patients with astigmatism of 2.5 dioptre cylinder (DC) and above in at least 1 eye; where correction of astigmatism is considered clinically necessary
Ophthalmic | Intraocular lens replacement | Intraocular lens (IOL) | Monofocal, astigmatism correcting IOL | Bausch and Lomb | enVista Hydrophobic Toric Acrylic Intraocular lens (6.0-30.0 diopters) | MX60T CYL: 2.75D; SPH: 18.00 | Standalone | DE0016024 | Indicated for patients with astigmatism of 2.5 dioptre cylinder (DC) and above in at least 1 eye; where correction of astigmatism is considered clinically necessary
Ophthalmic | Intraocular lens replacement | Intraocular lens (IOL) | Monofocal, astigmatism correcting IOL | Bausch and Lomb | enVista Hydrophobic Toric Acrylic Intraocular lens (6.0-30.0 diopters) | MX60T CYL: 2.75D; SPH: 17.50 | Standalone | DE0016024 | Indicated for patients with astigmatism of 2.5 dioptre cylinder (DC) and above in at least 1 eye; where correction of astigmatism is considered clinically necessary
Ophthalmic | Intraocular lens replacement | Intraocular lens (IOL) | Monofocal, astigmatism correcting IOL | Bausch and Lomb | enVista Hydrophobic Toric Acrylic Intraocular lens (6.0-30.0 diopters) | MX60T CYL: 2.75D; SPH: 17.00 | Standalone | DE0016024 | Indicated for patients with astigmatism of 2.5 dioptre cylinder (DC) and above in at least 1 eye; where correction of astigmatism is considered clinically necessary
Ophthalmic | Intraocular lens replacement | Intraocular lens (IOL) | Monofocal, astigmatism correcting IOL | Bausch and Lomb | enVista Hydrophobic Toric Acrylic Intraocular lens (6.0-30.0 diopters) | MX60T CYL: 2.75D; SPH: 16.50 | Standalone | DE0016024 | Indicated for patients with astigmatism of 2.5 dioptre cylinder (DC) and above in at least 1 eye; where correction of astigmatism is considered clinically necessary
Ophthalmic | Intraocular lens replacement | Intraocular lens (IOL) | Monofocal, astigmatism correcting IOL | Bausch and Lomb | enVista Hydrophobic Toric Acrylic Intraocular lens (6.0-30.0 diopters) | MX60T CYL: 2.75D; SPH: 16.00 | Standalone | DE0016024 | Indicated for patients with astigmatism of 2.5 dioptre cylinder (DC) and above in at least 1 eye; where correction of astigmatism is considered clinically necessary
Ophthalmic | Intraocular lens replacement | Intraocular lens (IOL) | Monofocal, astigmatism correcting IOL | Bausch and Lomb | enVista Hydrophobic Toric Acrylic Intraocular lens (6.0-30.0 diopters) | MX60T CYL: 2.75D; SPH: 15.50 | Standalone | DE0016024 | Indicated for patients with astigmatism of 2.5 dioptre cylinder (DC) and above in at least 1 eye; where correction of astigmatism is considered clinically necessary
Ophthalmic | Intraocular lens replacement | Intraocular lens (IOL) | Monofocal, astigmatism correcting IOL | Bausch and Lomb | enVista Hydrophobic Toric Acrylic Intraocular lens (6.0-30.0 diopters) | MX60T CYL: 2.75D; SPH: 15.00 | Standalone | DE0016024 | Indicated for patients with astigmatism of 2.5 dioptre cylinder (DC) and above in at least 1 eye; where correction of astigmatism is considered clinically necessary
Ophthalmic | Intraocular lens replacement | Intraocular lens (IOL) | Monofocal, astigmatism correcting IOL | Bausch and Lomb | enVista Hydrophobic Toric Acrylic Intraocular lens (6.0-30.0 diopters) | MX60T CYL: 2.75D; SPH: 14.50 | Standalone | DE0016024 | Indicated for patients with astigmatism of 2.5 dioptre cylinder (DC) and above in at least 1 eye; where correction of astigmatism is considered clinically necessary
Ophthalmic | Intraocular lens replacement | Intraocular lens (IOL) | Monofocal, astigmatism correcting IOL | Bausch and Lomb | enVista Hydrophobic Toric Acrylic Intraocular lens (6.0-30.0 diopters) | MX60T CYL: 2.75D; SPH: 14.00 | Standalone | DE0016024 | Indicated for patients with astigmatism of 2.5 dioptre cylinder (DC) and above in at least 1 eye; where correction of astigmatism is considered clinically necessary
Ophthalmic | Intraocular lens replacement | Intraocular lens (IOL) | Monofocal, astigmatism correcting IOL | Bausch and Lomb | enVista Hydrophobic Toric Acrylic Intraocular lens (6.0-30.0 diopters) | MX60T CYL: 2.75D; SPH: 13.50 | Standalone | DE0016024 | Indicated for patients with astigmatism of 2.5 dioptre cylinder (DC) and above in at least 1 eye; where correction of astigmatism is considered clinically necessary
Ophthalmic | Intraocular lens replacement | Intraocular lens (IOL) | Monofocal, astigmatism correcting IOL | Bausch and Lomb | enVista Hydrophobic Toric Acrylic Intraocular lens (6.0-30.0 diopters) | MX60T CYL: 2.75D; SPH: 13.00 | Standalone | DE0016024 | Indicated for patients with astigmatism of 2.5 dioptre cylinder (DC) and above in at least 1 eye; where correction of astigmatism is considered clinically necessary
Ophthalmic | Intraocular lens replacement | Intraocular lens (IOL) | Monofocal, astigmatism correcting IOL | Bausch and Lomb | enVista Hydrophobic Toric Acrylic Intraocular lens (6.0-30.0 diopters) | MX60T CYL: 2.75D; SPH: 12.50 | Standalone | DE0016024 | Indicated for patients with astigmatism of 2.5 dioptre cylinder (DC) and above in at least 1 eye; where correction of astigmatism is considered clinically necessary
Ophthalmic | Intraocular lens replacement | Intraocular lens (IOL) | Monofocal, astigmatism correcting IOL | Bausch and Lomb | enVista Hydrophobic Toric Acrylic Intraocular lens (6.0-30.0 diopters) | MX60T CYL: 2.75D; SPH: 12.00 | Standalone | DE0016024 | Indicated for patients with astigmatism of 2.5 dioptre cylinder (DC) and above in at least 1 eye; where correction of astigmatism is considered clinically necessary
Ophthalmic | Intraocular lens replacement | Intraocular lens (IOL) | Monofocal, astigmatism correcting IOL | Bausch and Lomb | enVista Hydrophobic Toric Acrylic Intraocular lens (6.0-30.0 diopters) | MX60T CYL: 2.75D; SPH: 11.50 | Standalone | DE0016024 | Indicated for patients with astigmatism of 2.5 dioptre cylinder (DC) and above in at least 1 eye; where correction of astigmatism is considered clinically necessary
Ophthalmic | Intraocular lens replacement | Intraocular lens (IOL) | Monofocal, astigmatism correcting IOL | Bausch and Lomb | enVista Hydrophobic Toric Acrylic Intraocular lens (6.0-30.0 diopters) | MX60T CYL: 2.75D; SPH: 11.00 | Standalone | DE0016024 | Indicated for patients with astigmatism of 2.5 dioptre cylinder (DC) and above in at least 1 eye; where correction of astigmatism is considered clinically necessary
Ophthalmic | Intraocular lens replacement | Intraocular lens (IOL) | Monofocal, astigmatism correcting IOL | Bausch and Lomb | enVista Hydrophobic Toric Acrylic Intraocular lens (6.0-30.0 diopters) | MX60T CYL: 2.75D; SPH: 10.50 | Standalone | DE0016024 | Indicated for patients with astigmatism of 2.5 dioptre cylinder (DC) and above in at least 1 eye; where correction of astigmatism is considered clinically necessary
Ophthalmic | Intraocular lens replacement | Intraocular lens (IOL) | Monofocal, astigmatism correcting IOL | Bausch and Lomb | enVista Hydrophobic Toric Acrylic Intraocular lens (6.0-30.0 diopters) | MX60T CYL: 2.75D; SPH: 10.00 | Standalone | DE0016024 | Indicated for patients with astigmatism of 2.5 dioptre cylinder (DC) and above in at least 1 eye; where correction of astigmatism is considered clinically necessary
Ophthalmic | Intraocular lens replacement | Intraocular lens (IOL) | Monofocal, astigmatism correcting IOL | Bausch and Lomb | enVista Hydrophobic Toric Acrylic Intraocular lens (6.0-30.0 diopters) | MX60T CYL: 2.75D; SPH: 9.50 | Standalone | DE0016024 | Indicated for patients with astigmatism of 2.5 dioptre cylinder (DC) and above in at least 1 eye; where correction of astigmatism is considered clinically necessary
Ophthalmic | Intraocular lens replacement | Intraocular lens (IOL) | Monofocal, astigmatism correcting IOL | Bausch and Lomb | enVista Hydrophobic Toric Acrylic Intraocular lens (6.0-30.0 diopters) | MX60T CYL: 2.75D; SPH: 9.00 | Standalone | DE0016024 | Indicated for patients with astigmatism of 2.5 dioptre cylinder (DC) and above in at least 1 eye; where correction of astigmatism is considered clinically necessary
Ophthalmic | Intraocular lens replacement | Intraocular lens (IOL) | Monofocal, astigmatism correcting IOL | Bausch and Lomb | enVista Hydrophobic Toric Acrylic Intraocular lens (6.0-30.0 diopters) | MX60T CYL: 2.75D; SPH: 8.50 | Standalone | DE0016024 | Indicated for patients with astigmatism of 2.5 dioptre cylinder (DC) and above in at least 1 eye; where correction of astigmatism is considered clinically necessary
Ophthalmic | Intraocular lens replacement | Intraocular lens (IOL) | Monofocal, astigmatism correcting IOL | Bausch and Lomb | enVista Hydrophobic Toric Acrylic Intraocular lens (6.0-30.0 diopters) | MX60T CYL: 2.75D; SPH: 8.00 | Standalone | DE0016024 | Indicated for patients with astigmatism of 2.5 dioptre cylinder (DC) and above in at least 1 eye; where correction of astigmatism is considered clinically necessary
Ophthalmic | Intraocular lens replacement | Intraocular lens (IOL) | Monofocal, astigmatism correcting IOL | Bausch and Lomb | enVista Hydrophobic Toric Acrylic Intraocular lens (6.0-30.0 diopters) | MX60T CYL: 2.75D; SPH: 7.50 | Standalone | DE0016024 | Indicated for patients with astigmatism of 2.5 dioptre cylinder (DC) and above in at least 1 eye; where correction of astigmatism is considered clinically necessary
Ophthalmic | Intraocular lens replacement | Intraocular lens (IOL) | Monofocal, astigmatism correcting IOL | Bausch and Lomb | enVista Hydrophobic Toric Acrylic Intraocular lens (6.0-30.0 diopters) | MX60T CYL: 2.75D; SPH: 7.00 | Standalone | DE0016024 | Indicated for patients with astigmatism of 2.5 dioptre cylinder (DC) and above in at least 1 eye; where correction of astigmatism is considered clinically necessary
Ophthalmic | Intraocular lens replacement | Intraocular lens (IOL) | Monofocal, astigmatism correcting IOL | Bausch and Lomb | enVista Hydrophobic Toric Acrylic Intraocular lens (6.0-30.0 diopters) | MX60T CYL: 2.75D; SPH: 6.50 | Standalone | DE0016024 | Indicated for patients with astigmatism of 2.5 dioptre cylinder (DC) and above in at least 1 eye; where correction of astigmatism is considered clinically necessary
Ophthalmic | Intraocular lens replacement | Intraocular lens (IOL) | Monofocal, astigmatism correcting IOL | Bausch and Lomb | enVista Hydrophobic Toric Acrylic Intraocular lens (6.0-30.0 diopters) | MX60T CYL: 2.75D; SPH: 6.00 | Standalone | DE0016024 | Indicated for patients with astigmatism of 2.5 dioptre cylinder (DC) and above in at least 1 eye; where correction of astigmatism is considered clinically necessary
Ophthalmic | Intraocular lens replacement | Intraocular lens (IOL) | Monofocal, astigmatism correcting IOL | Bausch and Lomb | enVista Hydrophobic Toric Acrylic Intraocular lens (6.0-30.0 diopters) | MX60T CYL: 2.00D; SPH: 30.00 | Standalone | DE0016024 | Indicated for patients with astigmatism of 2.5 dioptre cylinder (DC) and above in at least 1 eye; where correction of astigmatism is considered clinically necessary
Ophthalmic | Intraocular lens replacement | Intraocular lens (IOL) | Monofocal, astigmatism correcting IOL | Bausch and Lomb | enVista Hydrophobic Toric Acrylic Intraocular lens (6.0-30.0 diopters) | MX60T CYL: 2.00D; SPH: 29.50 | Standalone | DE0016024 | Indicated for patients with astigmatism of 2.5 dioptre cylinder (DC) and above in at least 1 eye; where correction of astigmatism is considered clinically necessary
Ophthalmic | Intraocular lens replacement | Intraocular lens (IOL) | Monofocal, astigmatism correcting IOL | Bausch and Lomb | enVista Hydrophobic Toric Acrylic Intraocular lens (6.0-30.0 diopters) | MX60T CYL: 2.00D; SPH: 29.00 | Standalone | DE0016024 | Indicated for patients with astigmatism of 2.5 dioptre cylinder (DC) and above in at least 1 eye; where correction of astigmatism is considered clinically necessary
Ophthalmic | Intraocular lens replacement | Intraocular lens (IOL) | Monofocal, astigmatism correcting IOL | Bausch and Lomb | enVista Hydrophobic Toric Acrylic Intraocular lens (6.0-30.0 diopters) | MX60T CYL: 2.00D; SPH: 28.50 | Standalone | DE0016024 | Indicated for patients with astigmatism of 2.5 dioptre cylinder (DC) and above in at least 1 eye; where correction of astigmatism is considered clinically necessary
Ophthalmic | Intraocular lens replacement | Intraocular lens (IOL) | Monofocal, astigmatism correcting IOL | Bausch and Lomb | enVista Hydrophobic Toric Acrylic Intraocular lens (6.0-30.0 diopters) | MX60T CYL: 2.00D; SPH: 28.00 | Standalone | DE0016024 | Indicated for patients with astigmatism of 2.5 dioptre cylinder (DC) and above in at least 1 eye; where correction of astigmatism is considered clinically necessary
Ophthalmic | Intraocular lens replacement | Intraocular lens (IOL) | Monofocal, astigmatism correcting IOL | Bausch and Lomb | enVista Hydrophobic Toric Acrylic Intraocular lens (6.0-30.0 diopters) | MX60T CYL: 2.00D; SPH: 27.50 | Standalone | DE0016024 | Indicated for patients with astigmatism of 2.5 dioptre cylinder (DC) and above in at least 1 eye; where correction of astigmatism is considered clinically necessary
Ophthalmic | Intraocular lens replacement | Intraocular lens (IOL) | Monofocal, astigmatism correcting IOL | Bausch and Lomb | enVista Hydrophobic Toric Acrylic Intraocular lens (6.0-30.0 diopters) | MX60T CYL: 2.00D; SPH: 27.00 | Standalone | DE0016024 | Indicated for patients with astigmatism of 2.5 dioptre cylinder (DC) and above in at least 1 eye; where correction of astigmatism is considered clinically necessary
Ophthalmic | Intraocular lens replacement | Intraocular lens (IOL) | Monofocal, astigmatism correcting IOL | Bausch and Lomb | enVista Hydrophobic Toric Acrylic Intraocular lens (6.0-30.0 diopters) | MX60T CYL: 2.00D; SPH: 26.50 | Standalone | DE0016024 | Indicated for patients with astigmatism of 2.5 dioptre cylinder (DC) and above in at least 1 eye; where correction of astigmatism is considered clinically necessary
Ophthalmic | Intraocular lens replacement | Intraocular lens (IOL) | Monofocal, astigmatism correcting IOL | Bausch and Lomb | enVista Hydrophobic Toric Acrylic Intraocular lens (6.0-30.0 diopters) | MX60T CYL: 2.00D; SPH: 26.00 | Standalone | DE0016024 | Indicated for patients with astigmatism of 2.5 dioptre cylinder (DC) and above in at least 1 eye; where correction of astigmatism is considered clinically necessary
Ophthalmic | Intraocular lens replacement | Intraocular lens (IOL) | Monofocal, astigmatism correcting IOL | Bausch and Lomb | enVista Hydrophobic Toric Acrylic Intraocular lens (6.0-30.0 diopters) | MX60T CYL: 2.00D; SPH: 25.50 | Standalone | DE0016024 | Indicated for patients with astigmatism of 2.5 dioptre cylinder (DC) and above in at least 1 eye; where correction of astigmatism is considered clinically necessary
Ophthalmic | Intraocular lens replacement | Intraocular lens (IOL) | Monofocal, astigmatism correcting IOL | Bausch and Lomb | enVista Hydrophobic Toric Acrylic Intraocular lens (6.0-30.0 diopters) | MX60T CYL: 2.00D; SPH: 25.00 | Standalone | DE0016024 | Indicated for patients with astigmatism of 2.5 dioptre cylinder (DC) and above in at least 1 eye; where correction of astigmatism is considered clinically necessary
Ophthalmic | Intraocular lens replacement | Intraocular lens (IOL) | Monofocal, astigmatism correcting IOL | Bausch and Lomb | enVista Hydrophobic Toric Acrylic Intraocular lens (6.0-30.0 diopters) | MX60T CYL: 2.00D; SPH: 24.50 | Standalone | DE0016024 | Indicated for patients with astigmatism of 2.5 dioptre cylinder (DC) and above in at least 1 eye; where correction of astigmatism is considered clinically necessary
Ophthalmic | Intraocular lens replacement | Intraocular lens (IOL) | Monofocal, astigmatism correcting IOL | Bausch and Lomb | enVista Hydrophobic Toric Acrylic Intraocular lens (6.0-30.0 diopters) | MX60T CYL: 2.00D; SPH: 24.00 | Standalone | DE0016024 | Indicated for patients with astigmatism of 2.5 dioptre cylinder (DC) and above in at least 1 eye; where correction of astigmatism is considered clinically necessary
Ophthalmic | Intraocular lens replacement | Intraocular lens (IOL) | Monofocal, astigmatism correcting IOL | Bausch and Lomb | enVista Hydrophobic Toric Acrylic Intraocular lens (6.0-30.0 diopters) | MX60T CYL: 2.00D; SPH: 23.50 | Standalone | DE0016024 | Indicated for patients with astigmatism of 2.5 dioptre cylinder (DC) and above in at least 1 eye; where correction of astigmatism is considered clinically necessary
Ophthalmic | Intraocular lens replacement | Intraocular lens (IOL) | Monofocal, astigmatism correcting IOL | Bausch and Lomb | enVista Hydrophobic Toric Acrylic Intraocular lens (6.0-30.0 diopters) | MX60T CYL: 2.00D; SPH: 23.00 | Standalone | DE0016024 | Indicated for patients with astigmatism of 2.5 dioptre cylinder (DC) and above in at least 1 eye; where correction of astigmatism is considered clinically necessary
Ophthalmic | Intraocular lens replacement | Intraocular lens (IOL) | Monofocal, astigmatism correcting IOL | Bausch and Lomb | enVista Hydrophobic Toric Acrylic Intraocular lens (6.0-30.0 diopters) | MX60T CYL: 2.00D; SPH: 22.50 | Standalone | DE0016024 | Indicated for patients with astigmatism of 2.5 dioptre cylinder (DC) and above in at least 1 eye; where correction of astigmatism is considered clinically necessary
Ophthalmic | Intraocular lens replacement | Intraocular lens (IOL) | Monofocal, astigmatism correcting IOL | Bausch and Lomb | enVista Hydrophobic Toric Acrylic Intraocular lens (6.0-30.0 diopters) | MX60T CYL: 2.00D; SPH: 22.00 | Standalone | DE0016024 | Indicated for patients with astigmatism of 2.5 dioptre cylinder (DC) and above in at least 1 eye; where correction of astigmatism is considered clinically necessary
Ophthalmic | Intraocular lens replacement | Intraocular lens (IOL) | Monofocal, astigmatism correcting IOL | Bausch and Lomb | enVista Hydrophobic Toric Acrylic Intraocular lens (6.0-30.0 diopters) | MX60T CYL: 2.00D; SPH: 21.50 | Standalone | DE0016024 | Indicated for patients with astigmatism of 2.5 dioptre cylinder (DC) and above in at least 1 eye; where correction of astigmatism is considered clinically necessary
Ophthalmic | Intraocular lens replacement | Intraocular lens (IOL) | Monofocal, astigmatism correcting IOL | Bausch and Lomb | enVista Hydrophobic Toric Acrylic Intraocular lens (6.0-30.0 diopters) | MX60T CYL: 2.00D; SPH: 21.00 | Standalone | DE0016024 | Indicated for patients with astigmatism of 2.5 dioptre cylinder (DC) and above in at least 1 eye; where correction of astigmatism is considered clinically necessary
Ophthalmic | Intraocular lens replacement | Intraocular lens (IOL) | Monofocal, astigmatism correcting IOL | Bausch and Lomb | enVista Hydrophobic Toric Acrylic Intraocular lens (6.0-30.0 diopters) | MX60T CYL: 2.00D; SPH: 20.50 | Standalone | DE0016024 | Indicated for patients with astigmatism of 2.5 dioptre cylinder (DC) and above in at least 1 eye; where correction of astigmatism is considered clinically necessary
Ophthalmic | Intraocular lens replacement | Intraocular lens (IOL) | Monofocal, astigmatism correcting IOL | Bausch and Lomb | enVista Hydrophobic Toric Acrylic Intraocular lens (6.0-30.0 diopters) | MX60T CYL: 2.00D; SPH: 20.00 | Standalone | DE0016024 | Indicated for patients with astigmatism of 2.5 dioptre cylinder (DC) and above in at least 1 eye; where correction of astigmatism is considered clinically necessary
Ophthalmic | Intraocular lens replacement | Intraocular lens (IOL) | Monofocal, astigmatism correcting IOL | Bausch and Lomb | enVista Hydrophobic Toric Acrylic Intraocular lens (6.0-30.0 diopters) | MX60T CYL: 2.00D; SPH: 19.50 | Standalone | DE0016024 | Indicated for patients with astigmatism of 2.5 dioptre cylinder (DC) and above in at least 1 eye; where correction of astigmatism is considered clinically necessary
Ophthalmic | Intraocular lens replacement | Intraocular lens (IOL) | Monofocal, astigmatism correcting IOL | Bausch and Lomb | enVista Hydrophobic Toric Acrylic Intraocular lens (6.0-30.0 diopters) | MX60T CYL: 2.00D; SPH: 19.00 | Standalone | DE0016024 | Indicated for patients with astigmatism of 2.5 dioptre cylinder (DC) and above in at least 1 eye; where correction of astigmatism is considered clinically necessary
Ophthalmic | Intraocular lens replacement | Intraocular lens (IOL) | Monofocal, astigmatism correcting IOL | Bausch and Lomb | enVista Hydrophobic Toric Acrylic Intraocular lens (6.0-30.0 diopters) | MX60T CYL: 2.00D; SPH: 18.50 | Standalone | DE0016024 | Indicated for patients with astigmatism of 2.5 dioptre cylinder (DC) and above in at least 1 eye; where correction of astigmatism is considered clinically necessary
Ophthalmic | Intraocular lens replacement | Intraocular lens (IOL) | Monofocal, astigmatism correcting IOL | Bausch and Lomb | enVista Hydrophobic Toric Acrylic Intraocular lens (6.0-30.0 diopters) | MX60T CYL: 2.00D; SPH: 18.00 | Standalone | DE0016024 | Indicated for patients with astigmatism of 2.5 dioptre cylinder (DC) and above in at least 1 eye; where correction of astigmatism is considered clinically necessary
Ophthalmic | Intraocular lens replacement | Intraocular lens (IOL) | Monofocal, astigmatism correcting IOL | Bausch and Lomb | enVista Hydrophobic Toric Acrylic Intraocular lens (6.0-30.0 diopters) | MX60T CYL: 2.00D; SPH: 17.50 | Standalone | DE0016024 | Indicated for patients with astigmatism of 2.5 dioptre cylinder (DC) and above in at least 1 eye; where correction of astigmatism is considered clinically necessary
Ophthalmic | Intraocular lens replacement | Intraocular lens (IOL) | Monofocal, astigmatism correcting IOL | Bausch and Lomb | enVista Hydrophobic Toric Acrylic Intraocular lens (6.0-30.0 diopters) | MX60T CYL: 2.00D; SPH: 17.00 | Standalone | DE0016024 | Indicated for patients with astigmatism of 2.5 dioptre cylinder (DC) and above in at least 1 eye; where correction of astigmatism is considered clinically necessary
Ophthalmic | Intraocular lens replacement | Intraocular lens (IOL) | Monofocal, astigmatism correcting IOL | Bausch and Lomb | enVista Hydrophobic Toric Acrylic Intraocular lens (6.0-30.0 diopters) | MX60T CYL: 2.00D; SPH: 16.50 | Standalone | DE0016024 | Indicated for patients with astigmatism of 2.5 dioptre cylinder (DC) and above in at least 1 eye; where correction of astigmatism is considered clinically necessary
Ophthalmic | Intraocular lens replacement | Intraocular lens (IOL) | Monofocal, astigmatism correcting IOL | Bausch and Lomb | enVista Hydrophobic Toric Acrylic Intraocular lens (6.0-30.0 diopters) | MX60T CYL: 2.00D; SPH: 16.00 | Standalone | DE0016024 | Indicated for patients with astigmatism of 2.5 dioptre cylinder (DC) and above in at least 1 eye; where correction of astigmatism is considered clinically necessary
Ophthalmic | Intraocular lens replacement | Intraocular lens (IOL) | Monofocal, astigmatism correcting IOL | Bausch and Lomb | enVista Hydrophobic Toric Acrylic Intraocular lens (6.0-30.0 diopters) | MX60T CYL: 2.00D; SPH: 15.50 | Standalone | DE0016024 | Indicated for patients with astigmatism of 2.5 dioptre cylinder (DC) and above in at least 1 eye; where correction of astigmatism is considered clinically necessary
Ophthalmic | Intraocular lens replacement | Intraocular lens (IOL) | Monofocal, astigmatism correcting IOL | Bausch and Lomb | enVista Hydrophobic Toric Acrylic Intraocular lens (6.0-30.0 diopters) | MX60T CYL: 2.00D; SPH: 15.00 | Standalone | DE0016024 | Indicated for patients with astigmatism of 2.5 dioptre cylinder (DC) and above in at least 1 eye; where correction of astigmatism is considered clinically necessary
Ophthalmic | Intraocular lens replacement | Intraocular lens (IOL) | Monofocal, astigmatism correcting IOL | Bausch and Lomb | enVista Hydrophobic Toric Acrylic Intraocular lens (6.0-30.0 diopters) | MX60T CYL: 2.00D; SPH: 14.50 | Standalone | DE0016024 | Indicated for patients with astigmatism of 2.5 dioptre cylinder (DC) and above in at least 1 eye; where correction of astigmatism is considered clinically necessary
Ophthalmic | Intraocular lens replacement | Intraocular lens (IOL) | Monofocal, astigmatism correcting IOL | Bausch and Lomb | enVista Hydrophobic Toric Acrylic Intraocular lens (6.0-30.0 diopters) | MX60T CYL: 2.00D; SPH: 14.00 | Standalone | DE0016024 | Indicated for patients with astigmatism of 2.5 dioptre cylinder (DC) and above in at least 1 eye; where correction of astigmatism is considered clinically necessary
Ophthalmic | Intraocular lens replacement | Intraocular lens (IOL) | Monofocal, astigmatism correcting IOL | Bausch and Lomb | enVista Hydrophobic Toric Acrylic Intraocular lens (6.0-30.0 diopters) | MX60T CYL: 2.00D; SPH: 13.50 | Standalone | DE0016024 | Indicated for patients with astigmatism of 2.5 dioptre cylinder (DC) and above in at least 1 eye; where correction of astigmatism is considered clinically necessary
Ophthalmic | Intraocular lens replacement | Intraocular lens (IOL) | Monofocal, astigmatism correcting IOL | Bausch and Lomb | enVista Hydrophobic Toric Acrylic Intraocular lens (6.0-30.0 diopters) | MX60T CYL: 2.00D; SPH: 13.00 | Standalone | DE0016024 | Indicated for patients with astigmatism of 2.5 dioptre cylinder (DC) and above in at least 1 eye; where correction of astigmatism is considered clinically necessary
Ophthalmic | Intraocular lens replacement | Intraocular lens (IOL) | Monofocal, astigmatism correcting IOL | Bausch and Lomb | enVista Hydrophobic Toric Acrylic Intraocular lens (6.0-30.0 diopters) | MX60T CYL: 2.00D; SPH: 12.50 | Standalone | DE0016024 | Indicated for patients with astigmatism of 2.5 dioptre cylinder (DC) and above in at least 1 eye; where correction of astigmatism is considered clinically necessary
Ophthalmic | Intraocular lens replacement | Intraocular lens (IOL) | Monofocal, astigmatism correcting IOL | Bausch and Lomb | enVista Hydrophobic Toric Acrylic Intraocular lens (6.0-30.0 diopters) | MX60T CYL: 2.00D; SPH: 12.00 | Standalone | DE0016024 | Indicated for patients with astigmatism of 2.5 dioptre cylinder (DC) and above in at least 1 eye; where correction of astigmatism is considered clinically necessary
Ophthalmic | Intraocular lens replacement | Intraocular lens (IOL) | Monofocal, astigmatism correcting IOL | Bausch and Lomb | enVista Hydrophobic Toric Acrylic Intraocular lens (6.0-30.0 diopters) | MX60T CYL: 2.00D; SPH: 11.50 | Standalone | DE0016024 | Indicated for patients with astigmatism of 2.5 dioptre cylinder (DC) and above in at least 1 eye; where correction of astigmatism is considered clinically necessary
Ophthalmic | Intraocular lens replacement | Intraocular lens (IOL) | Monofocal, astigmatism correcting IOL | Bausch and Lomb | enVista Hydrophobic Toric Acrylic Intraocular lens (6.0-30.0 diopters) | MX60T CYL: 2.00D; SPH: 11.00 | Standalone | DE0016024 | Indicated for patients with astigmatism of 2.5 dioptre cylinder (DC) and above in at least 1 eye; where correction of astigmatism is considered clinically necessary
Ophthalmic | Intraocular lens replacement | Intraocular lens (IOL) | Monofocal, astigmatism correcting IOL | Bausch and Lomb | enVista Hydrophobic Toric Acrylic Intraocular lens (6.0-30.0 diopters) | MX60T CYL: 2.00D; SPH: 10.50 | Standalone | DE0016024 | Indicated for patients with astigmatism of 2.5 dioptre cylinder (DC) and above in at least 1 eye; where correction of astigmatism is considered clinically necessary
Ophthalmic | Intraocular lens replacement | Intraocular lens (IOL) | Monofocal, astigmatism correcting IOL | Bausch and Lomb | enVista Hydrophobic Toric Acrylic Intraocular lens (6.0-30.0 diopters) | MX60T CYL: 2.00D; SPH: 10.00 | Standalone | DE0016024 | Indicated for patients with astigmatism of 2.5 dioptre cylinder (DC) and above in at least 1 eye; where correction of astigmatism is considered clinically necessary
Ophthalmic | Intraocular lens replacement | Intraocular lens (IOL) | Monofocal, astigmatism correcting IOL | Bausch and Lomb | enVista Hydrophobic Toric Acrylic Intraocular lens (6.0-30.0 diopters) | MX60T CYL: 2.00D; SPH: 9.50 | Standalone | DE0016024 | Indicated for patients with astigmatism of 2.5 dioptre cylinder (DC) and above in at least 1 eye; where correction of astigmatism is considered clinically necessary
Ophthalmic | Intraocular lens replacement | Intraocular lens (IOL) | Monofocal, astigmatism correcting IOL | Bausch and Lomb | enVista Hydrophobic Toric Acrylic Intraocular lens (6.0-30.0 diopters) | MX60T CYL: 2.00D; SPH: 9.00 | Standalone | DE0016024 | Indicated for patients with astigmatism of 2.5 dioptre cylinder (DC) and above in at least 1 eye; where correction of astigmatism is considered clinically necessary
Ophthalmic | Intraocular lens replacement | Intraocular lens (IOL) | Monofocal, astigmatism correcting IOL | Bausch and Lomb | enVista Hydrophobic Toric Acrylic Intraocular lens (6.0-30.0 diopters) | MX60T CYL: 2.00D; SPH: 8.50 | Standalone | DE0016024 | Indicated for patients with astigmatism of 2.5 dioptre cylinder (DC) and above in at least 1 eye; where correction of astigmatism is considered clinically necessary
Ophthalmic | Intraocular lens replacement | Intraocular lens (IOL) | Monofocal, astigmatism correcting IOL | Bausch and Lomb | enVista Hydrophobic Toric Acrylic Intraocular lens (6.0-30.0 diopters) | MX60T CYL: 2.00D; SPH: 8.00 | Standalone | DE0016024 | Indicated for patients with astigmatism of 2.5 dioptre cylinder (DC) and above in at least 1 eye; where correction of astigmatism is considered clinically necessary
Ophthalmic | Intraocular lens replacement | Intraocular lens (IOL) | Monofocal, astigmatism correcting IOL | Bausch and Lomb | enVista Hydrophobic Toric Acrylic Intraocular lens (6.0-30.0 diopters) | MX60T CYL: 2.00D; SPH: 7.50 | Standalone | DE0016024 | Indicated for patients with astigmatism of 2.5 dioptre cylinder (DC) and above in at least 1 eye; where correction of astigmatism is considered clinically necessary
Ophthalmic | Intraocular lens replacement | Intraocular lens (IOL) | Monofocal, astigmatism correcting IOL | Bausch and Lomb | enVista Hydrophobic Toric Acrylic Intraocular lens (6.0-30.0 diopters) | MX60T CYL: 2.00D; SPH: 7.00 | Standalone | DE0016024 | Indicated for patients with astigmatism of 2.5 dioptre cylinder (DC) and above in at least 1 eye; where correction of astigmatism is considered clinically necessary
Ophthalmic | Intraocular lens replacement | Intraocular lens (IOL) | Monofocal, astigmatism correcting IOL | Bausch and Lomb | enVista Hydrophobic Toric Acrylic Intraocular lens (6.0-30.0 diopters) | MX60T CYL: 2.00D; SPH: 6.50 | Standalone | DE0016024 | Indicated for patients with astigmatism of 2.5 dioptre cylinder (DC) and above in at least 1 eye; where correction of astigmatism is considered clinically necessary
Ophthalmic | Intraocular lens replacement | Intraocular lens (IOL) | Monofocal, astigmatism correcting IOL | Bausch and Lomb | enVista Hydrophobic Toric Acrylic Intraocular lens (6.0-30.0 diopters) | MX60T CYL: 2.00D; SPH: 6.00 | Standalone | DE0016024 | Indicated for patients with astigmatism of 2.5 dioptre cylinder (DC) and above in at least 1 eye; where correction of astigmatism is considered clinically necessary
Ophthalmic | Intraocular lens replacement | Intraocular lens (IOL) | Monofocal, astigmatism correcting IOL | Bausch and Lomb | enVista Hydrophobic Toric Acrylic Intraocular lens (6.0-30.0 diopters) | MX60T CYL: 1.25D; SPH: 30.00 | Standalone | DE0016024 | Indicated for patients with astigmatism of 2.5 dioptre cylinder (DC) and above in at least 1 eye; where correction of astigmatism is considered clinically necessary
Ophthalmic | Intraocular lens replacement | Intraocular lens (IOL) | Monofocal, astigmatism correcting IOL | Bausch and Lomb | enVista Hydrophobic Toric Acrylic Intraocular lens (6.0-30.0 diopters) | MX60T CYL: 1.25D; SPH: 29.50 | Standalone | DE0016024 | Indicated for patients with astigmatism of 2.5 dioptre cylinder (DC) and above in at least 1 eye; where correction of astigmatism is considered clinically necessary
Ophthalmic | Intraocular lens replacement | Intraocular lens (IOL) | Monofocal, astigmatism correcting IOL | Bausch and Lomb | enVista Hydrophobic Toric Acrylic Intraocular lens (6.0-30.0 diopters) | MX60T CYL: 1.25D; SPH: 29.00 | Standalone | DE0016024 | Indicated for patients with astigmatism of 2.5 dioptre cylinder (DC) and above in at least 1 eye; where correction of astigmatism is considered clinically necessary
Ophthalmic | Intraocular lens replacement | Intraocular lens (IOL) | Monofocal, astigmatism correcting IOL | Bausch and Lomb | enVista Hydrophobic Toric Acrylic Intraocular lens (6.0-30.0 diopters) | MX60T CYL: 1.25D; SPH: 28.50 | Standalone | DE0016024 | Indicated for patients with astigmatism of 2.5 dioptre cylinder (DC) and above in at least 1 eye; where correction of astigmatism is considered clinically necessary
Ophthalmic | Intraocular lens replacement | Intraocular lens (IOL) | Monofocal, astigmatism correcting IOL | Bausch and Lomb | enVista Hydrophobic Toric Acrylic Intraocular lens (6.0-30.0 diopters) | MX60T CYL: 1.25D; SPH: 28.00 | Standalone | DE0016024 | Indicated for patients with astigmatism of 2.5 dioptre cylinder (DC) and above in at least 1 eye; where correction of astigmatism is considered clinically necessary
Ophthalmic | Intraocular lens replacement | Intraocular lens (IOL) | Monofocal, astigmatism correcting IOL | Bausch and Lomb | enVista Hydrophobic Toric Acrylic Intraocular lens (6.0-30.0 diopters) | MX60T CYL: 1.25D; SPH: 27.50 | Standalone | DE0016024 | Indicated for patients with astigmatism of 2.5 dioptre cylinder (DC) and above in at least 1 eye; where correction of astigmatism is considered clinically necessary
Ophthalmic | Intraocular lens replacement | Intraocular lens (IOL) | Monofocal, astigmatism correcting IOL | Bausch and Lomb | enVista Hydrophobic Toric Acrylic Intraocular lens (6.0-30.0 diopters) | MX60T CYL: 1.25D; SPH: 27.00 | Standalone | DE0016024 | Indicated for patients with astigmatism of 2.5 dioptre cylinder (DC) and above in at least 1 eye; where correction of astigmatism is considered clinically necessary
Ophthalmic | Intraocular lens replacement | Intraocular lens (IOL) | Monofocal, astigmatism correcting IOL | Bausch and Lomb | enVista Hydrophobic Toric Acrylic Intraocular lens (6.0-30.0 diopters) | MX60T CYL: 1.25D; SPH: 26.50 | Standalone | DE0016024 | Indicated for patients with astigmatism of 2.5 dioptre cylinder (DC) and above in at least 1 eye; where correction of astigmatism is considered clinically necessary
Ophthalmic | Intraocular lens replacement | Intraocular lens (IOL) | Monofocal, astigmatism correcting IOL | Bausch and Lomb | enVista Hydrophobic Toric Acrylic Intraocular lens (6.0-30.0 diopters) | MX60T CYL: 1.25D; SPH: 26.00 | Standalone | DE0016024 | Indicated for patients with astigmatism of 2.5 dioptre cylinder (DC) and above in at least 1 eye; where correction of astigmatism is considered clinically necessary
Ophthalmic | Intraocular lens replacement | Intraocular lens (IOL) | Monofocal, astigmatism correcting IOL | Bausch and Lomb | enVista Hydrophobic Toric Acrylic Intraocular lens (6.0-30.0 diopters) | MX60T CYL: 1.25D; SPH: 25.50 | Standalone | DE0016024 | Indicated for patients with astigmatism of 2.5 dioptre cylinder (DC) and above in at least 1 eye; where correction of astigmatism is considered clinically necessary
Ophthalmic | Intraocular lens replacement | Intraocular lens (IOL) | Monofocal, astigmatism correcting IOL | Bausch and Lomb | enVista Hydrophobic Toric Acrylic Intraocular lens (6.0-30.0 diopters) | MX60T CYL: 1.25D; SPH: 25.00 | Standalone | DE0016024 | Indicated for patients with astigmatism of 2.5 dioptre cylinder (DC) and above in at least 1 eye; where correction of astigmatism is considered clinically necessary
Ophthalmic | Intraocular lens replacement | Intraocular lens (IOL) | Monofocal, astigmatism correcting IOL | Bausch and Lomb | enVista Hydrophobic Toric Acrylic Intraocular lens (6.0-30.0 diopters) | MX60T CYL: 1.25D; SPH: 24.50 | Standalone | DE0016024 | Indicated for patients with astigmatism of 2.5 dioptre cylinder (DC) and above in at least 1 eye; where correction of astigmatism is considered clinically necessary
Ophthalmic | Intraocular lens replacement | Intraocular lens (IOL) | Monofocal, astigmatism correcting IOL | Bausch and Lomb | enVista Hydrophobic Toric Acrylic Intraocular lens (6.0-30.0 diopters) | MX60T CYL: 1.25D; SPH: 24.00 | Standalone | DE0016024 | Indicated for patients with astigmatism of 2.5 dioptre cylinder (DC) and above in at least 1 eye; where correction of astigmatism is considered clinically necessary
Ophthalmic | Intraocular lens replacement | Intraocular lens (IOL) | Monofocal, astigmatism correcting IOL | Bausch and Lomb | enVista Hydrophobic Toric Acrylic Intraocular lens (6.0-30.0 diopters) | MX60T CYL: 1.25D; SPH: 23.50 | Standalone | DE0016024 | Indicated for patients with astigmatism of 2.5 dioptre cylinder (DC) and above in at least 1 eye; where correction of astigmatism is considered clinically necessary
Ophthalmic | Intraocular lens replacement | Intraocular lens (IOL) | Monofocal, astigmatism correcting IOL | Bausch and Lomb | enVista Hydrophobic Toric Acrylic Intraocular lens (6.0-30.0 diopters) | MX60T CYL: 1.25D; SPH: 23.00 | Standalone | DE0016024 | Indicated for patients with astigmatism of 2.5 dioptre cylinder (DC) and above in at least 1 eye; where correction of astigmatism is considered clinically necessary
Ophthalmic | Intraocular lens replacement | Intraocular lens (IOL) | Monofocal, astigmatism correcting IOL | Bausch and Lomb | enVista Hydrophobic Toric Acrylic Intraocular lens (6.0-30.0 diopters) | MX60T CYL: 1.25D; SPH: 22.50 | Standalone | DE0016024 | Indicated for patients with astigmatism of 2.5 dioptre cylinder (DC) and above in at least 1 eye; where correction of astigmatism is considered clinically necessary
Ophthalmic | Intraocular lens replacement | Intraocular lens (IOL) | Monofocal, astigmatism correcting IOL | Bausch and Lomb | enVista Hydrophobic Toric Acrylic Intraocular lens (6.0-30.0 diopters) | MX60T CYL: 1.25D; SPH: 22.00 | Standalone | DE0016024 | Indicated for patients with astigmatism of 2.5 dioptre cylinder (DC) and above in at least 1 eye; where correction of astigmatism is considered clinically necessary
Ophthalmic | Intraocular lens replacement | Intraocular lens (IOL) | Monofocal, astigmatism correcting IOL | Bausch and Lomb | enVista Hydrophobic Toric Acrylic Intraocular lens (6.0-30.0 diopters) | MX60T CYL: 1.25D; SPH: 21.50 | Standalone | DE0016024 | Indicated for patients with astigmatism of 2.5 dioptre cylinder (DC) and above in at least 1 eye; where correction of astigmatism is considered clinically necessary
Ophthalmic | Intraocular lens replacement | Intraocular lens (IOL) | Monofocal, astigmatism correcting IOL | Bausch and Lomb | enVista Hydrophobic Toric Acrylic Intraocular lens (6.0-30.0 diopters) | MX60T CYL: 1.25D; SPH: 21.00 | Standalone | DE0016024 | Indicated for patients with astigmatism of 2.5 dioptre cylinder (DC) and above in at least 1 eye; where correction of astigmatism is considered clinically necessary
Ophthalmic | Intraocular lens replacement | Intraocular lens (IOL) | Monofocal, astigmatism correcting IOL | Bausch and Lomb | enVista Hydrophobic Toric Acrylic Intraocular lens (6.0-30.0 diopters) | MX60T CYL: 1.25D; SPH: 20.50 | Standalone | DE0016024 | Indicated for patients with astigmatism of 2.5 dioptre cylinder (DC) and above in at least 1 eye; where correction of astigmatism is considered clinically necessary
Ophthalmic | Intraocular lens replacement | Intraocular lens (IOL) | Monofocal, astigmatism correcting IOL | Bausch and Lomb | enVista Hydrophobic Toric Acrylic Intraocular lens (6.0-30.0 diopters) | MX60T CYL: 1.25D; SPH: 20.00 | Standalone | DE0016024 | Indicated for patients with astigmatism of 2.5 dioptre cylinder (DC) and above in at least 1 eye; where correction of astigmatism is considered clinically necessary
Ophthalmic | Intraocular lens replacement | Intraocular lens (IOL) | Monofocal, astigmatism correcting IOL | Bausch and Lomb | enVista Hydrophobic Toric Acrylic Intraocular lens (6.0-30.0 diopters) | MX60T CYL: 1.25D; SPH: 19.50 | Standalone | DE0016024 | Indicated for patients with astigmatism of 2.5 dioptre cylinder (DC) and above in at least 1 eye; where correction of astigmatism is considered clinically necessary
Ophthalmic | Intraocular lens replacement | Intraocular lens (IOL) | Monofocal, astigmatism correcting IOL | Bausch and Lomb | enVista Hydrophobic Toric Acrylic Intraocular lens (6.0-30.0 diopters) | MX60T CYL: 1.25D; SPH: 19.00 | Standalone | DE0016024 | Indicated for patients with astigmatism of 2.5 dioptre cylinder (DC) and above in at least 1 eye; where correction of astigmatism is considered clinically necessary
Ophthalmic | Intraocular lens replacement | Intraocular lens (IOL) | Monofocal, astigmatism correcting IOL | Bausch and Lomb | enVista Hydrophobic Toric Acrylic Intraocular lens (6.0-30.0 diopters) | MX60T CYL: 1.25D; SPH: 18.50 | Standalone | DE0016024 | Indicated for patients with astigmatism of 2.5 dioptre cylinder (DC) and above in at least 1 eye; where correction of astigmatism is considered clinically necessary
Ophthalmic | Intraocular lens replacement | Intraocular lens (IOL) | Monofocal, astigmatism correcting IOL | Bausch and Lomb | enVista Hydrophobic Toric Acrylic Intraocular lens (6.0-30.0 diopters) | MX60T CYL: 1.25D; SPH: 18.00 | Standalone | DE0016024 | Indicated for patients with astigmatism of 2.5 dioptre cylinder (DC) and above in at least 1 eye; where correction of astigmatism is considered clinically necessary
Ophthalmic | Intraocular lens replacement | Intraocular lens (IOL) | Monofocal, astigmatism correcting IOL | Bausch and Lomb | enVista Hydrophobic Toric Acrylic Intraocular lens (6.0-30.0 diopters) | MX60T CYL: 1.25D; SPH: 17.50 | Standalone | DE0016024 | Indicated for patients with astigmatism of 2.5 dioptre cylinder (DC) and above in at least 1 eye; where correction of astigmatism is considered clinically necessary
Ophthalmic | Intraocular lens replacement | Intraocular lens (IOL) | Monofocal, astigmatism correcting IOL | Bausch and Lomb | enVista Hydrophobic Toric Acrylic Intraocular lens (6.0-30.0 diopters) | MX60T CYL: 1.25D; SPH: 17.00 | Standalone | DE0016024 | Indicated for patients with astigmatism of 2.5 dioptre cylinder (DC) and above in at least 1 eye; where correction of astigmatism is considered clinically necessary
Ophthalmic | Intraocular lens replacement | Intraocular lens (IOL) | Monofocal, astigmatism correcting IOL | Bausch and Lomb | enVista Hydrophobic Toric Acrylic Intraocular lens (6.0-30.0 diopters) | MX60T CYL: 1.25D; SPH: 16.50 | Standalone | DE0016024 | Indicated for patients with astigmatism of 2.5 dioptre cylinder (DC) and above in at least 1 eye; where correction of astigmatism is considered clinically necessary
Ophthalmic | Intraocular lens replacement | Intraocular lens (IOL) | Monofocal, astigmatism correcting IOL | Bausch and Lomb | enVista Hydrophobic Toric Acrylic Intraocular lens (6.0-30.0 diopters) | MX60T CYL: 1.25D; SPH: 16.00 | Standalone | DE0016024 | Indicated for patients with astigmatism of 2.5 dioptre cylinder (DC) and above in at least 1 eye; where correction of astigmatism is considered clinically necessary
Ophthalmic | Intraocular lens replacement | Intraocular lens (IOL) | Monofocal, astigmatism correcting IOL | Bausch and Lomb | enVista Hydrophobic Toric Acrylic Intraocular lens (6.0-30.0 diopters) | MX60T CYL: 1.25D; SPH: 15.50 | Standalone | DE0016024 | Indicated for patients with astigmatism of 2.5 dioptre cylinder (DC) and above in at least 1 eye; where correction of astigmatism is considered clinically necessary
Ophthalmic | Intraocular lens replacement | Intraocular lens (IOL) | Monofocal, astigmatism correcting IOL | Bausch and Lomb | enVista Hydrophobic Toric Acrylic Intraocular lens (6.0-30.0 diopters) | MX60T CYL: 1.25D; SPH: 15.00 | Standalone | DE0016024 | Indicated for patients with astigmatism of 2.5 dioptre cylinder (DC) and above in at least 1 eye; where correction of astigmatism is considered clinically necessary
Ophthalmic | Intraocular lens replacement | Intraocular lens (IOL) | Monofocal, astigmatism correcting IOL | Bausch and Lomb | enVista Hydrophobic Toric Acrylic Intraocular lens (6.0-30.0 diopters) | MX60T CYL: 1.25D; SPH: 14.50 | Standalone | DE0016024 | Indicated for patients with astigmatism of 2.5 dioptre cylinder (DC) and above in at least 1 eye; where correction of astigmatism is considered clinically necessary
Ophthalmic | Intraocular lens replacement | Intraocular lens (IOL) | Monofocal, astigmatism correcting IOL | Bausch and Lomb | enVista Hydrophobic Toric Acrylic Intraocular lens (6.0-30.0 diopters) | MX60T CYL: 1.25D; SPH: 14.00 | Standalone | DE0016024 | Indicated for patients with astigmatism of 2.5 dioptre cylinder (DC) and above in at least 1 eye; where correction of astigmatism is considered clinically necessary
Ophthalmic | Intraocular lens replacement | Intraocular lens (IOL) | Monofocal, astigmatism correcting IOL | Bausch and Lomb | enVista Hydrophobic Toric Acrylic Intraocular lens (6.0-30.0 diopters) | MX60T CYL: 1.25D; SPH: 13.50 | Standalone | DE0016024 | Indicated for patients with astigmatism of 2.5 dioptre cylinder (DC) and above in at least 1 eye; where correction of astigmatism is considered clinically necessary
Ophthalmic | Intraocular lens replacement | Intraocular lens (IOL) | Monofocal, astigmatism correcting IOL | Bausch and Lomb | enVista Hydrophobic Toric Acrylic Intraocular lens (6.0-30.0 diopters) | MX60T CYL: 1.25D; SPH: 13.00 | Standalone | DE0016024 | Indicated for patients with astigmatism of 2.5 dioptre cylinder (DC) and above in at least 1 eye; where correction of astigmatism is considered clinically necessary
Ophthalmic | Intraocular lens replacement | Intraocular lens (IOL) | Monofocal, astigmatism correcting IOL | Bausch and Lomb | enVista Hydrophobic Toric Acrylic Intraocular lens (6.0-30.0 diopters) | MX60T CYL: 1.25D; SPH: 12.50 | Standalone | DE0016024 | Indicated for patients with astigmatism of 2.5 dioptre cylinder (DC) and above in at least 1 eye; where correction of astigmatism is considered clinically necessary
Ophthalmic | Intraocular lens replacement | Intraocular lens (IOL) | Monofocal, astigmatism correcting IOL | Bausch and Lomb | enVista Hydrophobic Toric Acrylic Intraocular lens (6.0-30.0 diopters) | MX60T CYL: 1.25D; SPH: 12.00 | Standalone | DE0016024 | Indicated for patients with astigmatism of 2.5 dioptre cylinder (DC) and above in at least 1 eye; where correction of astigmatism is considered clinically necessary
Ophthalmic | Intraocular lens replacement | Intraocular lens (IOL) | Monofocal, astigmatism correcting IOL | Bausch and Lomb | enVista Hydrophobic Toric Acrylic Intraocular lens (6.0-30.0 diopters) | MX60T CYL: 1.25D; SPH: 11.50 | Standalone | DE0016024 | Indicated for patients with astigmatism of 2.5 dioptre cylinder (DC) and above in at least 1 eye; where correction of astigmatism is considered clinically necessary
Ophthalmic | Intraocular lens replacement | Intraocular lens (IOL) | Monofocal, astigmatism correcting IOL | Bausch and Lomb | enVista Hydrophobic Toric Acrylic Intraocular lens (6.0-30.0 diopters) | MX60T CYL: 1.25D; SPH: 11.00 | Standalone | DE0016024 | Indicated for patients with astigmatism of 2.5 dioptre cylinder (DC) and above in at least 1 eye; where correction of astigmatism is considered clinically necessary
Ophthalmic | Intraocular lens replacement | Intraocular lens (IOL) | Monofocal, astigmatism correcting IOL | Bausch and Lomb | enVista Hydrophobic Toric Acrylic Intraocular lens (6.0-30.0 diopters) | MX60T CYL: 1.25D; SPH: 10.50 | Standalone | DE0016024 | Indicated for patients with astigmatism of 2.5 dioptre cylinder (DC) and above in at least 1 eye; where correction of astigmatism is considered clinically necessary
Ophthalmic | Intraocular lens replacement | Intraocular lens (IOL) | Monofocal, astigmatism correcting IOL | Bausch and Lomb | enVista Hydrophobic Toric Acrylic Intraocular lens (6.0-30.0 diopters) | MX60T CYL: 1.25D; SPH: 10.00 | Standalone | DE0016024 | Indicated for patients with astigmatism of 2.5 dioptre cylinder (DC) and above in at least 1 eye; where correction of astigmatism is considered clinically necessary
Ophthalmic | Intraocular lens replacement | Intraocular lens (IOL) | Monofocal, astigmatism correcting IOL | Bausch and Lomb | enVista Hydrophobic Toric Acrylic Intraocular lens (6.0-30.0 diopters) | MX60T CYL: 1.25D; SPH: 9.50 | Standalone | DE0016024 | Indicated for patients with astigmatism of 2.5 dioptre cylinder (DC) and above in at least 1 eye; where correction of astigmatism is considered clinically necessary
Ophthalmic | Intraocular lens replacement | Intraocular lens (IOL) | Monofocal, astigmatism correcting IOL | Bausch and Lomb | enVista Hydrophobic Toric Acrylic Intraocular lens (6.0-30.0 diopters) | MX60T CYL: 1.25D; SPH: 9.00 | Standalone | DE0016024 | Indicated for patients with astigmatism of 2.5 dioptre cylinder (DC) and above in at least 1 eye; where correction of astigmatism is considered clinically necessary
Ophthalmic | Intraocular lens replacement | Intraocular lens (IOL) | Monofocal, astigmatism correcting IOL | Bausch and Lomb | enVista Hydrophobic Toric Acrylic Intraocular lens (6.0-30.0 diopters) | MX60T CYL: 1.25D; SPH: 8.50 | Standalone | DE0016024 | Indicated for patients with astigmatism of 2.5 dioptre cylinder (DC) and above in at least 1 eye; where correction of astigmatism is considered clinically necessary
Ophthalmic | Intraocular lens replacement | Intraocular lens (IOL) | Monofocal, astigmatism correcting IOL | Bausch and Lomb | enVista Hydrophobic Toric Acrylic Intraocular lens (6.0-30.0 diopters) | MX60T CYL: 1.25D; SPH: 8.00 | Standalone | DE0016024 | Indicated for patients with astigmatism of 2.5 dioptre cylinder (DC) and above in at least 1 eye; where correction of astigmatism is considered clinically necessary
Ophthalmic | Intraocular lens replacement | Intraocular lens (IOL) | Monofocal, astigmatism correcting IOL | Bausch and Lomb | enVista Hydrophobic Toric Acrylic Intraocular lens (6.0-30.0 diopters) | MX60T CYL: 1.25D; SPH: 7.50 | Standalone | DE0016024 | Indicated for patients with astigmatism of 2.5 dioptre cylinder (DC) and above in at least 1 eye; where correction of astigmatism is considered clinically necessary
Ophthalmic | Intraocular lens replacement | Intraocular lens (IOL) | Monofocal, astigmatism correcting IOL | Bausch and Lomb | enVista Hydrophobic Toric Acrylic Intraocular lens (6.0-30.0 diopters) | MX60T CYL: 1.25D; SPH: 7.00 | Standalone | DE0016024 | Indicated for patients with astigmatism of 2.5 dioptre cylinder (DC) and above in at least 1 eye; where correction of astigmatism is considered clinically necessary
Ophthalmic | Intraocular lens replacement | Intraocular lens (IOL) | Monofocal, astigmatism correcting IOL | Bausch and Lomb | enVista Hydrophobic Toric Acrylic Intraocular lens (6.0-30.0 diopters) | MX60T CYL: 1.25D; SPH: 6.50 | Standalone | DE0016024 | Indicated for patients with astigmatism of 2.5 dioptre cylinder (DC) and above in at least 1 eye; where correction of astigmatism is considered clinically necessary
Ophthalmic | Intraocular lens replacement | Intraocular lens (IOL) | Monofocal, astigmatism correcting IOL | Bausch and Lomb | enVista Hydrophobic Toric Acrylic Intraocular lens (6.0-30.0 diopters) | MX60T CYL: 1.25D; SPH: 6.00 | Standalone | DE0016024 | Indicated for patients with astigmatism of 2.5 dioptre cylinder (DC) and above in at least 1 eye; where correction of astigmatism is considered clinically necessary
Ophthalmic | Intraocular lens replacement | Intraocular lens (IOL) | Monofocal, astigmatism correcting IOL | Bausch and Lomb | enVista one-piece hydrophobic acrylic toric intraocular lens preloaded | MXPTC CYL: 1.25D; SPH: + 6.00D | Standalone | DE0505216 | Indicated for patients with astigmatism of 2.5 dioptre cylinder (DC) and above in at least 1 eye; where correction of astigmatism is considered clinically necessary
Ophthalmic | Intraocular lens replacement | Intraocular lens (IOL) | Monofocal, astigmatism correcting IOL | Bausch and Lomb | enVista one-piece hydrophobic acrylic toric intraocular lens preloaded | MXPTC CYL: 1.25D; SPH: + 6.50D | Standalone | DE0505216 | Indicated for patients with astigmatism of 2.5 dioptre cylinder (DC) and above in at least 1 eye; where correction of astigmatism is considered clinically necessary
Ophthalmic | Intraocular lens replacement | Intraocular lens (IOL) | Monofocal, astigmatism correcting IOL | Bausch and Lomb | enVista one-piece hydrophobic acrylic toric intraocular lens preloaded | MXPTC CYL: 1.25D; SPH: + 7.00D | Standalone | DE0505216 | Indicated for patients with astigmatism of 2.5 dioptre cylinder (DC) and above in at least 1 eye; where correction of astigmatism is considered clinically necessary
Ophthalmic | Intraocular lens replacement | Intraocular lens (IOL) | Monofocal, astigmatism correcting IOL | Bausch and Lomb | enVista one-piece hydrophobic acrylic toric intraocular lens preloaded | MXPTC CYL: 1.25D; SPH: + 7.50D | Standalone | DE0505216 | Indicated for patients with astigmatism of 2.5 dioptre cylinder (DC) and above in at least 1 eye; where correction of astigmatism is considered clinically necessary
Ophthalmic | Intraocular lens replacement | Intraocular lens (IOL) | Monofocal, astigmatism correcting IOL | Bausch and Lomb | enVista one-piece hydrophobic acrylic toric intraocular lens preloaded | MXPTC CYL: 1.25D; SPH: + 8.00D | Standalone | DE0505216 | Indicated for patients with astigmatism of 2.5 dioptre cylinder (DC) and above in at least 1 eye; where correction of astigmatism is considered clinically necessary
Ophthalmic | Intraocular lens replacement | Intraocular lens (IOL) | Monofocal, astigmatism correcting IOL | Bausch and Lomb | enVista one-piece hydrophobic acrylic toric intraocular lens preloaded | MXPTC CYL: 1.25D; SPH: + 8.50D | Standalone | DE0505216 | Indicated for patients with astigmatism of 2.5 dioptre cylinder (DC) and above in at least 1 eye; where correction of astigmatism is considered clinically necessary
Ophthalmic | Intraocular lens replacement | Intraocular lens (IOL) | Monofocal, astigmatism correcting IOL | Bausch and Lomb | enVista one-piece hydrophobic acrylic toric intraocular lens preloaded | MXPTC CYL: 1.25D; SPH: + 9.00D | Standalone | DE0505216 | Indicated for patients with astigmatism of 2.5 dioptre cylinder (DC) and above in at least 1 eye; where correction of astigmatism is considered clinically necessary
Ophthalmic | Intraocular lens replacement | Intraocular lens (IOL) | Monofocal, astigmatism correcting IOL | Bausch and Lomb | enVista one-piece hydrophobic acrylic toric intraocular lens preloaded | MXPTC CYL: 1.25D; SPH: + 9.50D | Standalone | DE0505216 | Indicated for patients with astigmatism of 2.5 dioptre cylinder (DC) and above in at least 1 eye; where correction of astigmatism is considered clinically necessary
Ophthalmic | Intraocular lens replacement | Intraocular lens (IOL) | Monofocal, astigmatism correcting IOL | Bausch and Lomb | enVista one-piece hydrophobic acrylic toric intraocular lens preloaded | MXPTC CYL: 1.25D; SPH: + 10.00D | Standalone | DE0505216 | Indicated for patients with astigmatism of 2.5 dioptre cylinder (DC) and above in at least 1 eye; where correction of astigmatism is considered clinically necessary
Ophthalmic | Intraocular lens replacement | Intraocular lens (IOL) | Monofocal, astigmatism correcting IOL | Bausch and Lomb | enVista one-piece hydrophobic acrylic toric intraocular lens preloaded | MXPTC CYL: 1.25D; SPH: + 10.50D | Standalone | DE0505216 | Indicated for patients with astigmatism of 2.5 dioptre cylinder (DC) and above in at least 1 eye; where correction of astigmatism is considered clinically necessary
Ophthalmic | Intraocular lens replacement | Intraocular lens (IOL) | Monofocal, astigmatism correcting IOL | Bausch and Lomb | enVista one-piece hydrophobic acrylic toric intraocular lens preloaded | MXPTC CYL: 1.25D; SPH: + 11.00D | Standalone | DE0505216 | Indicated for patients with astigmatism of 2.5 dioptre cylinder (DC) and above in at least 1 eye; where correction of astigmatism is considered clinically necessary
Ophthalmic | Intraocular lens replacement | Intraocular lens (IOL) | Monofocal, astigmatism correcting IOL | Bausch and Lomb | enVista one-piece hydrophobic acrylic toric intraocular lens preloaded | MXPTC CYL: 1.25D; SPH: + 11.50D | Standalone | DE0505216 | Indicated for patients with astigmatism of 2.5 dioptre cylinder (DC) and above in at least 1 eye; where correction of astigmatism is considered clinically necessary
Ophthalmic | Intraocular lens replacement | Intraocular lens (IOL) | Monofocal, astigmatism correcting IOL | Bausch and Lomb | enVista one-piece hydrophobic acrylic toric intraocular lens preloaded | MXPTC CYL: 1.25D; SPH: + 12.00D | Standalone | DE0505216 | Indicated for patients with astigmatism of 2.5 dioptre cylinder (DC) and above in at least 1 eye; where correction of astigmatism is considered clinically necessary
Ophthalmic | Intraocular lens replacement | Intraocular lens (IOL) | Monofocal, astigmatism correcting IOL | Bausch and Lomb | enVista one-piece hydrophobic acrylic toric intraocular lens preloaded | MXPTC CYL: 1.25D; SPH: + 12.50D | Standalone | DE0505216 | Indicated for patients with astigmatism of 2.5 dioptre cylinder (DC) and above in at least 1 eye; where correction of astigmatism is considered clinically necessary
Ophthalmic | Intraocular lens replacement | Intraocular lens (IOL) | Monofocal, astigmatism correcting IOL | Bausch and Lomb | enVista one-piece hydrophobic acrylic toric intraocular lens preloaded | MXPTC CYL: 1.25D; SPH: + 13.00D | Standalone | DE0505216 | Indicated for patients with astigmatism of 2.5 dioptre cylinder (DC) and above in at least 1 eye; where correction of astigmatism is considered clinically necessary
Ophthalmic | Intraocular lens replacement | Intraocular lens (IOL) | Monofocal, astigmatism correcting IOL | Bausch and Lomb | enVista one-piece hydrophobic acrylic toric intraocular lens preloaded | MXPTC CYL: 1.25D; SPH: + 13.50D | Standalone | DE0505216 | Indicated for patients with astigmatism of 2.5 dioptre cylinder (DC) and above in at least 1 eye; where correction of astigmatism is considered clinically necessary
Ophthalmic | Intraocular lens replacement | Intraocular lens (IOL) | Monofocal, astigmatism correcting IOL | Bausch and Lomb | enVista one-piece hydrophobic acrylic toric intraocular lens preloaded | MXPTC CYL: 1.25D; SPH: + 14.00D | Standalone | DE0505216 | Indicated for patients with astigmatism of 2.5 dioptre cylinder (DC) and above in at least 1 eye; where correction of astigmatism is considered clinically necessary
Ophthalmic | Intraocular lens replacement | Intraocular lens (IOL) | Monofocal, astigmatism correcting IOL | Bausch and Lomb | enVista one-piece hydrophobic acrylic toric intraocular lens preloaded | MXPTC CYL: 1.25D; SPH: + 14.50D | Standalone | DE0505216 | Indicated for patients with astigmatism of 2.5 dioptre cylinder (DC) and above in at least 1 eye; where correction of astigmatism is considered clinically necessary
Ophthalmic | Intraocular lens replacement | Intraocular lens (IOL) | Monofocal, astigmatism correcting IOL | Bausch and Lomb | enVista one-piece hydrophobic acrylic toric intraocular lens preloaded | MXPTC CYL: 1.25D; SPH: + 15.00D | Standalone | DE0505216 | Indicated for patients with astigmatism of 2.5 dioptre cylinder (DC) and above in at least 1 eye; where correction of astigmatism is considered clinically necessary
Ophthalmic | Intraocular lens replacement | Intraocular lens (IOL) | Monofocal, astigmatism correcting IOL | Bausch and Lomb | enVista one-piece hydrophobic acrylic toric intraocular lens preloaded | MXPTC CYL: 1.25D; SPH: + 15.50D | Standalone | DE0505216 | Indicated for patients with astigmatism of 2.5 dioptre cylinder (DC) and above in at least 1 eye; where correction of astigmatism is considered clinically necessary
Ophthalmic | Intraocular lens replacement | Intraocular lens (IOL) | Monofocal, astigmatism correcting IOL | Bausch and Lomb | enVista one-piece hydrophobic acrylic toric intraocular lens preloaded | MXPTC CYL: 1.25D; SPH: + 16.00D | Standalone | DE0505216 | Indicated for patients with astigmatism of 2.5 dioptre cylinder (DC) and above in at least 1 eye; where correction of astigmatism is considered clinically necessary
Ophthalmic | Intraocular lens replacement | Intraocular lens (IOL) | Monofocal, astigmatism correcting IOL | Bausch and Lomb | enVista one-piece hydrophobic acrylic toric intraocular lens preloaded | MXPTC CYL: 1.25D; SPH: + 16.50D | Standalone | DE0505216 | Indicated for patients with astigmatism of 2.5 dioptre cylinder (DC) and above in at least 1 eye; where correction of astigmatism is considered clinically necessary
Ophthalmic | Intraocular lens replacement | Intraocular lens (IOL) | Monofocal, astigmatism correcting IOL | Bausch and Lomb | enVista one-piece hydrophobic acrylic toric intraocular lens preloaded | MXPTC CYL: 1.25D; SPH: + 17.00D | Standalone | DE0505216 | Indicated for patients with astigmatism of 2.5 dioptre cylinder (DC) and above in at least 1 eye; where correction of astigmatism is considered clinically necessary
Ophthalmic | Intraocular lens replacement | Intraocular lens (IOL) | Monofocal, astigmatism correcting IOL | Bausch and Lomb | enVista one-piece hydrophobic acrylic toric intraocular lens preloaded | MXPTC CYL: 1.25D; SPH: + 17.50D | Standalone | DE0505216 | Indicated for patients with astigmatism of 2.5 dioptre cylinder (DC) and above in at least 1 eye; where correction of astigmatism is considered clinically necessary
Ophthalmic | Intraocular lens replacement | Intraocular lens (IOL) | Monofocal, astigmatism correcting IOL | Bausch and Lomb | enVista one-piece hydrophobic acrylic toric intraocular lens preloaded | MXPTC CYL: 1.25D; SPH: + 18.00D | Standalone | DE0505216 | Indicated for patients with astigmatism of 2.5 dioptre cylinder (DC) and above in at least 1 eye; where correction of astigmatism is considered clinically necessary
Ophthalmic | Intraocular lens replacement | Intraocular lens (IOL) | Monofocal, astigmatism correcting IOL | Bausch and Lomb | enVista one-piece hydrophobic acrylic toric intraocular lens preloaded | MXPTC CYL: 1.25D; SPH: + 18.50D | Standalone | DE0505216 | Indicated for patients with astigmatism of 2.5 dioptre cylinder (DC) and above in at least 1 eye; where correction of astigmatism is considered clinically necessary
Ophthalmic | Intraocular lens replacement | Intraocular lens (IOL) | Monofocal, astigmatism correcting IOL | Bausch and Lomb | enVista one-piece hydrophobic acrylic toric intraocular lens preloaded | MXPTC CYL: 1.25D; SPH: + 19.00D | Standalone | DE0505216 | Indicated for patients with astigmatism of 2.5 dioptre cylinder (DC) and above in at least 1 eye; where correction of astigmatism is considered clinically necessary
Ophthalmic | Intraocular lens replacement | Intraocular lens (IOL) | Monofocal, astigmatism correcting IOL | Bausch and Lomb | enVista one-piece hydrophobic acrylic toric intraocular lens preloaded | MXPTC CYL: 1.25D; SPH: + 19.50D | Standalone | DE0505216 | Indicated for patients with astigmatism of 2.5 dioptre cylinder (DC) and above in at least 1 eye; where correction of astigmatism is considered clinically necessary
Ophthalmic | Intraocular lens replacement | Intraocular lens (IOL) | Monofocal, astigmatism correcting IOL | Bausch and Lomb | enVista one-piece hydrophobic acrylic toric intraocular lens preloaded | MXPTC CYL: 1.25D; SPH: + 20.00D | Standalone | DE0505216 | Indicated for patients with astigmatism of 2.5 dioptre cylinder (DC) and above in at least 1 eye; where correction of astigmatism is considered clinically necessary
Ophthalmic | Intraocular lens replacement | Intraocular lens (IOL) | Monofocal, astigmatism correcting IOL | Bausch and Lomb | enVista one-piece hydrophobic acrylic toric intraocular lens preloaded | MXPTC CYL: 1.25D; SPH: + 20.50D | Standalone | DE0505216 | Indicated for patients with astigmatism of 2.5 dioptre cylinder (DC) and above in at least 1 eye; where correction of astigmatism is considered clinically necessary
Ophthalmic | Intraocular lens replacement | Intraocular lens (IOL) | Monofocal, astigmatism correcting IOL | Bausch and Lomb | enVista one-piece hydrophobic acrylic toric intraocular lens preloaded | MXPTC CYL: 1.25D; SPH: + 21.00D | Standalone | DE0505216 | Indicated for patients with astigmatism of 2.5 dioptre cylinder (DC) and above in at least 1 eye; where correction of astigmatism is considered clinically necessary
Ophthalmic | Intraocular lens replacement | Intraocular lens (IOL) | Monofocal, astigmatism correcting IOL | Bausch and Lomb | enVista one-piece hydrophobic acrylic toric intraocular lens preloaded | MXPTC CYL: 1.25D; SPH: + 21.50D | Standalone | DE0505216 | Indicated for patients with astigmatism of 2.5 dioptre cylinder (DC) and above in at least 1 eye; where correction of astigmatism is considered clinically necessary
Ophthalmic | Intraocular lens replacement | Intraocular lens (IOL) | Monofocal, astigmatism correcting IOL | Bausch and Lomb | enVista one-piece hydrophobic acrylic toric intraocular lens preloaded | MXPTC CYL: 1.25D; SPH: + 22.00D | Standalone | DE0505216 | Indicated for patients with astigmatism of 2.5 dioptre cylinder (DC) and above in at least 1 eye; where correction of astigmatism is considered clinically necessary
Ophthalmic | Intraocular lens replacement | Intraocular lens (IOL) | Monofocal, astigmatism correcting IOL | Bausch and Lomb | enVista one-piece hydrophobic acrylic toric intraocular lens preloaded | MXPTC CYL: 1.25D; SPH: + 22.50D | Standalone | DE0505216 | Indicated for patients with astigmatism of 2.5 dioptre cylinder (DC) and above in at least 1 eye; where correction of astigmatism is considered clinically necessary
Ophthalmic | Intraocular lens replacement | Intraocular lens (IOL) | Monofocal, astigmatism correcting IOL | Bausch and Lomb | enVista one-piece hydrophobic acrylic toric intraocular lens preloaded | MXPTC CYL: 1.25D; SPH: + 23.00D | Standalone | DE0505216 | Indicated for patients with astigmatism of 2.5 dioptre cylinder (DC) and above in at least 1 eye; where correction of astigmatism is considered clinically necessary
Ophthalmic | Intraocular lens replacement | Intraocular lens (IOL) | Monofocal, astigmatism correcting IOL | Bausch and Lomb | enVista one-piece hydrophobic acrylic toric intraocular lens preloaded | MXPTC CYL: 1.25D; SPH: + 23.50D | Standalone | DE0505216 | Indicated for patients with astigmatism of 2.5 dioptre cylinder (DC) and above in at least 1 eye; where correction of astigmatism is considered clinically necessary
Ophthalmic | Intraocular lens replacement | Intraocular lens (IOL) | Monofocal, astigmatism correcting IOL | Bausch and Lomb | enVista one-piece hydrophobic acrylic toric intraocular lens preloaded | MXPTC CYL: 1.25D; SPH: + 24.00D | Standalone | DE0505216 | Indicated for patients with astigmatism of 2.5 dioptre cylinder (DC) and above in at least 1 eye; where correction of astigmatism is considered clinically necessary
Ophthalmic | Intraocular lens replacement | Intraocular lens (IOL) | Monofocal, astigmatism correcting IOL | Bausch and Lomb | enVista one-piece hydrophobic acrylic toric intraocular lens preloaded | MXPTC CYL: 1.25D; SPH: + 24.50D | Standalone | DE0505216 | Indicated for patients with astigmatism of 2.5 dioptre cylinder (DC) and above in at least 1 eye; where correction of astigmatism is considered clinically necessary
Ophthalmic | Intraocular lens replacement | Intraocular lens (IOL) | Monofocal, astigmatism correcting IOL | Bausch and Lomb | enVista one-piece hydrophobic acrylic toric intraocular lens preloaded | MXPTC CYL: 1.25D; SPH: + 25.00D | Standalone | DE0505216 | Indicated for patients with astigmatism of 2.5 dioptre cylinder (DC) and above in at least 1 eye; where correction of astigmatism is considered clinically necessary
Ophthalmic | Intraocular lens replacement | Intraocular lens (IOL) | Monofocal, astigmatism correcting IOL | Bausch and Lomb | enVista one-piece hydrophobic acrylic toric intraocular lens preloaded | MXPTC CYL: 1.25D; SPH: + 25.50D | Standalone | DE0505216 | Indicated for patients with astigmatism of 2.5 dioptre cylinder (DC) and above in at least 1 eye; where correction of astigmatism is considered clinically necessary
Ophthalmic | Intraocular lens replacement | Intraocular lens (IOL) | Monofocal, astigmatism correcting IOL | Bausch and Lomb | enVista one-piece hydrophobic acrylic toric intraocular lens preloaded | MXPTC CYL: 1.25D; SPH: + 26.00D | Standalone | DE0505216 | Indicated for patients with astigmatism of 2.5 dioptre cylinder (DC) and above in at least 1 eye; where correction of astigmatism is considered clinically necessary
Ophthalmic | Intraocular lens replacement | Intraocular lens (IOL) | Monofocal, astigmatism correcting IOL | Bausch and Lomb | enVista one-piece hydrophobic acrylic toric intraocular lens preloaded | MXPTC CYL: 1.25D; SPH: + 26.50D | Standalone | DE0505216 | Indicated for patients with astigmatism of 2.5 dioptre cylinder (DC) and above in at least 1 eye; where correction of astigmatism is considered clinically necessary
Ophthalmic | Intraocular lens replacement | Intraocular lens (IOL) | Monofocal, astigmatism correcting IOL | Bausch and Lomb | enVista one-piece hydrophobic acrylic toric intraocular lens preloaded | MXPTC CYL: 1.25D; SPH: + 27.00D | Standalone | DE0505216 | Indicated for patients with astigmatism of 2.5 dioptre cylinder (DC) and above in at least 1 eye; where correction of astigmatism is considered clinically necessary
Ophthalmic | Intraocular lens replacement | Intraocular lens (IOL) | Monofocal, astigmatism correcting IOL | Bausch and Lomb | enVista one-piece hydrophobic acrylic toric intraocular lens preloaded | MXPTC CYL: 1.25D; SPH: + 27.50D | Standalone | DE0505216 | Indicated for patients with astigmatism of 2.5 dioptre cylinder (DC) and above in at least 1 eye; where correction of astigmatism is considered clinically necessary
Ophthalmic | Intraocular lens replacement | Intraocular lens (IOL) | Monofocal, astigmatism correcting IOL | Bausch and Lomb | enVista one-piece hydrophobic acrylic toric intraocular lens preloaded | MXPTC CYL: 1.25D; SPH: + 28.00D | Standalone | DE0505216 | Indicated for patients with astigmatism of 2.5 dioptre cylinder (DC) and above in at least 1 eye; where correction of astigmatism is considered clinically necessary
Ophthalmic | Intraocular lens replacement | Intraocular lens (IOL) | Monofocal, astigmatism correcting IOL | Bausch and Lomb | enVista one-piece hydrophobic acrylic toric intraocular lens preloaded | MXPTC CYL: 1.25D; SPH: + 28.50D | Standalone | DE0505216 | Indicated for patients with astigmatism of 2.5 dioptre cylinder (DC) and above in at least 1 eye; where correction of astigmatism is considered clinically necessary
Ophthalmic | Intraocular lens replacement | Intraocular lens (IOL) | Monofocal, astigmatism correcting IOL | Bausch and Lomb | enVista one-piece hydrophobic acrylic toric intraocular lens preloaded | MXPTC CYL: 1.25D; SPH: + 29.00D | Standalone | DE0505216 | Indicated for patients with astigmatism of 2.5 dioptre cylinder (DC) and above in at least 1 eye; where correction of astigmatism is considered clinically necessary
Ophthalmic | Intraocular lens replacement | Intraocular lens (IOL) | Monofocal, astigmatism correcting IOL | Bausch and Lomb | enVista one-piece hydrophobic acrylic toric intraocular lens preloaded | MXPTC CYL: 1.25D; SPH: + 29.50D | Standalone | DE0505216 | Indicated for patients with astigmatism of 2.5 dioptre cylinder (DC) and above in at least 1 eye; where correction of astigmatism is considered clinically necessary
Ophthalmic | Intraocular lens replacement | Intraocular lens (IOL) | Monofocal, astigmatism correcting IOL | Bausch and Lomb | enVista one-piece hydrophobic acrylic toric intraocular lens preloaded | MXPTC CYL: 1.25D; SPH: + 30.00D | Standalone | DE0505216 | Indicated for patients with astigmatism of 2.5 dioptre cylinder (DC) and above in at least 1 eye; where correction of astigmatism is considered clinically necessary
Ophthalmic | Intraocular lens replacement | Intraocular lens (IOL) | Monofocal, astigmatism correcting IOL | Bausch and Lomb | enVista one-piece hydrophobic acrylic toric intraocular lens preloaded | MXPTC CYL: 1.50D; SPH: + 6.00D | Standalone | DE0505216 | Indicated for patients with astigmatism of 2.5 dioptre cylinder (DC) and above in at least 1 eye; where correction of astigmatism is considered clinically necessary
Ophthalmic | Intraocular lens replacement | Intraocular lens (IOL) | Monofocal, astigmatism correcting IOL | Bausch and Lomb | enVista one-piece hydrophobic acrylic toric intraocular lens preloaded | MXPTC CYL: 1.50D; SPH: + 6.50D | Standalone | DE0505216 | Indicated for patients with astigmatism of 2.5 dioptre cylinder (DC) and above in at least 1 eye; where correction of astigmatism is considered clinically necessary
Ophthalmic | Intraocular lens replacement | Intraocular lens (IOL) | Monofocal, astigmatism correcting IOL | Bausch and Lomb | enVista one-piece hydrophobic acrylic toric intraocular lens preloaded | MXPTC CYL: 1.50D; SPH: + 7.00D | Standalone | DE0505216 | Indicated for patients with astigmatism of 2.5 dioptre cylinder (DC) and above in at least 1 eye; where correction of astigmatism is considered clinically necessary
Ophthalmic | Intraocular lens replacement | Intraocular lens (IOL) | Monofocal, astigmatism correcting IOL | Bausch and Lomb | enVista one-piece hydrophobic acrylic toric intraocular lens preloaded | MXPTC CYL: 1.50D; SPH: + 7.50D | Standalone | DE0505216 | Indicated for patients with astigmatism of 2.5 dioptre cylinder (DC) and above in at least 1 eye; where correction of astigmatism is considered clinically necessary
Ophthalmic | Intraocular lens replacement | Intraocular lens (IOL) | Monofocal, astigmatism correcting IOL | Bausch and Lomb | enVista one-piece hydrophobic acrylic toric intraocular lens preloaded | MXPTC CYL: 1.50D; SPH: + 8.00D | Standalone | DE0505216 | Indicated for patients with astigmatism of 2.5 dioptre cylinder (DC) and above in at least 1 eye; where correction of astigmatism is considered clinically necessary
Ophthalmic | Intraocular lens replacement | Intraocular lens (IOL) | Monofocal, astigmatism correcting IOL | Bausch and Lomb | enVista one-piece hydrophobic acrylic toric intraocular lens preloaded | MXPTC CYL: 1.50D; SPH: + 8.50D | Standalone | DE0505216 | Indicated for patients with astigmatism of 2.5 dioptre cylinder (DC) and above in at least 1 eye; where correction of astigmatism is considered clinically necessary
Ophthalmic | Intraocular lens replacement | Intraocular lens (IOL) | Monofocal, astigmatism correcting IOL | Bausch and Lomb | enVista one-piece hydrophobic acrylic toric intraocular lens preloaded | MXPTC CYL: 1.50D; SPH: + 9.00D | Standalone | DE0505216 | Indicated for patients with astigmatism of 2.5 dioptre cylinder (DC) and above in at least 1 eye; where correction of astigmatism is considered clinically necessary
Ophthalmic | Intraocular lens replacement | Intraocular lens (IOL) | Monofocal, astigmatism correcting IOL | Bausch and Lomb | enVista one-piece hydrophobic acrylic toric intraocular lens preloaded | MXPTC CYL: 1.50D; SPH: + 9.50D | Standalone | DE0505216 | Indicated for patients with astigmatism of 2.5 dioptre cylinder (DC) and above in at least 1 eye; where correction of astigmatism is considered clinically necessary
Ophthalmic | Intraocular lens replacement | Intraocular lens (IOL) | Monofocal, astigmatism correcting IOL | Bausch and Lomb | enVista one-piece hydrophobic acrylic toric intraocular lens preloaded | MXPTC CYL: 1.50D; SPH: + 10.00D | Standalone | DE0505216 | Indicated for patients with astigmatism of 2.5 dioptre cylinder (DC) and above in at least 1 eye; where correction of astigmatism is considered clinically necessary
Ophthalmic | Intraocular lens replacement | Intraocular lens (IOL) | Monofocal, astigmatism correcting IOL | Bausch and Lomb | enVista one-piece hydrophobic acrylic toric intraocular lens preloaded | MXPTC CYL: 1.50D; SPH: + 10.50D | Standalone | DE0505216 | Indicated for patients with astigmatism of 2.5 dioptre cylinder (DC) and above in at least 1 eye; where correction of astigmatism is considered clinically necessary
Ophthalmic | Intraocular lens replacement | Intraocular lens (IOL) | Monofocal, astigmatism correcting IOL | Bausch and Lomb | enVista one-piece hydrophobic acrylic toric intraocular lens preloaded | MXPTC CYL: 1.50D; SPH: + 11.00D | Standalone | DE0505216 | Indicated for patients with astigmatism of 2.5 dioptre cylinder (DC) and above in at least 1 eye; where correction of astigmatism is considered clinically necessary
Ophthalmic | Intraocular lens replacement | Intraocular lens (IOL) | Monofocal, astigmatism correcting IOL | Bausch and Lomb | enVista one-piece hydrophobic acrylic toric intraocular lens preloaded | MXPTC CYL: 1.50D; SPH: + 11.50D | Standalone | DE0505216 | Indicated for patients with astigmatism of 2.5 dioptre cylinder (DC) and above in at least 1 eye; where correction of astigmatism is considered clinically necessary
Ophthalmic | Intraocular lens replacement | Intraocular lens (IOL) | Monofocal, astigmatism correcting IOL | Bausch and Lomb | enVista one-piece hydrophobic acrylic toric intraocular lens preloaded | MXPTC CYL: 1.50D; SPH: + 12.00D | Standalone | DE0505216 | Indicated for patients with astigmatism of 2.5 dioptre cylinder (DC) and above in at least 1 eye; where correction of astigmatism is considered clinically necessary
Ophthalmic | Intraocular lens replacement | Intraocular lens (IOL) | Monofocal, astigmatism correcting IOL | Bausch and Lomb | enVista one-piece hydrophobic acrylic toric intraocular lens preloaded | MXPTC CYL: 1.50D; SPH: + 12.50D | Standalone | DE0505216 | Indicated for patients with astigmatism of 2.5 dioptre cylinder (DC) and above in at least 1 eye; where correction of astigmatism is considered clinically necessary
Ophthalmic | Intraocular lens replacement | Intraocular lens (IOL) | Monofocal, astigmatism correcting IOL | Bausch and Lomb | enVista one-piece hydrophobic acrylic toric intraocular lens preloaded | MXPTC CYL: 1.50D; SPH: + 13.00D | Standalone | DE0505216 | Indicated for patients with astigmatism of 2.5 dioptre cylinder (DC) and above in at least 1 eye; where correction of astigmatism is considered clinically necessary
Ophthalmic | Intraocular lens replacement | Intraocular lens (IOL) | Monofocal, astigmatism correcting IOL | Bausch and Lomb | enVista one-piece hydrophobic acrylic toric intraocular lens preloaded | MXPTC CYL: 1.50D; SPH: + 13.50D | Standalone | DE0505216 | Indicated for patients with astigmatism of 2.5 dioptre cylinder (DC) and above in at least 1 eye; where correction of astigmatism is considered clinically necessary
Ophthalmic | Intraocular lens replacement | Intraocular lens (IOL) | Monofocal, astigmatism correcting IOL | Bausch and Lomb | enVista one-piece hydrophobic acrylic toric intraocular lens preloaded | MXPTC CYL: 1.50D; SPH: + 14.00D | Standalone | DE0505216 | Indicated for patients with astigmatism of 2.5 dioptre cylinder (DC) and above in at least 1 eye; where correction of astigmatism is considered clinically necessary
Ophthalmic | Intraocular lens replacement | Intraocular lens (IOL) | Monofocal, astigmatism correcting IOL | Bausch and Lomb | enVista one-piece hydrophobic acrylic toric intraocular lens preloaded | MXPTC CYL: 1.50D; SPH: + 14.50D | Standalone | DE0505216 | Indicated for patients with astigmatism of 2.5 dioptre cylinder (DC) and above in at least 1 eye; where correction of astigmatism is considered clinically necessary
Ophthalmic | Intraocular lens replacement | Intraocular lens (IOL) | Monofocal, astigmatism correcting IOL | Bausch and Lomb | enVista one-piece hydrophobic acrylic toric intraocular lens preloaded | MXPTC CYL: 1.50D; SPH: + 15.00D | Standalone | DE0505216 | Indicated for patients with astigmatism of 2.5 dioptre cylinder (DC) and above in at least 1 eye; where correction of astigmatism is considered clinically necessary
Ophthalmic | Intraocular lens replacement | Intraocular lens (IOL) | Monofocal, astigmatism correcting IOL | Bausch and Lomb | enVista one-piece hydrophobic acrylic toric intraocular lens preloaded | MXPTC CYL: 1.50D; SPH: + 15.50D | Standalone | DE0505216 | Indicated for patients with astigmatism of 2.5 dioptre cylinder (DC) and above in at least 1 eye; where correction of astigmatism is considered clinically necessary
Ophthalmic | Intraocular lens replacement | Intraocular lens (IOL) | Monofocal, astigmatism correcting IOL | Bausch and Lomb | enVista one-piece hydrophobic acrylic toric intraocular lens preloaded | MXPTC CYL: 1.50D; SPH: + 16.00D | Standalone | DE0505216 | Indicated for patients with astigmatism of 2.5 dioptre cylinder (DC) and above in at least 1 eye; where correction of astigmatism is considered clinically necessary
Ophthalmic | Intraocular lens replacement | Intraocular lens (IOL) | Monofocal, astigmatism correcting IOL | Bausch and Lomb | enVista one-piece hydrophobic acrylic toric intraocular lens preloaded | MXPTC CYL: 1.50D; SPH: + 16.50D | Standalone | DE0505216 | Indicated for patients with astigmatism of 2.5 dioptre cylinder (DC) and above in at least 1 eye; where correction of astigmatism is considered clinically necessary
Ophthalmic | Intraocular lens replacement | Intraocular lens (IOL) | Monofocal, astigmatism correcting IOL | Bausch and Lomb | enVista one-piece hydrophobic acrylic toric intraocular lens preloaded | MXPTC CYL: 1.50D; SPH: + 17.00D | Standalone | DE0505216 | Indicated for patients with astigmatism of 2.5 dioptre cylinder (DC) and above in at least 1 eye; where correction of astigmatism is considered clinically necessary
Ophthalmic | Intraocular lens replacement | Intraocular lens (IOL) | Monofocal, astigmatism correcting IOL | Bausch and Lomb | enVista one-piece hydrophobic acrylic toric intraocular lens preloaded | MXPTC CYL: 1.50D; SPH: + 17.50D | Standalone | DE0505216 | Indicated for patients with astigmatism of 2.5 dioptre cylinder (DC) and above in at least 1 eye; where correction of astigmatism is considered clinically necessary
Ophthalmic | Intraocular lens replacement | Intraocular lens (IOL) | Monofocal, astigmatism correcting IOL | Bausch and Lomb | enVista one-piece hydrophobic acrylic toric intraocular lens preloaded | MXPTC CYL: 1.50D; SPH: + 18.00D | Standalone | DE0505216 | Indicated for patients with astigmatism of 2.5 dioptre cylinder (DC) and above in at least 1 eye; where correction of astigmatism is considered clinically necessary
Ophthalmic | Intraocular lens replacement | Intraocular lens (IOL) | Monofocal, astigmatism correcting IOL | Bausch and Lomb | enVista one-piece hydrophobic acrylic toric intraocular lens preloaded | MXPTC CYL: 1.50D; SPH: + 18.50D | Standalone | DE0505216 | Indicated for patients with astigmatism of 2.5 dioptre cylinder (DC) and above in at least 1 eye; where correction of astigmatism is considered clinically necessary
Ophthalmic | Intraocular lens replacement | Intraocular lens (IOL) | Monofocal, astigmatism correcting IOL | Bausch and Lomb | enVista one-piece hydrophobic acrylic toric intraocular lens preloaded | MXPTC CYL: 1.50D; SPH: + 19.00D | Standalone | DE0505216 | Indicated for patients with astigmatism of 2.5 dioptre cylinder (DC) and above in at least 1 eye; where correction of astigmatism is considered clinically necessary
Ophthalmic | Intraocular lens replacement | Intraocular lens (IOL) | Monofocal, astigmatism correcting IOL | Bausch and Lomb | enVista one-piece hydrophobic acrylic toric intraocular lens preloaded | MXPTC CYL: 1.50D; SPH: + 19.50D | Standalone | DE0505216 | Indicated for patients with astigmatism of 2.5 dioptre cylinder (DC) and above in at least 1 eye; where correction of astigmatism is considered clinically necessary
Ophthalmic | Intraocular lens replacement | Intraocular lens (IOL) | Monofocal, astigmatism correcting IOL | Bausch and Lomb | enVista one-piece hydrophobic acrylic toric intraocular lens preloaded | MXPTC CYL: 1.50D; SPH: + 20.00D | Standalone | DE0505216 | Indicated for patients with astigmatism of 2.5 dioptre cylinder (DC) and above in at least 1 eye; where correction of astigmatism is considered clinically necessary
Ophthalmic | Intraocular lens replacement | Intraocular lens (IOL) | Monofocal, astigmatism correcting IOL | Bausch and Lomb | enVista one-piece hydrophobic acrylic toric intraocular lens preloaded | MXPTC CYL: 1.50D; SPH: + 20.50D | Standalone | DE0505216 | Indicated for patients with astigmatism of 2.5 dioptre cylinder (DC) and above in at least 1 eye; where correction of astigmatism is considered clinically necessary
Ophthalmic | Intraocular lens replacement | Intraocular lens (IOL) | Monofocal, astigmatism correcting IOL | Bausch and Lomb | enVista one-piece hydrophobic acrylic toric intraocular lens preloaded | MXPTC CYL: 1.50D; SPH: + 21.00D | Standalone | DE0505216 | Indicated for patients with astigmatism of 2.5 dioptre cylinder (DC) and above in at least 1 eye; where correction of astigmatism is considered clinically necessary
Ophthalmic | Intraocular lens replacement | Intraocular lens (IOL) | Monofocal, astigmatism correcting IOL | Bausch and Lomb | enVista one-piece hydrophobic acrylic toric intraocular lens preloaded | MXPTC CYL: 1.50D; SPH: + 21.50D | Standalone | DE0505216 | Indicated for patients with astigmatism of 2.5 dioptre cylinder (DC) and above in at least 1 eye; where correction of astigmatism is considered clinically necessary
Ophthalmic | Intraocular lens replacement | Intraocular lens (IOL) | Monofocal, astigmatism correcting IOL | Bausch and Lomb | enVista one-piece hydrophobic acrylic toric intraocular lens preloaded | MXPTC CYL: 1.50D; SPH: + 22.00D | Standalone | DE0505216 | Indicated for patients with astigmatism of 2.5 dioptre cylinder (DC) and above in at least 1 eye; where correction of astigmatism is considered clinically necessary
Ophthalmic | Intraocular lens replacement | Intraocular lens (IOL) | Monofocal, astigmatism correcting IOL | Bausch and Lomb | enVista one-piece hydrophobic acrylic toric intraocular lens preloaded | MXPTC CYL: 1.50D; SPH: + 22.50D | Standalone | DE0505216 | Indicated for patients with astigmatism of 2.5 dioptre cylinder (DC) and above in at least 1 eye; where correction of astigmatism is considered clinically necessary
Ophthalmic | Intraocular lens replacement | Intraocular lens (IOL) | Monofocal, astigmatism correcting IOL | Bausch and Lomb | enVista one-piece hydrophobic acrylic toric intraocular lens preloaded | MXPTC CYL: 1.50D; SPH: + 23.00D | Standalone | DE0505216 | Indicated for patients with astigmatism of 2.5 dioptre cylinder (DC) and above in at least 1 eye; where correction of astigmatism is considered clinically necessary
Ophthalmic | Intraocular lens replacement | Intraocular lens (IOL) | Monofocal, astigmatism correcting IOL | Bausch and Lomb | enVista one-piece hydrophobic acrylic toric intraocular lens preloaded | MXPTC CYL: 1.50D; SPH: + 23.50D | Standalone | DE0505216 | Indicated for patients with astigmatism of 2.5 dioptre cylinder (DC) and above in at least 1 eye; where correction of astigmatism is considered clinically necessary
Ophthalmic | Intraocular lens replacement | Intraocular lens (IOL) | Monofocal, astigmatism correcting IOL | Bausch and Lomb | enVista one-piece hydrophobic acrylic toric intraocular lens preloaded | MXPTC CYL: 1.50D; SPH: + 24.00D | Standalone | DE0505216 | Indicated for patients with astigmatism of 2.5 dioptre cylinder (DC) and above in at least 1 eye; where correction of astigmatism is considered clinically necessary
Ophthalmic | Intraocular lens replacement | Intraocular lens (IOL) | Monofocal, astigmatism correcting IOL | Bausch and Lomb | enVista one-piece hydrophobic acrylic toric intraocular lens preloaded | MXPTC CYL: 1.50D; SPH: + 24.50D | Standalone | DE0505216 | Indicated for patients with astigmatism of 2.5 dioptre cylinder (DC) and above in at least 1 eye; where correction of astigmatism is considered clinically necessary
Ophthalmic | Intraocular lens replacement | Intraocular lens (IOL) | Monofocal, astigmatism correcting IOL | Bausch and Lomb | enVista one-piece hydrophobic acrylic toric intraocular lens preloaded | MXPTC CYL: 1.50D; SPH: + 25.00D | Standalone | DE0505216 | Indicated for patients with astigmatism of 2.5 dioptre cylinder (DC) and above in at least 1 eye; where correction of astigmatism is considered clinically necessary
Ophthalmic | Intraocular lens replacement | Intraocular lens (IOL) | Monofocal, astigmatism correcting IOL | Bausch and Lomb | enVista one-piece hydrophobic acrylic toric intraocular lens preloaded | MXPTC CYL: 1.50D; SPH: + 25.50D | Standalone | DE0505216 | Indicated for patients with astigmatism of 2.5 dioptre cylinder (DC) and above in at least 1 eye; where correction of astigmatism is considered clinically necessary
Ophthalmic | Intraocular lens replacement | Intraocular lens (IOL) | Monofocal, astigmatism correcting IOL | Bausch and Lomb | enVista one-piece hydrophobic acrylic toric intraocular lens preloaded | MXPTC CYL: 1.50D; SPH: + 26.00D | Standalone | DE0505216 | Indicated for patients with astigmatism of 2.5 dioptre cylinder (DC) and above in at least 1 eye; where correction of astigmatism is considered clinically necessary
Ophthalmic | Intraocular lens replacement | Intraocular lens (IOL) | Monofocal, astigmatism correcting IOL | Bausch and Lomb | enVista one-piece hydrophobic acrylic toric intraocular lens preloaded | MXPTC CYL: 1.50D; SPH: + 26.50D | Standalone | DE0505216 | Indicated for patients with astigmatism of 2.5 dioptre cylinder (DC) and above in at least 1 eye; where correction of astigmatism is considered clinically necessary
Ophthalmic | Intraocular lens replacement | Intraocular lens (IOL) | Monofocal, astigmatism correcting IOL | Bausch and Lomb | enVista one-piece hydrophobic acrylic toric intraocular lens preloaded | MXPTC CYL: 1.50D; SPH: + 27.00D | Standalone | DE0505216 | Indicated for patients with astigmatism of 2.5 dioptre cylinder (DC) and above in at least 1 eye; where correction of astigmatism is considered clinically necessary
Ophthalmic | Intraocular lens replacement | Intraocular lens (IOL) | Monofocal, astigmatism correcting IOL | Bausch and Lomb | enVista one-piece hydrophobic acrylic toric intraocular lens preloaded | MXPTC CYL: 1.50D; SPH: + 27.50D | Standalone | DE0505216 | Indicated for patients with astigmatism of 2.5 dioptre cylinder (DC) and above in at least 1 eye; where correction of astigmatism is considered clinically necessary
Ophthalmic | Intraocular lens replacement | Intraocular lens (IOL) | Monofocal, astigmatism correcting IOL | Bausch and Lomb | enVista one-piece hydrophobic acrylic toric intraocular lens preloaded | MXPTC CYL: 1.50D; SPH: + 28.00D | Standalone | DE0505216 | Indicated for patients with astigmatism of 2.5 dioptre cylinder (DC) and above in at least 1 eye; where correction of astigmatism is considered clinically necessary
Ophthalmic | Intraocular lens replacement | Intraocular lens (IOL) | Monofocal, astigmatism correcting IOL | Bausch and Lomb | enVista one-piece hydrophobic acrylic toric intraocular lens preloaded | MXPTC CYL: 1.50D; SPH: + 28.50D | Standalone | DE0505216 | Indicated for patients with astigmatism of 2.5 dioptre cylinder (DC) and above in at least 1 eye; where correction of astigmatism is considered clinically necessary
Ophthalmic | Intraocular lens replacement | Intraocular lens (IOL) | Monofocal, astigmatism correcting IOL | Bausch and Lomb | enVista one-piece hydrophobic acrylic toric intraocular lens preloaded | MXPTC CYL: 1.50D; SPH: + 29.00D | Standalone | DE0505216 | Indicated for patients with astigmatism of 2.5 dioptre cylinder (DC) and above in at least 1 eye; where correction of astigmatism is considered clinically necessary
Ophthalmic | Intraocular lens replacement | Intraocular lens (IOL) | Monofocal, astigmatism correcting IOL | Bausch and Lomb | enVista one-piece hydrophobic acrylic toric intraocular lens preloaded | MXPTC CYL: 1.50D; SPH: + 29.50D | Standalone | DE0505216 | Indicated for patients with astigmatism of 2.5 dioptre cylinder (DC) and above in at least 1 eye; where correction of astigmatism is considered clinically necessary
Ophthalmic | Intraocular lens replacement | Intraocular lens (IOL) | Monofocal, astigmatism correcting IOL | Bausch and Lomb | enVista one-piece hydrophobic acrylic toric intraocular lens preloaded | MXPTC CYL: 1.50D; SPH: + 30.00D | Standalone | DE0505216 | Indicated for patients with astigmatism of 2.5 dioptre cylinder (DC) and above in at least 1 eye; where correction of astigmatism is considered clinically necessary
Ophthalmic | Intraocular lens replacement | Intraocular lens (IOL) | Monofocal, astigmatism correcting IOL | Bausch and Lomb | enVista one-piece hydrophobic acrylic toric intraocular lens preloaded | MXPTC CYL: 2.00D; SPH: + 6.00D | Standalone | DE0505216 | Indicated for patients with astigmatism of 2.5 dioptre cylinder (DC) and above in at least 1 eye; where correction of astigmatism is considered clinically necessary
Ophthalmic | Intraocular lens replacement | Intraocular lens (IOL) | Monofocal, astigmatism correcting IOL | Bausch and Lomb | enVista one-piece hydrophobic acrylic toric intraocular lens preloaded | MXPTC CYL: 2.00D; SPH: + 6.50D | Standalone | DE0505216 | Indicated for patients with astigmatism of 2.5 dioptre cylinder (DC) and above in at least 1 eye; where correction of astigmatism is considered clinically necessary
Ophthalmic | Intraocular lens replacement | Intraocular lens (IOL) | Monofocal, astigmatism correcting IOL | Bausch and Lomb | enVista one-piece hydrophobic acrylic toric intraocular lens preloaded | MXPTC CYL: 2.00D; SPH: + 7.00D | Standalone | DE0505216 | Indicated for patients with astigmatism of 2.5 dioptre cylinder (DC) and above in at least 1 eye; where correction of astigmatism is considered clinically necessary
Ophthalmic | Intraocular lens replacement | Intraocular lens (IOL) | Monofocal, astigmatism correcting IOL | Bausch and Lomb | enVista one-piece hydrophobic acrylic toric intraocular lens preloaded | MXPTC CYL: 2.00D; SPH: + 7.50D | Standalone | DE0505216 | Indicated for patients with astigmatism of 2.5 dioptre cylinder (DC) and above in at least 1 eye; where correction of astigmatism is considered clinically necessary
Ophthalmic | Intraocular lens replacement | Intraocular lens (IOL) | Monofocal, astigmatism correcting IOL | Bausch and Lomb | enVista one-piece hydrophobic acrylic toric intraocular lens preloaded | MXPTC CYL: 2.00D; SPH: + 8.00D | Standalone | DE0505216 | Indicated for patients with astigmatism of 2.5 dioptre cylinder (DC) and above in at least 1 eye; where correction of astigmatism is considered clinically necessary
Ophthalmic | Intraocular lens replacement | Intraocular lens (IOL) | Monofocal, astigmatism correcting IOL | Bausch and Lomb | enVista one-piece hydrophobic acrylic toric intraocular lens preloaded | MXPTC CYL: 2.00D; SPH: + 8.50D | Standalone | DE0505216 | Indicated for patients with astigmatism of 2.5 dioptre cylinder (DC) and above in at least 1 eye; where correction of astigmatism is considered clinically necessary
Ophthalmic | Intraocular lens replacement | Intraocular lens (IOL) | Monofocal, astigmatism correcting IOL | Bausch and Lomb | enVista one-piece hydrophobic acrylic toric intraocular lens preloaded | MXPTC CYL: 2.00D; SPH: + 9.00D | Standalone | DE0505216 | Indicated for patients with astigmatism of 2.5 dioptre cylinder (DC) and above in at least 1 eye; where correction of astigmatism is considered clinically necessary
Ophthalmic | Intraocular lens replacement | Intraocular lens (IOL) | Monofocal, astigmatism correcting IOL | Bausch and Lomb | enVista one-piece hydrophobic acrylic toric intraocular lens preloaded | MXPTC CYL: 2.00D; SPH: + 9.50D | Standalone | DE0505216 | Indicated for patients with astigmatism of 2.5 dioptre cylinder (DC) and above in at least 1 eye; where correction of astigmatism is considered clinically necessary
Ophthalmic | Intraocular lens replacement | Intraocular lens (IOL) | Monofocal, astigmatism correcting IOL | Bausch and Lomb | enVista one-piece hydrophobic acrylic toric intraocular lens preloaded | MXPTC CYL: 2.00D; SPH: + 10.00D | Standalone | DE0505216 | Indicated for patients with astigmatism of 2.5 dioptre cylinder (DC) and above in at least 1 eye; where correction of astigmatism is considered clinically necessary
Ophthalmic | Intraocular lens replacement | Intraocular lens (IOL) | Monofocal, astigmatism correcting IOL | Bausch and Lomb | enVista one-piece hydrophobic acrylic toric intraocular lens preloaded | MXPTC CYL: 2.00D; SPH: + 10.50D | Standalone | DE0505216 | Indicated for patients with astigmatism of 2.5 dioptre cylinder (DC) and above in at least 1 eye; where correction of astigmatism is considered clinically necessary
Ophthalmic | Intraocular lens replacement | Intraocular lens (IOL) | Monofocal, astigmatism correcting IOL | Bausch and Lomb | enVista one-piece hydrophobic acrylic toric intraocular lens preloaded | MXPTC CYL: 2.00D; SPH: + 11.00D | Standalone | DE0505216 | Indicated for patients with astigmatism of 2.5 dioptre cylinder (DC) and above in at least 1 eye; where correction of astigmatism is considered clinically necessary
Ophthalmic | Intraocular lens replacement | Intraocular lens (IOL) | Monofocal, astigmatism correcting IOL | Bausch and Lomb | enVista one-piece hydrophobic acrylic toric intraocular lens preloaded | MXPTC CYL: 2.00D; SPH: + 11.50D | Standalone | DE0505216 | Indicated for patients with astigmatism of 2.5 dioptre cylinder (DC) and above in at least 1 eye; where correction of astigmatism is considered clinically necessary
Ophthalmic | Intraocular lens replacement | Intraocular lens (IOL) | Monofocal, astigmatism correcting IOL | Bausch and Lomb | enVista one-piece hydrophobic acrylic toric intraocular lens preloaded | MXPTC CYL: 2.00D; SPH: + 12.00D | Standalone | DE0505216 | Indicated for patients with astigmatism of 2.5 dioptre cylinder (DC) and above in at least 1 eye; where correction of astigmatism is considered clinically necessary
Ophthalmic | Intraocular lens replacement | Intraocular lens (IOL) | Monofocal, astigmatism correcting IOL | Bausch and Lomb | enVista one-piece hydrophobic acrylic toric intraocular lens preloaded | MXPTC CYL: 2.00D; SPH: + 12.50D | Standalone | DE0505216 | Indicated for patients with astigmatism of 2.5 dioptre cylinder (DC) and above in at least 1 eye; where correction of astigmatism is considered clinically necessary
Ophthalmic | Intraocular lens replacement | Intraocular lens (IOL) | Monofocal, astigmatism correcting IOL | Bausch and Lomb | enVista one-piece hydrophobic acrylic toric intraocular lens preloaded | MXPTC CYL: 2.00D; SPH: + 13.00D | Standalone | DE0505216 | Indicated for patients with astigmatism of 2.5 dioptre cylinder (DC) and above in at least 1 eye; where correction of astigmatism is considered clinically necessary
Ophthalmic | Intraocular lens replacement | Intraocular lens (IOL) | Monofocal, astigmatism correcting IOL | Bausch and Lomb | enVista one-piece hydrophobic acrylic toric intraocular lens preloaded | MXPTC CYL: 2.00D; SPH: + 13.50D | Standalone | DE0505216 | Indicated for patients with astigmatism of 2.5 dioptre cylinder (DC) and above in at least 1 eye; where correction of astigmatism is considered clinically necessary
Ophthalmic | Intraocular lens replacement | Intraocular lens (IOL) | Monofocal, astigmatism correcting IOL | Bausch and Lomb | enVista one-piece hydrophobic acrylic toric intraocular lens preloaded | MXPTC CYL: 2.00D; SPH: + 14.00D | Standalone | DE0505216 | Indicated for patients with astigmatism of 2.5 dioptre cylinder (DC) and above in at least 1 eye; where correction of astigmatism is considered clinically necessary
Ophthalmic | Intraocular lens replacement | Intraocular lens (IOL) | Monofocal, astigmatism correcting IOL | Bausch and Lomb | enVista one-piece hydrophobic acrylic toric intraocular lens preloaded | MXPTC CYL: 2.00D; SPH: + 14.50D | Standalone | DE0505216 | Indicated for patients with astigmatism of 2.5 dioptre cylinder (DC) and above in at least 1 eye; where correction of astigmatism is considered clinically necessary
Ophthalmic | Intraocular lens replacement | Intraocular lens (IOL) | Monofocal, astigmatism correcting IOL | Bausch and Lomb | enVista one-piece hydrophobic acrylic toric intraocular lens preloaded | MXPTC CYL: 2.00D; SPH: + 15.00D | Standalone | DE0505216 | Indicated for patients with astigmatism of 2.5 dioptre cylinder (DC) and above in at least 1 eye; where correction of astigmatism is considered clinically necessary
Ophthalmic | Intraocular lens replacement | Intraocular lens (IOL) | Monofocal, astigmatism correcting IOL | Bausch and Lomb | enVista one-piece hydrophobic acrylic toric intraocular lens preloaded | MXPTC CYL: 2.00D; SPH: + 15.50D | Standalone | DE0505216 | Indicated for patients with astigmatism of 2.5 dioptre cylinder (DC) and above in at least 1 eye; where correction of astigmatism is considered clinically necessary
Ophthalmic | Intraocular lens replacement | Intraocular lens (IOL) | Monofocal, astigmatism correcting IOL | Bausch and Lomb | enVista one-piece hydrophobic acrylic toric intraocular lens preloaded | MXPTC CYL: 2.00D; SPH: + 16.00D | Standalone | DE0505216 | Indicated for patients with astigmatism of 2.5 dioptre cylinder (DC) and above in at least 1 eye; where correction of astigmatism is considered clinically necessary
Ophthalmic | Intraocular lens replacement | Intraocular lens (IOL) | Monofocal, astigmatism correcting IOL | Bausch and Lomb | enVista one-piece hydrophobic acrylic toric intraocular lens preloaded | MXPTC CYL: 2.00D; SPH: + 16.50D | Standalone | DE0505216 | Indicated for patients with astigmatism of 2.5 dioptre cylinder (DC) and above in at least 1 eye; where correction of astigmatism is considered clinically necessary
Ophthalmic | Intraocular lens replacement | Intraocular lens (IOL) | Monofocal, astigmatism correcting IOL | Bausch and Lomb | enVista one-piece hydrophobic acrylic toric intraocular lens preloaded | MXPTC CYL: 2.00D; SPH: + 17.00D | Standalone | DE0505216 | Indicated for patients with astigmatism of 2.5 dioptre cylinder (DC) and above in at least 1 eye; where correction of astigmatism is considered clinically necessary
Ophthalmic | Intraocular lens replacement | Intraocular lens (IOL) | Monofocal, astigmatism correcting IOL | Bausch and Lomb | enVista one-piece hydrophobic acrylic toric intraocular lens preloaded | MXPTC CYL: 2.00D; SPH: + 17.50D | Standalone | DE0505216 | Indicated for patients with astigmatism of 2.5 dioptre cylinder (DC) and above in at least 1 eye; where correction of astigmatism is considered clinically necessary
Ophthalmic | Intraocular lens replacement | Intraocular lens (IOL) | Monofocal, astigmatism correcting IOL | Bausch and Lomb | enVista one-piece hydrophobic acrylic toric intraocular lens preloaded | MXPTC CYL: 2.00D; SPH: + 18.00D | Standalone | DE0505216 | Indicated for patients with astigmatism of 2.5 dioptre cylinder (DC) and above in at least 1 eye; where correction of astigmatism is considered clinically necessary
Ophthalmic | Intraocular lens replacement | Intraocular lens (IOL) | Monofocal, astigmatism correcting IOL | Bausch and Lomb | enVista one-piece hydrophobic acrylic toric intraocular lens preloaded | MXPTC CYL: 2.00D; SPH: + 18.50D | Standalone | DE0505216 | Indicated for patients with astigmatism of 2.5 dioptre cylinder (DC) and above in at least 1 eye; where correction of astigmatism is considered clinically necessary
Ophthalmic | Intraocular lens replacement | Intraocular lens (IOL) | Monofocal, astigmatism correcting IOL | Bausch and Lomb | enVista one-piece hydrophobic acrylic toric intraocular lens preloaded | MXPTC CYL: 2.00D; SPH: + 19.00D | Standalone | DE0505216 | Indicated for patients with astigmatism of 2.5 dioptre cylinder (DC) and above in at least 1 eye; where correction of astigmatism is considered clinically necessary
Ophthalmic | Intraocular lens replacement | Intraocular lens (IOL) | Monofocal, astigmatism correcting IOL | Bausch and Lomb | enVista one-piece hydrophobic acrylic toric intraocular lens preloaded | MXPTC CYL: 2.00D; SPH: + 19.50D | Standalone | DE0505216 | Indicated for patients with astigmatism of 2.5 dioptre cylinder (DC) and above in at least 1 eye; where correction of astigmatism is considered clinically necessary
Ophthalmic | Intraocular lens replacement | Intraocular lens (IOL) | Monofocal, astigmatism correcting IOL | Bausch and Lomb | enVista one-piece hydrophobic acrylic toric intraocular lens preloaded | MXPTC CYL: 2.00D; SPH: + 20.00D | Standalone | DE0505216 | Indicated for patients with astigmatism of 2.5 dioptre cylinder (DC) and above in at least 1 eye; where correction of astigmatism is considered clinically necessary
Ophthalmic | Intraocular lens replacement | Intraocular lens (IOL) | Monofocal, astigmatism correcting IOL | Bausch and Lomb | enVista one-piece hydrophobic acrylic toric intraocular lens preloaded | MXPTC CYL: 2.00D; SPH: + 20.50D | Standalone | DE0505216 | Indicated for patients with astigmatism of 2.5 dioptre cylinder (DC) and above in at least 1 eye; where correction of astigmatism is considered clinically necessary
Ophthalmic | Intraocular lens replacement | Intraocular lens (IOL) | Monofocal, astigmatism correcting IOL | Bausch and Lomb | enVista one-piece hydrophobic acrylic toric intraocular lens preloaded | MXPTC CYL: 2.00D; SPH: + 21.00D | Standalone | DE0505216 | Indicated for patients with astigmatism of 2.5 dioptre cylinder (DC) and above in at least 1 eye; where correction of astigmatism is considered clinically necessary
Ophthalmic | Intraocular lens replacement | Intraocular lens (IOL) | Monofocal, astigmatism correcting IOL | Bausch and Lomb | enVista one-piece hydrophobic acrylic toric intraocular lens preloaded | MXPTC CYL: 2.00D; SPH: + 21.50D | Standalone | DE0505216 | Indicated for patients with astigmatism of 2.5 dioptre cylinder (DC) and above in at least 1 eye; where correction of astigmatism is considered clinically necessary
Ophthalmic | Intraocular lens replacement | Intraocular lens (IOL) | Monofocal, astigmatism correcting IOL | Bausch and Lomb | enVista one-piece hydrophobic acrylic toric intraocular lens preloaded | MXPTC CYL: 2.00D; SPH: + 22.00D | Standalone | DE0505216 | Indicated for patients with astigmatism of 2.5 dioptre cylinder (DC) and above in at least 1 eye; where correction of astigmatism is considered clinically necessary
Ophthalmic | Intraocular lens replacement | Intraocular lens (IOL) | Monofocal, astigmatism correcting IOL | Bausch and Lomb | enVista one-piece hydrophobic acrylic toric intraocular lens preloaded | MXPTC CYL: 2.00D; SPH: + 22.50D | Standalone | DE0505216 | Indicated for patients with astigmatism of 2.5 dioptre cylinder (DC) and above in at least 1 eye; where correction of astigmatism is considered clinically necessary
Ophthalmic | Intraocular lens replacement | Intraocular lens (IOL) | Monofocal, astigmatism correcting IOL | Bausch and Lomb | enVista one-piece hydrophobic acrylic toric intraocular lens preloaded | MXPTC CYL: 2.00D; SPH: + 23.00D | Standalone | DE0505216 | Indicated for patients with astigmatism of 2.5 dioptre cylinder (DC) and above in at least 1 eye; where correction of astigmatism is considered clinically necessary
Ophthalmic | Intraocular lens replacement | Intraocular lens (IOL) | Monofocal, astigmatism correcting IOL | Bausch and Lomb | enVista one-piece hydrophobic acrylic toric intraocular lens preloaded | MXPTC CYL: 2.00D; SPH: + 23.50D | Standalone | DE0505216 | Indicated for patients with astigmatism of 2.5 dioptre cylinder (DC) and above in at least 1 eye; where correction of astigmatism is considered clinically necessary
Ophthalmic | Intraocular lens replacement | Intraocular lens (IOL) | Monofocal, astigmatism correcting IOL | Bausch and Lomb | enVista one-piece hydrophobic acrylic toric intraocular lens preloaded | MXPTC CYL: 2.00D; SPH: + 24.00D | Standalone | DE0505216 | Indicated for patients with astigmatism of 2.5 dioptre cylinder (DC) and above in at least 1 eye; where correction of astigmatism is considered clinically necessary
Ophthalmic | Intraocular lens replacement | Intraocular lens (IOL) | Monofocal, astigmatism correcting IOL | Bausch and Lomb | enVista one-piece hydrophobic acrylic toric intraocular lens preloaded | MXPTC CYL: 2.00D; SPH: + 24.50D | Standalone | DE0505216 | Indicated for patients with astigmatism of 2.5 dioptre cylinder (DC) and above in at least 1 eye; where correction of astigmatism is considered clinically necessary
Ophthalmic | Intraocular lens replacement | Intraocular lens (IOL) | Monofocal, astigmatism correcting IOL | Bausch and Lomb | enVista one-piece hydrophobic acrylic toric intraocular lens preloaded | MXPTC CYL: 2.00D; SPH: + 25.00D | Standalone | DE0505216 | Indicated for patients with astigmatism of 2.5 dioptre cylinder (DC) and above in at least 1 eye; where correction of astigmatism is considered clinically necessary
Ophthalmic | Intraocular lens replacement | Intraocular lens (IOL) | Monofocal, astigmatism correcting IOL | Bausch and Lomb | enVista one-piece hydrophobic acrylic toric intraocular lens preloaded | MXPTC CYL: 2.00D; SPH: + 25.50D | Standalone | DE0505216 | Indicated for patients with astigmatism of 2.5 dioptre cylinder (DC) and above in at least 1 eye; where correction of astigmatism is considered clinically necessary
Ophthalmic | Intraocular lens replacement | Intraocular lens (IOL) | Monofocal, astigmatism correcting IOL | Bausch and Lomb | enVista one-piece hydrophobic acrylic toric intraocular lens preloaded | MXPTC CYL: 2.00D; SPH: + 26.00D | Standalone | DE0505216 | Indicated for patients with astigmatism of 2.5 dioptre cylinder (DC) and above in at least 1 eye; where correction of astigmatism is considered clinically necessary
Ophthalmic | Intraocular lens replacement | Intraocular lens (IOL) | Monofocal, astigmatism correcting IOL | Bausch and Lomb | enVista one-piece hydrophobic acrylic toric intraocular lens preloaded | MXPTC CYL: 2.00D; SPH: + 26.50D | Standalone | DE0505216 | Indicated for patients with astigmatism of 2.5 dioptre cylinder (DC) and above in at least 1 eye; where correction of astigmatism is considered clinically necessary
Ophthalmic | Intraocular lens replacement | Intraocular lens (IOL) | Monofocal, astigmatism correcting IOL | Bausch and Lomb | enVista one-piece hydrophobic acrylic toric intraocular lens preloaded | MXPTC CYL: 2.00D; SPH: + 27.00D | Standalone | DE0505216 | Indicated for patients with astigmatism of 2.5 dioptre cylinder (DC) and above in at least 1 eye; where correction of astigmatism is considered clinically necessary
Ophthalmic | Intraocular lens replacement | Intraocular lens (IOL) | Monofocal, astigmatism correcting IOL | Bausch and Lomb | enVista one-piece hydrophobic acrylic toric intraocular lens preloaded | MXPTC CYL: 2.00D; SPH: + 27.50D | Standalone | DE0505216 | Indicated for patients with astigmatism of 2.5 dioptre cylinder (DC) and above in at least 1 eye; where correction of astigmatism is considered clinically necessary
Ophthalmic | Intraocular lens replacement | Intraocular lens (IOL) | Monofocal, astigmatism correcting IOL | Bausch and Lomb | enVista one-piece hydrophobic acrylic toric intraocular lens preloaded | MXPTC CYL: 2.00D; SPH: + 28.00D | Standalone | DE0505216 | Indicated for patients with astigmatism of 2.5 dioptre cylinder (DC) and above in at least 1 eye; where correction of astigmatism is considered clinically necessary
Ophthalmic | Intraocular lens replacement | Intraocular lens (IOL) | Monofocal, astigmatism correcting IOL | Bausch and Lomb | enVista one-piece hydrophobic acrylic toric intraocular lens preloaded | MXPTC CYL: 2.00D; SPH: + 28.50D | Standalone | DE0505216 | Indicated for patients with astigmatism of 2.5 dioptre cylinder (DC) and above in at least 1 eye; where correction of astigmatism is considered clinically necessary
Ophthalmic | Intraocular lens replacement | Intraocular lens (IOL) | Monofocal, astigmatism correcting IOL | Bausch and Lomb | enVista one-piece hydrophobic acrylic toric intraocular lens preloaded | MXPTC CYL: 2.00D; SPH: + 29.00D | Standalone | DE0505216 | Indicated for patients with astigmatism of 2.5 dioptre cylinder (DC) and above in at least 1 eye; where correction of astigmatism is considered clinically necessary
Ophthalmic | Intraocular lens replacement | Intraocular lens (IOL) | Monofocal, astigmatism correcting IOL | Bausch and Lomb | enVista one-piece hydrophobic acrylic toric intraocular lens preloaded | MXPTC CYL: 2.00D; SPH: + 29.50D | Standalone | DE0505216 | Indicated for patients with astigmatism of 2.5 dioptre cylinder (DC) and above in at least 1 eye; where correction of astigmatism is considered clinically necessary
Ophthalmic | Intraocular lens replacement | Intraocular lens (IOL) | Monofocal, astigmatism correcting IOL | Bausch and Lomb | enVista one-piece hydrophobic acrylic toric intraocular lens preloaded | MXPTC CYL: 2.00D; SPH: + 30.00D | Standalone | DE0505216 | Indicated for patients with astigmatism of 2.5 dioptre cylinder (DC) and above in at least 1 eye; where correction of astigmatism is considered clinically necessary
Ophthalmic | Intraocular lens replacement | Intraocular lens (IOL) | Monofocal, astigmatism correcting IOL | Bausch and Lomb | enVista one-piece hydrophobic acrylic toric intraocular lens preloaded | MXPTC CYL: 2.50D; SPH: + 6.00D | Standalone | DE0505216 | Indicated for patients with astigmatism of 2.5 dioptre cylinder (DC) and above in at least 1 eye; where correction of astigmatism is considered clinically necessary
Ophthalmic | Intraocular lens replacement | Intraocular lens (IOL) | Monofocal, astigmatism correcting IOL | Bausch and Lomb | enVista one-piece hydrophobic acrylic toric intraocular lens preloaded | MXPTC CYL: 2.50D; SPH: + 6.50D | Standalone | DE0505216 | Indicated for patients with astigmatism of 2.5 dioptre cylinder (DC) and above in at least 1 eye; where correction of astigmatism is considered clinically necessary
Ophthalmic | Intraocular lens replacement | Intraocular lens (IOL) | Monofocal, astigmatism correcting IOL | Bausch and Lomb | enVista one-piece hydrophobic acrylic toric intraocular lens preloaded | MXPTC CYL: 2.50D; SPH: + 7.00D | Standalone | DE0505216 | Indicated for patients with astigmatism of 2.5 dioptre cylinder (DC) and above in at least 1 eye; where correction of astigmatism is considered clinically necessary
Ophthalmic | Intraocular lens replacement | Intraocular lens (IOL) | Monofocal, astigmatism correcting IOL | Bausch and Lomb | enVista one-piece hydrophobic acrylic toric intraocular lens preloaded | MXPTC CYL: 2.50D; SPH: + 7.50D | Standalone | DE0505216 | Indicated for patients with astigmatism of 2.5 dioptre cylinder (DC) and above in at least 1 eye; where correction of astigmatism is considered clinically necessary
Ophthalmic | Intraocular lens replacement | Intraocular lens (IOL) | Monofocal, astigmatism correcting IOL | Bausch and Lomb | enVista one-piece hydrophobic acrylic toric intraocular lens preloaded | MXPTC CYL: 2.50D; SPH: + 8.00D | Standalone | DE0505216 | Indicated for patients with astigmatism of 2.5 dioptre cylinder (DC) and above in at least 1 eye; where correction of astigmatism is considered clinically necessary
Ophthalmic | Intraocular lens replacement | Intraocular lens (IOL) | Monofocal, astigmatism correcting IOL | Bausch and Lomb | enVista one-piece hydrophobic acrylic toric intraocular lens preloaded | MXPTC CYL: 2.50D; SPH: + 8.50D | Standalone | DE0505216 | Indicated for patients with astigmatism of 2.5 dioptre cylinder (DC) and above in at least 1 eye; where correction of astigmatism is considered clinically necessary
Ophthalmic | Intraocular lens replacement | Intraocular lens (IOL) | Monofocal, astigmatism correcting IOL | Bausch and Lomb | enVista one-piece hydrophobic acrylic toric intraocular lens preloaded | MXPTC CYL: 2.50D; SPH: + 9.00D | Standalone | DE0505216 | Indicated for patients with astigmatism of 2.5 dioptre cylinder (DC) and above in at least 1 eye; where correction of astigmatism is considered clinically necessary
Ophthalmic | Intraocular lens replacement | Intraocular lens (IOL) | Monofocal, astigmatism correcting IOL | Bausch and Lomb | enVista one-piece hydrophobic acrylic toric intraocular lens preloaded | MXPTC CYL: 2.50D; SPH: + 9.50D | Standalone | DE0505216 | Indicated for patients with astigmatism of 2.5 dioptre cylinder (DC) and above in at least 1 eye; where correction of astigmatism is considered clinically necessary
Ophthalmic | Intraocular lens replacement | Intraocular lens (IOL) | Monofocal, astigmatism correcting IOL | Bausch and Lomb | enVista one-piece hydrophobic acrylic toric intraocular lens preloaded | MXPTC CYL: 2.50D; SPH: + 10.00D | Standalone | DE0505216 | Indicated for patients with astigmatism of 2.5 dioptre cylinder (DC) and above in at least 1 eye; where correction of astigmatism is considered clinically necessary
Ophthalmic | Intraocular lens replacement | Intraocular lens (IOL) | Monofocal, astigmatism correcting IOL | Bausch and Lomb | enVista one-piece hydrophobic acrylic toric intraocular lens preloaded | MXPTC CYL: 2.50D; SPH: + 10.50D | Standalone | DE0505216 | Indicated for patients with astigmatism of 2.5 dioptre cylinder (DC) and above in at least 1 eye; where correction of astigmatism is considered clinically necessary
Ophthalmic | Intraocular lens replacement | Intraocular lens (IOL) | Monofocal, astigmatism correcting IOL | Bausch and Lomb | enVista one-piece hydrophobic acrylic toric intraocular lens preloaded | MXPTC CYL: 2.50D; SPH: + 11.00D | Standalone | DE0505216 | Indicated for patients with astigmatism of 2.5 dioptre cylinder (DC) and above in at least 1 eye; where correction of astigmatism is considered clinically necessary
Ophthalmic | Intraocular lens replacement | Intraocular lens (IOL) | Monofocal, astigmatism correcting IOL | Bausch and Lomb | enVista one-piece hydrophobic acrylic toric intraocular lens preloaded | MXPTC CYL: 2.50D; SPH: + 11.50D | Standalone | DE0505216 | Indicated for patients with astigmatism of 2.5 dioptre cylinder (DC) and above in at least 1 eye; where correction of astigmatism is considered clinically necessary
Ophthalmic | Intraocular lens replacement | Intraocular lens (IOL) | Monofocal, astigmatism correcting IOL | Bausch and Lomb | enVista one-piece hydrophobic acrylic toric intraocular lens preloaded | MXPTC CYL: 2.50D; SPH: + 12.00D | Standalone | DE0505216 | Indicated for patients with astigmatism of 2.5 dioptre cylinder (DC) and above in at least 1 eye; where correction of astigmatism is considered clinically necessary
Ophthalmic | Intraocular lens replacement | Intraocular lens (IOL) | Monofocal, astigmatism correcting IOL | Bausch and Lomb | enVista one-piece hydrophobic acrylic toric intraocular lens preloaded | MXPTC CYL: 2.50D; SPH: + 12.50D | Standalone | DE0505216 | Indicated for patients with astigmatism of 2.5 dioptre cylinder (DC) and above in at least 1 eye; where correction of astigmatism is considered clinically necessary
Ophthalmic | Intraocular lens replacement | Intraocular lens (IOL) | Monofocal, astigmatism correcting IOL | Bausch and Lomb | enVista one-piece hydrophobic acrylic toric intraocular lens preloaded | MXPTC CYL: 2.50D; SPH: + 13.00D | Standalone | DE0505216 | Indicated for patients with astigmatism of 2.5 dioptre cylinder (DC) and above in at least 1 eye; where correction of astigmatism is considered clinically necessary
Ophthalmic | Intraocular lens replacement | Intraocular lens (IOL) | Monofocal, astigmatism correcting IOL | Bausch and Lomb | enVista one-piece hydrophobic acrylic toric intraocular lens preloaded | MXPTC CYL: 2.50D; SPH: + 13.50D | Standalone | DE0505216 | Indicated for patients with astigmatism of 2.5 dioptre cylinder (DC) and above in at least 1 eye; where correction of astigmatism is considered clinically necessary
Ophthalmic | Intraocular lens replacement | Intraocular lens (IOL) | Monofocal, astigmatism correcting IOL | Bausch and Lomb | enVista one-piece hydrophobic acrylic toric intraocular lens preloaded | MXPTC CYL: 2.50D; SPH: + 14.00D | Standalone | DE0505216 | Indicated for patients with astigmatism of 2.5 dioptre cylinder (DC) and above in at least 1 eye; where correction of astigmatism is considered clinically necessary
Ophthalmic | Intraocular lens replacement | Intraocular lens (IOL) | Monofocal, astigmatism correcting IOL | Bausch and Lomb | enVista one-piece hydrophobic acrylic toric intraocular lens preloaded | MXPTC CYL: 2.50D; SPH: + 14.50D | Standalone | DE0505216 | Indicated for patients with astigmatism of 2.5 dioptre cylinder (DC) and above in at least 1 eye; where correction of astigmatism is considered clinically necessary
Ophthalmic | Intraocular lens replacement | Intraocular lens (IOL) | Monofocal, astigmatism correcting IOL | Bausch and Lomb | enVista one-piece hydrophobic acrylic toric intraocular lens preloaded | MXPTC CYL: 2.50D; SPH: + 15.00D | Standalone | DE0505216 | Indicated for patients with astigmatism of 2.5 dioptre cylinder (DC) and above in at least 1 eye; where correction of astigmatism is considered clinically necessary
Ophthalmic | Intraocular lens replacement | Intraocular lens (IOL) | Monofocal, astigmatism correcting IOL | Bausch and Lomb | enVista one-piece hydrophobic acrylic toric intraocular lens preloaded | MXPTC CYL: 2.50D; SPH: + 15.50D | Standalone | DE0505216 | Indicated for patients with astigmatism of 2.5 dioptre cylinder (DC) and above in at least 1 eye; where correction of astigmatism is considered clinically necessary
Ophthalmic | Intraocular lens replacement | Intraocular lens (IOL) | Monofocal, astigmatism correcting IOL | Bausch and Lomb | enVista one-piece hydrophobic acrylic toric intraocular lens preloaded | MXPTC CYL: 2.50D; SPH: + 16.00D | Standalone | DE0505216 | Indicated for patients with astigmatism of 2.5 dioptre cylinder (DC) and above in at least 1 eye; where correction of astigmatism is considered clinically necessary
Ophthalmic | Intraocular lens replacement | Intraocular lens (IOL) | Monofocal, astigmatism correcting IOL | Bausch and Lomb | enVista one-piece hydrophobic acrylic toric intraocular lens preloaded | MXPTC CYL: 2.50D; SPH: + 16.50D | Standalone | DE0505216 | Indicated for patients with astigmatism of 2.5 dioptre cylinder (DC) and above in at least 1 eye; where correction of astigmatism is considered clinically necessary
Ophthalmic | Intraocular lens replacement | Intraocular lens (IOL) | Monofocal, astigmatism correcting IOL | Bausch and Lomb | enVista one-piece hydrophobic acrylic toric intraocular lens preloaded | MXPTC CYL: 2.50D; SPH: + 17.00D | Standalone | DE0505216 | Indicated for patients with astigmatism of 2.5 dioptre cylinder (DC) and above in at least 1 eye; where correction of astigmatism is considered clinically necessary
Ophthalmic | Intraocular lens replacement | Intraocular lens (IOL) | Monofocal, astigmatism correcting IOL | Bausch and Lomb | enVista one-piece hydrophobic acrylic toric intraocular lens preloaded | MXPTC CYL: 2.50D; SPH: + 17.50D | Standalone | DE0505216 | Indicated for patients with astigmatism of 2.5 dioptre cylinder (DC) and above in at least 1 eye; where correction of astigmatism is considered clinically necessary
Ophthalmic | Intraocular lens replacement | Intraocular lens (IOL) | Monofocal, astigmatism correcting IOL | Bausch and Lomb | enVista one-piece hydrophobic acrylic toric intraocular lens preloaded | MXPTC CYL: 2.50D; SPH: + 18.00D | Standalone | DE0505216 | Indicated for patients with astigmatism of 2.5 dioptre cylinder (DC) and above in at least 1 eye; where correction of astigmatism is considered clinically necessary
Ophthalmic | Intraocular lens replacement | Intraocular lens (IOL) | Monofocal, astigmatism correcting IOL | Bausch and Lomb | enVista one-piece hydrophobic acrylic toric intraocular lens preloaded | MXPTC CYL: 2.50D; SPH: + 18.50D | Standalone | DE0505216 | Indicated for patients with astigmatism of 2.5 dioptre cylinder (DC) and above in at least 1 eye; where correction of astigmatism is considered clinically necessary
Ophthalmic | Intraocular lens replacement | Intraocular lens (IOL) | Monofocal, astigmatism correcting IOL | Bausch and Lomb | enVista one-piece hydrophobic acrylic toric intraocular lens preloaded | MXPTC CYL: 2.50D; SPH: + 19.00D | Standalone | DE0505216 | Indicated for patients with astigmatism of 2.5 dioptre cylinder (DC) and above in at least 1 eye; where correction of astigmatism is considered clinically necessary
Ophthalmic | Intraocular lens replacement | Intraocular lens (IOL) | Monofocal, astigmatism correcting IOL | Bausch and Lomb | enVista one-piece hydrophobic acrylic toric intraocular lens preloaded | MXPTC CYL: 2.50D; SPH: + 19.50D | Standalone | DE0505216 | Indicated for patients with astigmatism of 2.5 dioptre cylinder (DC) and above in at least 1 eye; where correction of astigmatism is considered clinically necessary
Ophthalmic | Intraocular lens replacement | Intraocular lens (IOL) | Monofocal, astigmatism correcting IOL | Bausch and Lomb | enVista one-piece hydrophobic acrylic toric intraocular lens preloaded | MXPTC CYL: 2.50D; SPH: + 20.00D | Standalone | DE0505216 | Indicated for patients with astigmatism of 2.5 dioptre cylinder (DC) and above in at least 1 eye; where correction of astigmatism is considered clinically necessary
Ophthalmic | Intraocular lens replacement | Intraocular lens (IOL) | Monofocal, astigmatism correcting IOL | Bausch and Lomb | enVista one-piece hydrophobic acrylic toric intraocular lens preloaded | MXPTC CYL: 2.50D; SPH: + 20.50D | Standalone | DE0505216 | Indicated for patients with astigmatism of 2.5 dioptre cylinder (DC) and above in at least 1 eye; where correction of astigmatism is considered clinically necessary
Ophthalmic | Intraocular lens replacement | Intraocular lens (IOL) | Monofocal, astigmatism correcting IOL | Bausch and Lomb | enVista one-piece hydrophobic acrylic toric intraocular lens preloaded | MXPTC CYL: 2.50D; SPH: + 21.00D | Standalone | DE0505216 | Indicated for patients with astigmatism of 2.5 dioptre cylinder (DC) and above in at least 1 eye; where correction of astigmatism is considered clinically necessary
Ophthalmic | Intraocular lens replacement | Intraocular lens (IOL) | Monofocal, astigmatism correcting IOL | Bausch and Lomb | enVista one-piece hydrophobic acrylic toric intraocular lens preloaded | MXPTC CYL: 2.50D; SPH: + 21.50D | Standalone | DE0505216 | Indicated for patients with astigmatism of 2.5 dioptre cylinder (DC) and above in at least 1 eye; where correction of astigmatism is considered clinically necessary
Ophthalmic | Intraocular lens replacement | Intraocular lens (IOL) | Monofocal, astigmatism correcting IOL | Bausch and Lomb | enVista one-piece hydrophobic acrylic toric intraocular lens preloaded | MXPTC CYL: 2.50D; SPH: + 22.00D | Standalone | DE0505216 | Indicated for patients with astigmatism of 2.5 dioptre cylinder (DC) and above in at least 1 eye; where correction of astigmatism is considered clinically necessary
Ophthalmic | Intraocular lens replacement | Intraocular lens (IOL) | Monofocal, astigmatism correcting IOL | Bausch and Lomb | enVista one-piece hydrophobic acrylic toric intraocular lens preloaded | MXPTC CYL: 2.50D; SPH: + 22.50D | Standalone | DE0505216 | Indicated for patients with astigmatism of 2.5 dioptre cylinder (DC) and above in at least 1 eye; where correction of astigmatism is considered clinically necessary
Ophthalmic | Intraocular lens replacement | Intraocular lens (IOL) | Monofocal, astigmatism correcting IOL | Bausch and Lomb | enVista one-piece hydrophobic acrylic toric intraocular lens preloaded | MXPTC CYL: 2.50D; SPH: + 23.00D | Standalone | DE0505216 | Indicated for patients with astigmatism of 2.5 dioptre cylinder (DC) and above in at least 1 eye; where correction of astigmatism is considered clinically necessary
Ophthalmic | Intraocular lens replacement | Intraocular lens (IOL) | Monofocal, astigmatism correcting IOL | Bausch and Lomb | enVista one-piece hydrophobic acrylic toric intraocular lens preloaded | MXPTC CYL: 2.50D; SPH: + 23.50D | Standalone | DE0505216 | Indicated for patients with astigmatism of 2.5 dioptre cylinder (DC) and above in at least 1 eye; where correction of astigmatism is considered clinically necessary
Ophthalmic | Intraocular lens replacement | Intraocular lens (IOL) | Monofocal, astigmatism correcting IOL | Bausch and Lomb | enVista one-piece hydrophobic acrylic toric intraocular lens preloaded | MXPTC CYL: 2.50D; SPH: + 24.00D | Standalone | DE0505216 | Indicated for patients with astigmatism of 2.5 dioptre cylinder (DC) and above in at least 1 eye; where correction of astigmatism is considered clinically necessary
Ophthalmic | Intraocular lens replacement | Intraocular lens (IOL) | Monofocal, astigmatism correcting IOL | Bausch and Lomb | enVista one-piece hydrophobic acrylic toric intraocular lens preloaded | MXPTC CYL: 2.50D; SPH: + 24.50D | Standalone | DE0505216 | Indicated for patients with astigmatism of 2.5 dioptre cylinder (DC) and above in at least 1 eye; where correction of astigmatism is considered clinically necessary
Ophthalmic | Intraocular lens replacement | Intraocular lens (IOL) | Monofocal, astigmatism correcting IOL | Bausch and Lomb | enVista one-piece hydrophobic acrylic toric intraocular lens preloaded | MXPTC CYL: 2.50D; SPH: + 25.00D | Standalone | DE0505216 | Indicated for patients with astigmatism of 2.5 dioptre cylinder (DC) and above in at least 1 eye; where correction of astigmatism is considered clinically necessary
Ophthalmic | Intraocular lens replacement | Intraocular lens (IOL) | Monofocal, astigmatism correcting IOL | Bausch and Lomb | enVista one-piece hydrophobic acrylic toric intraocular lens preloaded | MXPTC CYL: 2.50D; SPH: + 25.50D | Standalone | DE0505216 | Indicated for patients with astigmatism of 2.5 dioptre cylinder (DC) and above in at least 1 eye; where correction of astigmatism is considered clinically necessary
Ophthalmic | Intraocular lens replacement | Intraocular lens (IOL) | Monofocal, astigmatism correcting IOL | Bausch and Lomb | enVista one-piece hydrophobic acrylic toric intraocular lens preloaded | MXPTC CYL: 2.50D; SPH: + 26.00D | Standalone | DE0505216 | Indicated for patients with astigmatism of 2.5 dioptre cylinder (DC) and above in at least 1 eye; where correction of astigmatism is considered clinically necessary
Ophthalmic | Intraocular lens replacement | Intraocular lens (IOL) | Monofocal, astigmatism correcting IOL | Bausch and Lomb | enVista one-piece hydrophobic acrylic toric intraocular lens preloaded | MXPTC CYL: 2.50D; SPH: + 26.50D | Standalone | DE0505216 | Indicated for patients with astigmatism of 2.5 dioptre cylinder (DC) and above in at least 1 eye; where correction of astigmatism is considered clinically necessary
Ophthalmic | Intraocular lens replacement | Intraocular lens (IOL) | Monofocal, astigmatism correcting IOL | Bausch and Lomb | enVista one-piece hydrophobic acrylic toric intraocular lens preloaded | MXPTC CYL: 2.50D; SPH: + 27.00D | Standalone | DE0505216 | Indicated for patients with astigmatism of 2.5 dioptre cylinder (DC) and above in at least 1 eye; where correction of astigmatism is considered clinically necessary
Ophthalmic | Intraocular lens replacement | Intraocular lens (IOL) | Monofocal, astigmatism correcting IOL | Bausch and Lomb | enVista one-piece hydrophobic acrylic toric intraocular lens preloaded | MXPTC CYL: 2.50D; SPH: + 27.50D | Standalone | DE0505216 | Indicated for patients with astigmatism of 2.5 dioptre cylinder (DC) and above in at least 1 eye; where correction of astigmatism is considered clinically necessary
Ophthalmic | Intraocular lens replacement | Intraocular lens (IOL) | Monofocal, astigmatism correcting IOL | Bausch and Lomb | enVista one-piece hydrophobic acrylic toric intraocular lens preloaded | MXPTC CYL: 2.50D; SPH: + 28.00D | Standalone | DE0505216 | Indicated for patients with astigmatism of 2.5 dioptre cylinder (DC) and above in at least 1 eye; where correction of astigmatism is considered clinically necessary
Ophthalmic | Intraocular lens replacement | Intraocular lens (IOL) | Monofocal, astigmatism correcting IOL | Bausch and Lomb | enVista one-piece hydrophobic acrylic toric intraocular lens preloaded | MXPTC CYL: 2.50D; SPH: + 28.50D | Standalone | DE0505216 | Indicated for patients with astigmatism of 2.5 dioptre cylinder (DC) and above in at least 1 eye; where correction of astigmatism is considered clinically necessary
Ophthalmic | Intraocular lens replacement | Intraocular lens (IOL) | Monofocal, astigmatism correcting IOL | Bausch and Lomb | enVista one-piece hydrophobic acrylic toric intraocular lens preloaded | MXPTC CYL: 2.50D; SPH: + 29.00D | Standalone | DE0505216 | Indicated for patients with astigmatism of 2.5 dioptre cylinder (DC) and above in at least 1 eye; where correction of astigmatism is considered clinically necessary
Ophthalmic | Intraocular lens replacement | Intraocular lens (IOL) | Monofocal, astigmatism correcting IOL | Bausch and Lomb | enVista one-piece hydrophobic acrylic toric intraocular lens preloaded | MXPTC CYL: 2.50D; SPH: + 29.50D | Standalone | DE0505216 | Indicated for patients with astigmatism of 2.5 dioptre cylinder (DC) and above in at least 1 eye; where correction of astigmatism is considered clinically necessary
Ophthalmic | Intraocular lens replacement | Intraocular lens (IOL) | Monofocal, astigmatism correcting IOL | Bausch and Lomb | enVista one-piece hydrophobic acrylic toric intraocular lens preloaded | MXPTC CYL: 2.50D; SPH: + 30.00D | Standalone | DE0505216 | Indicated for patients with astigmatism of 2.5 dioptre cylinder (DC) and above in at least 1 eye; where correction of astigmatism is considered clinically necessary
Ophthalmic | Intraocular lens replacement | Intraocular lens (IOL) | Monofocal, astigmatism correcting IOL | Bausch and Lomb | enVista one-piece hydrophobic acrylic toric intraocular lens preloaded | MXPTC CYL: 2.75D; SPH: + 6.00D | Standalone | DE0505216 | Indicated for patients with astigmatism of 2.5 dioptre cylinder (DC) and above in at least 1 eye; where correction of astigmatism is considered clinically necessary
Ophthalmic | Intraocular lens replacement | Intraocular lens (IOL) | Monofocal, astigmatism correcting IOL | Bausch and Lomb | enVista one-piece hydrophobic acrylic toric intraocular lens preloaded | MXPTC CYL: 2.75D; SPH: + 6.50D | Standalone | DE0505216 | Indicated for patients with astigmatism of 2.5 dioptre cylinder (DC) and above in at least 1 eye; where correction of astigmatism is considered clinically necessary
Ophthalmic | Intraocular lens replacement | Intraocular lens (IOL) | Monofocal, astigmatism correcting IOL | Bausch and Lomb | enVista one-piece hydrophobic acrylic toric intraocular lens preloaded | MXPTC CYL: 2.75D; SPH: + 7.00D | Standalone | DE0505216 | Indicated for patients with astigmatism of 2.5 dioptre cylinder (DC) and above in at least 1 eye; where correction of astigmatism is considered clinically necessary
Ophthalmic | Intraocular lens replacement | Intraocular lens (IOL) | Monofocal, astigmatism correcting IOL | Bausch and Lomb | enVista one-piece hydrophobic acrylic toric intraocular lens preloaded | MXPTC CYL: 2.75D; SPH: + 7.50D | Standalone | DE0505216 | Indicated for patients with astigmatism of 2.5 dioptre cylinder (DC) and above in at least 1 eye; where correction of astigmatism is considered clinically necessary
Ophthalmic | Intraocular lens replacement | Intraocular lens (IOL) | Monofocal, astigmatism correcting IOL | Bausch and Lomb | enVista one-piece hydrophobic acrylic toric intraocular lens preloaded | MXPTC CYL: 2.75D; SPH: + 8.00D | Standalone | DE0505216 | Indicated for patients with astigmatism of 2.5 dioptre cylinder (DC) and above in at least 1 eye; where correction of astigmatism is considered clinically necessary
Ophthalmic | Intraocular lens replacement | Intraocular lens (IOL) | Monofocal, astigmatism correcting IOL | Bausch and Lomb | enVista one-piece hydrophobic acrylic toric intraocular lens preloaded | MXPTC CYL: 2.75D; SPH: + 8.50D | Standalone | DE0505216 | Indicated for patients with astigmatism of 2.5 dioptre cylinder (DC) and above in at least 1 eye; where correction of astigmatism is considered clinically necessary
Ophthalmic | Intraocular lens replacement | Intraocular lens (IOL) | Monofocal, astigmatism correcting IOL | Bausch and Lomb | enVista one-piece hydrophobic acrylic toric intraocular lens preloaded | MXPTC CYL: 2.75D; SPH: + 9.00D | Standalone | DE0505216 | Indicated for patients with astigmatism of 2.5 dioptre cylinder (DC) and above in at least 1 eye; where correction of astigmatism is considered clinically necessary
Ophthalmic | Intraocular lens replacement | Intraocular lens (IOL) | Monofocal, astigmatism correcting IOL | Bausch and Lomb | enVista one-piece hydrophobic acrylic toric intraocular lens preloaded | MXPTC CYL: 2.75D; SPH: + 9.50D | Standalone | DE0505216 | Indicated for patients with astigmatism of 2.5 dioptre cylinder (DC) and above in at least 1 eye; where correction of astigmatism is considered clinically necessary
Ophthalmic | Intraocular lens replacement | Intraocular lens (IOL) | Monofocal, astigmatism correcting IOL | Bausch and Lomb | enVista one-piece hydrophobic acrylic toric intraocular lens preloaded | MXPTC CYL: 2.75D; SPH: + 10.00D | Standalone | DE0505216 | Indicated for patients with astigmatism of 2.5 dioptre cylinder (DC) and above in at least 1 eye; where correction of astigmatism is considered clinically necessary
Ophthalmic | Intraocular lens replacement | Intraocular lens (IOL) | Monofocal, astigmatism correcting IOL | Bausch and Lomb | enVista one-piece hydrophobic acrylic toric intraocular lens preloaded | MXPTC CYL: 2.75D; SPH: + 10.50D | Standalone | DE0505216 | Indicated for patients with astigmatism of 2.5 dioptre cylinder (DC) and above in at least 1 eye; where correction of astigmatism is considered clinically necessary
Ophthalmic | Intraocular lens replacement | Intraocular lens (IOL) | Monofocal, astigmatism correcting IOL | Bausch and Lomb | enVista one-piece hydrophobic acrylic toric intraocular lens preloaded | MXPTC CYL: 2.75D; SPH: + 11.00D | Standalone | DE0505216 | Indicated for patients with astigmatism of 2.5 dioptre cylinder (DC) and above in at least 1 eye; where correction of astigmatism is considered clinically necessary
Ophthalmic | Intraocular lens replacement | Intraocular lens (IOL) | Monofocal, astigmatism correcting IOL | Bausch and Lomb | enVista one-piece hydrophobic acrylic toric intraocular lens preloaded | MXPTC CYL: 2.75D; SPH: + 11.50D | Standalone | DE0505216 | Indicated for patients with astigmatism of 2.5 dioptre cylinder (DC) and above in at least 1 eye; where correction of astigmatism is considered clinically necessary
Ophthalmic | Intraocular lens replacement | Intraocular lens (IOL) | Monofocal, astigmatism correcting IOL | Bausch and Lomb | enVista one-piece hydrophobic acrylic toric intraocular lens preloaded | MXPTC CYL: 2.75D; SPH: + 12.00D | Standalone | DE0505216 | Indicated for patients with astigmatism of 2.5 dioptre cylinder (DC) and above in at least 1 eye; where correction of astigmatism is considered clinically necessary
Ophthalmic | Intraocular lens replacement | Intraocular lens (IOL) | Monofocal, astigmatism correcting IOL | Bausch and Lomb | enVista one-piece hydrophobic acrylic toric intraocular lens preloaded | MXPTC CYL: 2.75D; SPH: + 12.50D | Standalone | DE0505216 | Indicated for patients with astigmatism of 2.5 dioptre cylinder (DC) and above in at least 1 eye; where correction of astigmatism is considered clinically necessary
Ophthalmic | Intraocular lens replacement | Intraocular lens (IOL) | Monofocal, astigmatism correcting IOL | Bausch and Lomb | enVista one-piece hydrophobic acrylic toric intraocular lens preloaded | MXPTC CYL: 2.75D; SPH: + 13.00D | Standalone | DE0505216 | Indicated for patients with astigmatism of 2.5 dioptre cylinder (DC) and above in at least 1 eye; where correction of astigmatism is considered clinically necessary
Ophthalmic | Intraocular lens replacement | Intraocular lens (IOL) | Monofocal, astigmatism correcting IOL | Bausch and Lomb | enVista one-piece hydrophobic acrylic toric intraocular lens preloaded | MXPTC CYL: 2.75D; SPH: + 13.50D | Standalone | DE0505216 | Indicated for patients with astigmatism of 2.5 dioptre cylinder (DC) and above in at least 1 eye; where correction of astigmatism is considered clinically necessary
Ophthalmic | Intraocular lens replacement | Intraocular lens (IOL) | Monofocal, astigmatism correcting IOL | Bausch and Lomb | enVista one-piece hydrophobic acrylic toric intraocular lens preloaded | MXPTC CYL: 2.75D; SPH: + 14.00D | Standalone | DE0505216 | Indicated for patients with astigmatism of 2.5 dioptre cylinder (DC) and above in at least 1 eye; where correction of astigmatism is considered clinically necessary
Ophthalmic | Intraocular lens replacement | Intraocular lens (IOL) | Monofocal, astigmatism correcting IOL | Bausch and Lomb | enVista one-piece hydrophobic acrylic toric intraocular lens preloaded | MXPTC CYL: 2.75D; SPH: + 14.50D | Standalone | DE0505216 | Indicated for patients with astigmatism of 2.5 dioptre cylinder (DC) and above in at least 1 eye; where correction of astigmatism is considered clinically necessary
Ophthalmic | Intraocular lens replacement | Intraocular lens (IOL) | Monofocal, astigmatism correcting IOL | Bausch and Lomb | enVista one-piece hydrophobic acrylic toric intraocular lens preloaded | MXPTC CYL: 2.75D; SPH: + 15.00D | Standalone | DE0505216 | Indicated for patients with astigmatism of 2.5 dioptre cylinder (DC) and above in at least 1 eye; where correction of astigmatism is considered clinically necessary
Ophthalmic | Intraocular lens replacement | Intraocular lens (IOL) | Monofocal, astigmatism correcting IOL | Bausch and Lomb | enVista one-piece hydrophobic acrylic toric intraocular lens preloaded | MXPTC CYL: 2.75D; SPH: + 15.50D | Standalone | DE0505216 | Indicated for patients with astigmatism of 2.5 dioptre cylinder (DC) and above in at least 1 eye; where correction of astigmatism is considered clinically necessary
Ophthalmic | Intraocular lens replacement | Intraocular lens (IOL) | Monofocal, astigmatism correcting IOL | Bausch and Lomb | enVista one-piece hydrophobic acrylic toric intraocular lens preloaded | MXPTC CYL: 2.75D; SPH: + 16.00D | Standalone | DE0505216 | Indicated for patients with astigmatism of 2.5 dioptre cylinder (DC) and above in at least 1 eye; where correction of astigmatism is considered clinically necessary
Ophthalmic | Intraocular lens replacement | Intraocular lens (IOL) | Monofocal, astigmatism correcting IOL | Bausch and Lomb | enVista one-piece hydrophobic acrylic toric intraocular lens preloaded | MXPTC CYL: 2.75D; SPH: + 16.50D | Standalone | DE0505216 | Indicated for patients with astigmatism of 2.5 dioptre cylinder (DC) and above in at least 1 eye; where correction of astigmatism is considered clinically necessary
Ophthalmic | Intraocular lens replacement | Intraocular lens (IOL) | Monofocal, astigmatism correcting IOL | Bausch and Lomb | enVista one-piece hydrophobic acrylic toric intraocular lens preloaded | MXPTC CYL: 2.75D; SPH: + 17.00D | Standalone | DE0505216 | Indicated for patients with astigmatism of 2.5 dioptre cylinder (DC) and above in at least 1 eye; where correction of astigmatism is considered clinically necessary
Ophthalmic | Intraocular lens replacement | Intraocular lens (IOL) | Monofocal, astigmatism correcting IOL | Bausch and Lomb | enVista one-piece hydrophobic acrylic toric intraocular lens preloaded | MXPTC CYL: 2.75D; SPH: + 17.50D | Standalone | DE0505216 | Indicated for patients with astigmatism of 2.5 dioptre cylinder (DC) and above in at least 1 eye; where correction of astigmatism is considered clinically necessary
Ophthalmic | Intraocular lens replacement | Intraocular lens (IOL) | Monofocal, astigmatism correcting IOL | Bausch and Lomb | enVista one-piece hydrophobic acrylic toric intraocular lens preloaded | MXPTC CYL: 2.75D; SPH: + 18.00D | Standalone | DE0505216 | Indicated for patients with astigmatism of 2.5 dioptre cylinder (DC) and above in at least 1 eye; where correction of astigmatism is considered clinically necessary
Ophthalmic | Intraocular lens replacement | Intraocular lens (IOL) | Monofocal, astigmatism correcting IOL | Bausch and Lomb | enVista one-piece hydrophobic acrylic toric intraocular lens preloaded | MXPTC CYL: 2.75D; SPH: + 18.50D | Standalone | DE0505216 | Indicated for patients with astigmatism of 2.5 dioptre cylinder (DC) and above in at least 1 eye; where correction of astigmatism is considered clinically necessary
Ophthalmic | Intraocular lens replacement | Intraocular lens (IOL) | Monofocal, astigmatism correcting IOL | Bausch and Lomb | enVista one-piece hydrophobic acrylic toric intraocular lens preloaded | MXPTC CYL: 2.75D; SPH: + 19.00D | Standalone | DE0505216 | Indicated for patients with astigmatism of 2.5 dioptre cylinder (DC) and above in at least 1 eye; where correction of astigmatism is considered clinically necessary
Ophthalmic | Intraocular lens replacement | Intraocular lens (IOL) | Monofocal, astigmatism correcting IOL | Bausch and Lomb | enVista one-piece hydrophobic acrylic toric intraocular lens preloaded | MXPTC CYL: 2.75D; SPH: + 19.50D | Standalone | DE0505216 | Indicated for patients with astigmatism of 2.5 dioptre cylinder (DC) and above in at least 1 eye; where correction of astigmatism is considered clinically necessary
Ophthalmic | Intraocular lens replacement | Intraocular lens (IOL) | Monofocal, astigmatism correcting IOL | Bausch and Lomb | enVista one-piece hydrophobic acrylic toric intraocular lens preloaded | MXPTC CYL: 2.75D; SPH: + 20.00D | Standalone | DE0505216 | Indicated for patients with astigmatism of 2.5 dioptre cylinder (DC) and above in at least 1 eye; where correction of astigmatism is considered clinically necessary
Ophthalmic | Intraocular lens replacement | Intraocular lens (IOL) | Monofocal, astigmatism correcting IOL | Bausch and Lomb | enVista one-piece hydrophobic acrylic toric intraocular lens preloaded | MXPTC CYL: 2.75D; SPH: + 20.50D | Standalone | DE0505216 | Indicated for patients with astigmatism of 2.5 dioptre cylinder (DC) and above in at least 1 eye; where correction of astigmatism is considered clinically necessary
Ophthalmic | Intraocular lens replacement | Intraocular lens (IOL) | Monofocal, astigmatism correcting IOL | Bausch and Lomb | enVista one-piece hydrophobic acrylic toric intraocular lens preloaded | MXPTC CYL: 2.75D; SPH: + 21.00D | Standalone | DE0505216 | Indicated for patients with astigmatism of 2.5 dioptre cylinder (DC) and above in at least 1 eye; where correction of astigmatism is considered clinically necessary
Ophthalmic | Intraocular lens replacement | Intraocular lens (IOL) | Monofocal, astigmatism correcting IOL | Bausch and Lomb | enVista one-piece hydrophobic acrylic toric intraocular lens preloaded | MXPTC CYL: 2.75D; SPH: + 21.50D | Standalone | DE0505216 | Indicated for patients with astigmatism of 2.5 dioptre cylinder (DC) and above in at least 1 eye; where correction of astigmatism is considered clinically necessary
Ophthalmic | Intraocular lens replacement | Intraocular lens (IOL) | Monofocal, astigmatism correcting IOL | Bausch and Lomb | enVista one-piece hydrophobic acrylic toric intraocular lens preloaded | MXPTC CYL: 2.75D; SPH: + 22.00D | Standalone | DE0505216 | Indicated for patients with astigmatism of 2.5 dioptre cylinder (DC) and above in at least 1 eye; where correction of astigmatism is considered clinically necessary
Ophthalmic | Intraocular lens replacement | Intraocular lens (IOL) | Monofocal, astigmatism correcting IOL | Bausch and Lomb | enVista one-piece hydrophobic acrylic toric intraocular lens preloaded | MXPTC CYL: 2.75D; SPH: + 22.50D | Standalone | DE0505216 | Indicated for patients with astigmatism of 2.5 dioptre cylinder (DC) and above in at least 1 eye; where correction of astigmatism is considered clinically necessary
Ophthalmic | Intraocular lens replacement | Intraocular lens (IOL) | Monofocal, astigmatism correcting IOL | Bausch and Lomb | enVista one-piece hydrophobic acrylic toric intraocular lens preloaded | MXPTC CYL: 2.75D; SPH: + 23.00D | Standalone | DE0505216 | Indicated for patients with astigmatism of 2.5 dioptre cylinder (DC) and above in at least 1 eye; where correction of astigmatism is considered clinically necessary
Ophthalmic | Intraocular lens replacement | Intraocular lens (IOL) | Monofocal, astigmatism correcting IOL | Bausch and Lomb | enVista one-piece hydrophobic acrylic toric intraocular lens preloaded | MXPTC CYL: 2.75D; SPH: + 23.50D | Standalone | DE0505216 | Indicated for patients with astigmatism of 2.5 dioptre cylinder (DC) and above in at least 1 eye; where correction of astigmatism is considered clinically necessary
Ophthalmic | Intraocular lens replacement | Intraocular lens (IOL) | Monofocal, astigmatism correcting IOL | Bausch and Lomb | enVista one-piece hydrophobic acrylic toric intraocular lens preloaded | MXPTC CYL: 2.75D; SPH: + 24.00D | Standalone | DE0505216 | Indicated for patients with astigmatism of 2.5 dioptre cylinder (DC) and above in at least 1 eye; where correction of astigmatism is considered clinically necessary
Ophthalmic | Intraocular lens replacement | Intraocular lens (IOL) | Monofocal, astigmatism correcting IOL | Bausch and Lomb | enVista one-piece hydrophobic acrylic toric intraocular lens preloaded | MXPTC CYL: 2.75D; SPH: + 24.50D | Standalone | DE0505216 | Indicated for patients with astigmatism of 2.5 dioptre cylinder (DC) and above in at least 1 eye; where correction of astigmatism is considered clinically necessary
Ophthalmic | Intraocular lens replacement | Intraocular lens (IOL) | Monofocal, astigmatism correcting IOL | Bausch and Lomb | enVista one-piece hydrophobic acrylic toric intraocular lens preloaded | MXPTC CYL: 2.75D; SPH: + 25.00D | Standalone | DE0505216 | Indicated for patients with astigmatism of 2.5 dioptre cylinder (DC) and above in at least 1 eye; where correction of astigmatism is considered clinically necessary
Ophthalmic | Intraocular lens replacement | Intraocular lens (IOL) | Monofocal, astigmatism correcting IOL | Bausch and Lomb | enVista one-piece hydrophobic acrylic toric intraocular lens preloaded | MXPTC CYL: 2.75D; SPH: + 25.50D | Standalone | DE0505216 | Indicated for patients with astigmatism of 2.5 dioptre cylinder (DC) and above in at least 1 eye; where correction of astigmatism is considered clinically necessary
Ophthalmic | Intraocular lens replacement | Intraocular lens (IOL) | Monofocal, astigmatism correcting IOL | Bausch and Lomb | enVista one-piece hydrophobic acrylic toric intraocular lens preloaded | MXPTC CYL: 2.75D; SPH: + 26.00D | Standalone | DE0505216 | Indicated for patients with astigmatism of 2.5 dioptre cylinder (DC) and above in at least 1 eye; where correction of astigmatism is considered clinically necessary
Ophthalmic | Intraocular lens replacement | Intraocular lens (IOL) | Monofocal, astigmatism correcting IOL | Bausch and Lomb | enVista one-piece hydrophobic acrylic toric intraocular lens preloaded | MXPTC CYL: 2.75D; SPH: + 26.50D | Standalone | DE0505216 | Indicated for patients with astigmatism of 2.5 dioptre cylinder (DC) and above in at least 1 eye; where correction of astigmatism is considered clinically necessary
Ophthalmic | Intraocular lens replacement | Intraocular lens (IOL) | Monofocal, astigmatism correcting IOL | Bausch and Lomb | enVista one-piece hydrophobic acrylic toric intraocular lens preloaded | MXPTC CYL: 2.75D; SPH: + 27.00D | Standalone | DE0505216 | Indicated for patients with astigmatism of 2.5 dioptre cylinder (DC) and above in at least 1 eye; where correction of astigmatism is considered clinically necessary
Ophthalmic | Intraocular lens replacement | Intraocular lens (IOL) | Monofocal, astigmatism correcting IOL | Bausch and Lomb | enVista one-piece hydrophobic acrylic toric intraocular lens preloaded | MXPTC CYL: 2.75D; SPH: + 27.50D | Standalone | DE0505216 | Indicated for patients with astigmatism of 2.5 dioptre cylinder (DC) and above in at least 1 eye; where correction of astigmatism is considered clinically necessary
Ophthalmic | Intraocular lens replacement | Intraocular lens (IOL) | Monofocal, astigmatism correcting IOL | Bausch and Lomb | enVista one-piece hydrophobic acrylic toric intraocular lens preloaded | MXPTC CYL: 2.75D; SPH: + 28.00D | Standalone | DE0505216 | Indicated for patients with astigmatism of 2.5 dioptre cylinder (DC) and above in at least 1 eye; where correction of astigmatism is considered clinically necessary
Ophthalmic | Intraocular lens replacement | Intraocular lens (IOL) | Monofocal, astigmatism correcting IOL | Bausch and Lomb | enVista one-piece hydrophobic acrylic toric intraocular lens preloaded | MXPTC CYL: 2.75D; SPH: + 28.50D | Standalone | DE0505216 | Indicated for patients with astigmatism of 2.5 dioptre cylinder (DC) and above in at least 1 eye; where correction of astigmatism is considered clinically necessary
Ophthalmic | Intraocular lens replacement | Intraocular lens (IOL) | Monofocal, astigmatism correcting IOL | Bausch and Lomb | enVista one-piece hydrophobic acrylic toric intraocular lens preloaded | MXPTC CYL: 2.75D; SPH: + 29.00D | Standalone | DE0505216 | Indicated for patients with astigmatism of 2.5 dioptre cylinder (DC) and above in at least 1 eye; where correction of astigmatism is considered clinically necessary
Ophthalmic | Intraocular lens replacement | Intraocular lens (IOL) | Monofocal, astigmatism correcting IOL | Bausch and Lomb | enVista one-piece hydrophobic acrylic toric intraocular lens preloaded | MXPTC CYL: 2.75D; SPH: + 29.50D | Standalone | DE0505216 | Indicated for patients with astigmatism of 2.5 dioptre cylinder (DC) and above in at least 1 eye; where correction of astigmatism is considered clinically necessary
Ophthalmic | Intraocular lens replacement | Intraocular lens (IOL) | Monofocal, astigmatism correcting IOL | Bausch and Lomb | enVista one-piece hydrophobic acrylic toric intraocular lens preloaded | MXPTC CYL: 2.75D; SPH: + 30.00D | Standalone | DE0505216 | Indicated for patients with astigmatism of 2.5 dioptre cylinder (DC) and above in at least 1 eye; where correction of astigmatism is considered clinically necessary
Ophthalmic | Intraocular lens replacement | Intraocular lens (IOL) | Monofocal, astigmatism correcting IOL | Bausch and Lomb | enVista one-piece hydrophobic acrylic toric intraocular lens preloaded | MXPTC CYL: 3.00D; SPH: + 6.00D | Standalone | DE0505216 | Indicated for patients with astigmatism of 2.5 dioptre cylinder (DC) and above in at least 1 eye; where correction of astigmatism is considered clinically necessary
Ophthalmic | Intraocular lens replacement | Intraocular lens (IOL) | Monofocal, astigmatism correcting IOL | Bausch and Lomb | enVista one-piece hydrophobic acrylic toric intraocular lens preloaded | MXPTC CYL: 3.00D; SPH: + 6.50D | Standalone | DE0505216 | Indicated for patients with astigmatism of 2.5 dioptre cylinder (DC) and above in at least 1 eye; where correction of astigmatism is considered clinically necessary
Ophthalmic | Intraocular lens replacement | Intraocular lens (IOL) | Monofocal, astigmatism correcting IOL | Bausch and Lomb | enVista one-piece hydrophobic acrylic toric intraocular lens preloaded | MXPTC CYL: 3.00D; SPH: + 7.00D | Standalone | DE0505216 | Indicated for patients with astigmatism of 2.5 dioptre cylinder (DC) and above in at least 1 eye; where correction of astigmatism is considered clinically necessary
Ophthalmic | Intraocular lens replacement | Intraocular lens (IOL) | Monofocal, astigmatism correcting IOL | Bausch and Lomb | enVista one-piece hydrophobic acrylic toric intraocular lens preloaded | MXPTC CYL: 3.00D; SPH: + 7.50D | Standalone | DE0505216 | Indicated for patients with astigmatism of 2.5 dioptre cylinder (DC) and above in at least 1 eye; where correction of astigmatism is considered clinically necessary
Ophthalmic | Intraocular lens replacement | Intraocular lens (IOL) | Monofocal, astigmatism correcting IOL | Bausch and Lomb | enVista one-piece hydrophobic acrylic toric intraocular lens preloaded | MXPTC CYL: 3.00D; SPH: + 8.00D | Standalone | DE0505216 | Indicated for patients with astigmatism of 2.5 dioptre cylinder (DC) and above in at least 1 eye; where correction of astigmatism is considered clinically necessary
Ophthalmic | Intraocular lens replacement | Intraocular lens (IOL) | Monofocal, astigmatism correcting IOL | Bausch and Lomb | enVista one-piece hydrophobic acrylic toric intraocular lens preloaded | MXPTC CYL: 3.00D; SPH: + 8.50D | Standalone | DE0505216 | Indicated for patients with astigmatism of 2.5 dioptre cylinder (DC) and above in at least 1 eye; where correction of astigmatism is considered clinically necessary
Ophthalmic | Intraocular lens replacement | Intraocular lens (IOL) | Monofocal, astigmatism correcting IOL | Bausch and Lomb | enVista one-piece hydrophobic acrylic toric intraocular lens preloaded | MXPTC CYL: 3.00D; SPH: + 9.00D | Standalone | DE0505216 | Indicated for patients with astigmatism of 2.5 dioptre cylinder (DC) and above in at least 1 eye; where correction of astigmatism is considered clinically necessary
Ophthalmic | Intraocular lens replacement | Intraocular lens (IOL) | Monofocal, astigmatism correcting IOL | Bausch and Lomb | enVista one-piece hydrophobic acrylic toric intraocular lens preloaded | MXPTC CYL: 3.00D; SPH: + 9.50D | Standalone | DE0505216 | Indicated for patients with astigmatism of 2.5 dioptre cylinder (DC) and above in at least 1 eye; where correction of astigmatism is considered clinically necessary
Ophthalmic | Intraocular lens replacement | Intraocular lens (IOL) | Monofocal, astigmatism correcting IOL | Bausch and Lomb | enVista one-piece hydrophobic acrylic toric intraocular lens preloaded | MXPTC CYL: 3.00D; SPH: + 10.00D | Standalone | DE0505216 | Indicated for patients with astigmatism of 2.5 dioptre cylinder (DC) and above in at least 1 eye; where correction of astigmatism is considered clinically necessary
Ophthalmic | Intraocular lens replacement | Intraocular lens (IOL) | Monofocal, astigmatism correcting IOL | Bausch and Lomb | enVista one-piece hydrophobic acrylic toric intraocular lens preloaded | MXPTC CYL: 3.00D; SPH: + 10.50D | Standalone | DE0505216 | Indicated for patients with astigmatism of 2.5 dioptre cylinder (DC) and above in at least 1 eye; where correction of astigmatism is considered clinically necessary
Ophthalmic | Intraocular lens replacement | Intraocular lens (IOL) | Monofocal, astigmatism correcting IOL | Bausch and Lomb | enVista one-piece hydrophobic acrylic toric intraocular lens preloaded | MXPTC CYL: 3.00D; SPH: + 11.00D | Standalone | DE0505216 | Indicated for patients with astigmatism of 2.5 dioptre cylinder (DC) and above in at least 1 eye; where correction of astigmatism is considered clinically necessary
Ophthalmic | Intraocular lens replacement | Intraocular lens (IOL) | Monofocal, astigmatism correcting IOL | Bausch and Lomb | enVista one-piece hydrophobic acrylic toric intraocular lens preloaded | MXPTC CYL: 3.00D; SPH: + 11.50D | Standalone | DE0505216 | Indicated for patients with astigmatism of 2.5 dioptre cylinder (DC) and above in at least 1 eye; where correction of astigmatism is considered clinically necessary
Ophthalmic | Intraocular lens replacement | Intraocular lens (IOL) | Monofocal, astigmatism correcting IOL | Bausch and Lomb | enVista one-piece hydrophobic acrylic toric intraocular lens preloaded | MXPTC CYL: 3.00D; SPH: + 12.00D | Standalone | DE0505216 | Indicated for patients with astigmatism of 2.5 dioptre cylinder (DC) and above in at least 1 eye; where correction of astigmatism is considered clinically necessary
Ophthalmic | Intraocular lens replacement | Intraocular lens (IOL) | Monofocal, astigmatism correcting IOL | Bausch and Lomb | enVista one-piece hydrophobic acrylic toric intraocular lens preloaded | MXPTC CYL: 3.00D; SPH: + 12.50D | Standalone | DE0505216 | Indicated for patients with astigmatism of 2.5 dioptre cylinder (DC) and above in at least 1 eye; where correction of astigmatism is considered clinically necessary
Ophthalmic | Intraocular lens replacement | Intraocular lens (IOL) | Monofocal, astigmatism correcting IOL | Bausch and Lomb | enVista one-piece hydrophobic acrylic toric intraocular lens preloaded | MXPTC CYL: 3.00D; SPH: + 13.00D | Standalone | DE0505216 | Indicated for patients with astigmatism of 2.5 dioptre cylinder (DC) and above in at least 1 eye; where correction of astigmatism is considered clinically necessary
Ophthalmic | Intraocular lens replacement | Intraocular lens (IOL) | Monofocal, astigmatism correcting IOL | Bausch and Lomb | enVista one-piece hydrophobic acrylic toric intraocular lens preloaded | MXPTC CYL: 3.00D; SPH: + 13.50D | Standalone | DE0505216 | Indicated for patients with astigmatism of 2.5 dioptre cylinder (DC) and above in at least 1 eye; where correction of astigmatism is considered clinically necessary
Ophthalmic | Intraocular lens replacement | Intraocular lens (IOL) | Monofocal, astigmatism correcting IOL | Bausch and Lomb | enVista one-piece hydrophobic acrylic toric intraocular lens preloaded | MXPTC CYL: 3.00D; SPH: + 14.00D | Standalone | DE0505216 | Indicated for patients with astigmatism of 2.5 dioptre cylinder (DC) and above in at least 1 eye; where correction of astigmatism is considered clinically necessary
Ophthalmic | Intraocular lens replacement | Intraocular lens (IOL) | Monofocal, astigmatism correcting IOL | Bausch and Lomb | enVista one-piece hydrophobic acrylic toric intraocular lens preloaded | MXPTC CYL: 3.00D; SPH: + 14.50D | Standalone | DE0505216 | Indicated for patients with astigmatism of 2.5 dioptre cylinder (DC) and above in at least 1 eye; where correction of astigmatism is considered clinically necessary
Ophthalmic | Intraocular lens replacement | Intraocular lens (IOL) | Monofocal, astigmatism correcting IOL | Bausch and Lomb | enVista one-piece hydrophobic acrylic toric intraocular lens preloaded | MXPTC CYL: 3.00D; SPH: + 15.00D | Standalone | DE0505216 | Indicated for patients with astigmatism of 2.5 dioptre cylinder (DC) and above in at least 1 eye; where correction of astigmatism is considered clinically necessary
Ophthalmic | Intraocular lens replacement | Intraocular lens (IOL) | Monofocal, astigmatism correcting IOL | Bausch and Lomb | enVista one-piece hydrophobic acrylic toric intraocular lens preloaded | MXPTC CYL: 3.00D; SPH: + 15.50D | Standalone | DE0505216 | Indicated for patients with astigmatism of 2.5 dioptre cylinder (DC) and above in at least 1 eye; where correction of astigmatism is considered clinically necessary
Ophthalmic | Intraocular lens replacement | Intraocular lens (IOL) | Monofocal, astigmatism correcting IOL | Bausch and Lomb | enVista one-piece hydrophobic acrylic toric intraocular lens preloaded | MXPTC CYL: 3.00D; SPH: + 16.00D | Standalone | DE0505216 | Indicated for patients with astigmatism of 2.5 dioptre cylinder (DC) and above in at least 1 eye; where correction of astigmatism is considered clinically necessary
Ophthalmic | Intraocular lens replacement | Intraocular lens (IOL) | Monofocal, astigmatism correcting IOL | Bausch and Lomb | enVista one-piece hydrophobic acrylic toric intraocular lens preloaded | MXPTC CYL: 3.00D; SPH: + 16.50D | Standalone | DE0505216 | Indicated for patients with astigmatism of 2.5 dioptre cylinder (DC) and above in at least 1 eye; where correction of astigmatism is considered clinically necessary
Ophthalmic | Intraocular lens replacement | Intraocular lens (IOL) | Monofocal, astigmatism correcting IOL | Bausch and Lomb | enVista one-piece hydrophobic acrylic toric intraocular lens preloaded | MXPTC CYL: 3.00D; SPH: + 17.00D | Standalone | DE0505216 | Indicated for patients with astigmatism of 2.5 dioptre cylinder (DC) and above in at least 1 eye; where correction of astigmatism is considered clinically necessary
Ophthalmic | Intraocular lens replacement | Intraocular lens (IOL) | Monofocal, astigmatism correcting IOL | Bausch and Lomb | enVista one-piece hydrophobic acrylic toric intraocular lens preloaded | MXPTC CYL: 3.00D; SPH: + 17.50D | Standalone | DE0505216 | Indicated for patients with astigmatism of 2.5 dioptre cylinder (DC) and above in at least 1 eye; where correction of astigmatism is considered clinically necessary
Ophthalmic | Intraocular lens replacement | Intraocular lens (IOL) | Monofocal, astigmatism correcting IOL | Bausch and Lomb | enVista one-piece hydrophobic acrylic toric intraocular lens preloaded | MXPTC CYL: 3.00D; SPH: + 18.00D | Standalone | DE0505216 | Indicated for patients with astigmatism of 2.5 dioptre cylinder (DC) and above in at least 1 eye; where correction of astigmatism is considered clinically necessary
Ophthalmic | Intraocular lens replacement | Intraocular lens (IOL) | Monofocal, astigmatism correcting IOL | Bausch and Lomb | enVista one-piece hydrophobic acrylic toric intraocular lens preloaded | MXPTC CYL: 3.00D; SPH: + 18.50D | Standalone | DE0505216 | Indicated for patients with astigmatism of 2.5 dioptre cylinder (DC) and above in at least 1 eye; where correction of astigmatism is considered clinically necessary
Ophthalmic | Intraocular lens replacement | Intraocular lens (IOL) | Monofocal, astigmatism correcting IOL | Bausch and Lomb | enVista one-piece hydrophobic acrylic toric intraocular lens preloaded | MXPTC CYL: 3.00D; SPH: + 19.00D | Standalone | DE0505216 | Indicated for patients with astigmatism of 2.5 dioptre cylinder (DC) and above in at least 1 eye; where correction of astigmatism is considered clinically necessary
Ophthalmic | Intraocular lens replacement | Intraocular lens (IOL) | Monofocal, astigmatism correcting IOL | Bausch and Lomb | enVista one-piece hydrophobic acrylic toric intraocular lens preloaded | MXPTC CYL: 3.00D; SPH: + 19.50D | Standalone | DE0505216 | Indicated for patients with astigmatism of 2.5 dioptre cylinder (DC) and above in at least 1 eye; where correction of astigmatism is considered clinically necessary
Ophthalmic | Intraocular lens replacement | Intraocular lens (IOL) | Monofocal, astigmatism correcting IOL | Bausch and Lomb | enVista one-piece hydrophobic acrylic toric intraocular lens preloaded | MXPTC CYL: 3.00D; SPH: + 20.00D | Standalone | DE0505216 | Indicated for patients with astigmatism of 2.5 dioptre cylinder (DC) and above in at least 1 eye; where correction of astigmatism is considered clinically necessary
Ophthalmic | Intraocular lens replacement | Intraocular lens (IOL) | Monofocal, astigmatism correcting IOL | Bausch and Lomb | enVista one-piece hydrophobic acrylic toric intraocular lens preloaded | MXPTC CYL: 3.00D; SPH: + 20.50D | Standalone | DE0505216 | Indicated for patients with astigmatism of 2.5 dioptre cylinder (DC) and above in at least 1 eye; where correction of astigmatism is considered clinically necessary
Ophthalmic | Intraocular lens replacement | Intraocular lens (IOL) | Monofocal, astigmatism correcting IOL | Bausch and Lomb | enVista one-piece hydrophobic acrylic toric intraocular lens preloaded | MXPTC CYL: 3.00D; SPH: + 21.00D | Standalone | DE0505216 | Indicated for patients with astigmatism of 2.5 dioptre cylinder (DC) and above in at least 1 eye; where correction of astigmatism is considered clinically necessary
Ophthalmic | Intraocular lens replacement | Intraocular lens (IOL) | Monofocal, astigmatism correcting IOL | Bausch and Lomb | enVista one-piece hydrophobic acrylic toric intraocular lens preloaded | MXPTC CYL: 3.00D; SPH: + 21.50D | Standalone | DE0505216 | Indicated for patients with astigmatism of 2.5 dioptre cylinder (DC) and above in at least 1 eye; where correction of astigmatism is considered clinically necessary
Ophthalmic | Intraocular lens replacement | Intraocular lens (IOL) | Monofocal, astigmatism correcting IOL | Bausch and Lomb | enVista one-piece hydrophobic acrylic toric intraocular lens preloaded | MXPTC CYL: 3.00D; SPH: + 22.00D | Standalone | DE0505216 | Indicated for patients with astigmatism of 2.5 dioptre cylinder (DC) and above in at least 1 eye; where correction of astigmatism is considered clinically necessary
Ophthalmic | Intraocular lens replacement | Intraocular lens (IOL) | Monofocal, astigmatism correcting IOL | Bausch and Lomb | enVista one-piece hydrophobic acrylic toric intraocular lens preloaded | MXPTC CYL: 3.00D; SPH: + 22.50D | Standalone | DE0505216 | Indicated for patients with astigmatism of 2.5 dioptre cylinder (DC) and above in at least 1 eye; where correction of astigmatism is considered clinically necessary
Ophthalmic | Intraocular lens replacement | Intraocular lens (IOL) | Monofocal, astigmatism correcting IOL | Bausch and Lomb | enVista one-piece hydrophobic acrylic toric intraocular lens preloaded | MXPTC CYL: 3.00D; SPH: + 23.00D | Standalone | DE0505216 | Indicated for patients with astigmatism of 2.5 dioptre cylinder (DC) and above in at least 1 eye; where correction of astigmatism is considered clinically necessary
Ophthalmic | Intraocular lens replacement | Intraocular lens (IOL) | Monofocal, astigmatism correcting IOL | Bausch and Lomb | enVista one-piece hydrophobic acrylic toric intraocular lens preloaded | MXPTC CYL: 3.00D; SPH: + 23.50D | Standalone | DE0505216 | Indicated for patients with astigmatism of 2.5 dioptre cylinder (DC) and above in at least 1 eye; where correction of astigmatism is considered clinically necessary
Ophthalmic | Intraocular lens replacement | Intraocular lens (IOL) | Monofocal, astigmatism correcting IOL | Bausch and Lomb | enVista one-piece hydrophobic acrylic toric intraocular lens preloaded | MXPTC CYL: 3.00D; SPH: + 24.00D | Standalone | DE0505216 | Indicated for patients with astigmatism of 2.5 dioptre cylinder (DC) and above in at least 1 eye; where correction of astigmatism is considered clinically necessary
Ophthalmic | Intraocular lens replacement | Intraocular lens (IOL) | Monofocal, astigmatism correcting IOL | Bausch and Lomb | enVista one-piece hydrophobic acrylic toric intraocular lens preloaded | MXPTC CYL: 3.00D; SPH: + 24.50D | Standalone | DE0505216 | Indicated for patients with astigmatism of 2.5 dioptre cylinder (DC) and above in at least 1 eye; where correction of astigmatism is considered clinically necessary
Ophthalmic | Intraocular lens replacement | Intraocular lens (IOL) | Monofocal, astigmatism correcting IOL | Bausch and Lomb | enVista one-piece hydrophobic acrylic toric intraocular lens preloaded | MXPTC CYL: 3.00D; SPH: + 25.00D | Standalone | DE0505216 | Indicated for patients with astigmatism of 2.5 dioptre cylinder (DC) and above in at least 1 eye; where correction of astigmatism is considered clinically necessary
Ophthalmic | Intraocular lens replacement | Intraocular lens (IOL) | Monofocal, astigmatism correcting IOL | Bausch and Lomb | enVista one-piece hydrophobic acrylic toric intraocular lens preloaded | MXPTC CYL: 3.00D; SPH: + 25.50D | Standalone | DE0505216 | Indicated for patients with astigmatism of 2.5 dioptre cylinder (DC) and above in at least 1 eye; where correction of astigmatism is considered clinically necessary
Ophthalmic | Intraocular lens replacement | Intraocular lens (IOL) | Monofocal, astigmatism correcting IOL | Bausch and Lomb | enVista one-piece hydrophobic acrylic toric intraocular lens preloaded | MXPTC CYL: 3.00D; SPH: + 26.00D | Standalone | DE0505216 | Indicated for patients with astigmatism of 2.5 dioptre cylinder (DC) and above in at least 1 eye; where correction of astigmatism is considered clinically necessary
Ophthalmic | Intraocular lens replacement | Intraocular lens (IOL) | Monofocal, astigmatism correcting IOL | Bausch and Lomb | enVista one-piece hydrophobic acrylic toric intraocular lens preloaded | MXPTC CYL: 3.00D; SPH: + 26.50D | Standalone | DE0505216 | Indicated for patients with astigmatism of 2.5 dioptre cylinder (DC) and above in at least 1 eye; where correction of astigmatism is considered clinically necessary
Ophthalmic | Intraocular lens replacement | Intraocular lens (IOL) | Monofocal, astigmatism correcting IOL | Bausch and Lomb | enVista one-piece hydrophobic acrylic toric intraocular lens preloaded | MXPTC CYL: 3.00D; SPH: + 27.00D | Standalone | DE0505216 | Indicated for patients with astigmatism of 2.5 dioptre cylinder (DC) and above in at least 1 eye; where correction of astigmatism is considered clinically necessary
Ophthalmic | Intraocular lens replacement | Intraocular lens (IOL) | Monofocal, astigmatism correcting IOL | Bausch and Lomb | enVista one-piece hydrophobic acrylic toric intraocular lens preloaded | MXPTC CYL: 3.00D; SPH: + 27.50D | Standalone | DE0505216 | Indicated for patients with astigmatism of 2.5 dioptre cylinder (DC) and above in at least 1 eye; where correction of astigmatism is considered clinically necessary
Ophthalmic | Intraocular lens replacement | Intraocular lens (IOL) | Monofocal, astigmatism correcting IOL | Bausch and Lomb | enVista one-piece hydrophobic acrylic toric intraocular lens preloaded | MXPTC CYL: 3.00D; SPH: + 28.00D | Standalone | DE0505216 | Indicated for patients with astigmatism of 2.5 dioptre cylinder (DC) and above in at least 1 eye; where correction of astigmatism is considered clinically necessary
Ophthalmic | Intraocular lens replacement | Intraocular lens (IOL) | Monofocal, astigmatism correcting IOL | Bausch and Lomb | enVista one-piece hydrophobic acrylic toric intraocular lens preloaded | MXPTC CYL: 3.00D; SPH: + 28.50D | Standalone | DE0505216 | Indicated for patients with astigmatism of 2.5 dioptre cylinder (DC) and above in at least 1 eye; where correction of astigmatism is considered clinically necessary
Ophthalmic | Intraocular lens replacement | Intraocular lens (IOL) | Monofocal, astigmatism correcting IOL | Bausch and Lomb | enVista one-piece hydrophobic acrylic toric intraocular lens preloaded | MXPTC CYL: 3.00D; SPH: + 29.00D | Standalone | DE0505216 | Indicated for patients with astigmatism of 2.5 dioptre cylinder (DC) and above in at least 1 eye; where correction of astigmatism is considered clinically necessary
Ophthalmic | Intraocular lens replacement | Intraocular lens (IOL) | Monofocal, astigmatism correcting IOL | Bausch and Lomb | enVista one-piece hydrophobic acrylic toric intraocular lens preloaded | MXPTC CYL: 3.00D; SPH: + 29.50D | Standalone | DE0505216 | Indicated for patients with astigmatism of 2.5 dioptre cylinder (DC) and above in at least 1 eye; where correction of astigmatism is considered clinically necessary
Ophthalmic | Intraocular lens replacement | Intraocular lens (IOL) | Monofocal, astigmatism correcting IOL | Bausch and Lomb | enVista one-piece hydrophobic acrylic toric intraocular lens preloaded | MXPTC CYL: 3.00D; SPH: + 30.00D | Standalone | DE0505216 | Indicated for patients with astigmatism of 2.5 dioptre cylinder (DC) and above in at least 1 eye; where correction of astigmatism is considered clinically necessary
Ophthalmic | Intraocular lens replacement | Intraocular lens (IOL) | Monofocal, astigmatism correcting IOL | Bausch and Lomb | enVista one-piece hydrophobic acrylic toric intraocular lens preloaded | MXPTC CYL: 3.50D; SPH: + 6.00D | Standalone | DE0505216 | Indicated for patients with astigmatism of 2.5 dioptre cylinder (DC) and above in at least 1 eye; where correction of astigmatism is considered clinically necessary
Ophthalmic | Intraocular lens replacement | Intraocular lens (IOL) | Monofocal, astigmatism correcting IOL | Bausch and Lomb | enVista one-piece hydrophobic acrylic toric intraocular lens preloaded | MXPTC CYL: 3.50D; SPH: + 6.50D | Standalone | DE0505216 | Indicated for patients with astigmatism of 2.5 dioptre cylinder (DC) and above in at least 1 eye; where correction of astigmatism is considered clinically necessary
Ophthalmic | Intraocular lens replacement | Intraocular lens (IOL) | Monofocal, astigmatism correcting IOL | Bausch and Lomb | enVista one-piece hydrophobic acrylic toric intraocular lens preloaded | MXPTC CYL: 3.50D; SPH: + 7.00D | Standalone | DE0505216 | Indicated for patients with astigmatism of 2.5 dioptre cylinder (DC) and above in at least 1 eye; where correction of astigmatism is considered clinically necessary
Ophthalmic | Intraocular lens replacement | Intraocular lens (IOL) | Monofocal, astigmatism correcting IOL | Bausch and Lomb | enVista one-piece hydrophobic acrylic toric intraocular lens preloaded | MXPTC CYL: 3.50D; SPH: + 7.50D | Standalone | DE0505216 | Indicated for patients with astigmatism of 2.5 dioptre cylinder (DC) and above in at least 1 eye; where correction of astigmatism is considered clinically necessary
Ophthalmic | Intraocular lens replacement | Intraocular lens (IOL) | Monofocal, astigmatism correcting IOL | Bausch and Lomb | enVista one-piece hydrophobic acrylic toric intraocular lens preloaded | MXPTC CYL: 3.50D; SPH: + 8.00D | Standalone | DE0505216 | Indicated for patients with astigmatism of 2.5 dioptre cylinder (DC) and above in at least 1 eye; where correction of astigmatism is considered clinically necessary
Ophthalmic | Intraocular lens replacement | Intraocular lens (IOL) | Monofocal, astigmatism correcting IOL | Bausch and Lomb | enVista one-piece hydrophobic acrylic toric intraocular lens preloaded | MXPTC CYL: 3.50D; SPH: + 8.50D | Standalone | DE0505216 | Indicated for patients with astigmatism of 2.5 dioptre cylinder (DC) and above in at least 1 eye; where correction of astigmatism is considered clinically necessary
Ophthalmic | Intraocular lens replacement | Intraocular lens (IOL) | Monofocal, astigmatism correcting IOL | Bausch and Lomb | enVista one-piece hydrophobic acrylic toric intraocular lens preloaded | MXPTC CYL: 3.50D; SPH: + 9.00D | Standalone | DE0505216 | Indicated for patients with astigmatism of 2.5 dioptre cylinder (DC) and above in at least 1 eye; where correction of astigmatism is considered clinically necessary
Ophthalmic | Intraocular lens replacement | Intraocular lens (IOL) | Monofocal, astigmatism correcting IOL | Bausch and Lomb | enVista one-piece hydrophobic acrylic toric intraocular lens preloaded | MXPTC CYL: 3.50D; SPH: + 9.50D | Standalone | DE0505216 | Indicated for patients with astigmatism of 2.5 dioptre cylinder (DC) and above in at least 1 eye; where correction of astigmatism is considered clinically necessary
Ophthalmic | Intraocular lens replacement | Intraocular lens (IOL) | Monofocal, astigmatism correcting IOL | Bausch and Lomb | enVista one-piece hydrophobic acrylic toric intraocular lens preloaded | MXPTC CYL: 3.50D; SPH: + 10.00D | Standalone | DE0505216 | Indicated for patients with astigmatism of 2.5 dioptre cylinder (DC) and above in at least 1 eye; where correction of astigmatism is considered clinically necessary
Ophthalmic | Intraocular lens replacement | Intraocular lens (IOL) | Monofocal, astigmatism correcting IOL | Bausch and Lomb | enVista one-piece hydrophobic acrylic toric intraocular lens preloaded | MXPTC CYL: 3.50D; SPH: + 10.50D | Standalone | DE0505216 | Indicated for patients with astigmatism of 2.5 dioptre cylinder (DC) and above in at least 1 eye; where correction of astigmatism is considered clinically necessary
Ophthalmic | Intraocular lens replacement | Intraocular lens (IOL) | Monofocal, astigmatism correcting IOL | Bausch and Lomb | enVista one-piece hydrophobic acrylic toric intraocular lens preloaded | MXPTC CYL: 3.50D; SPH: + 11.00D | Standalone | DE0505216 | Indicated for patients with astigmatism of 2.5 dioptre cylinder (DC) and above in at least 1 eye; where correction of astigmatism is considered clinically necessary
Ophthalmic | Intraocular lens replacement | Intraocular lens (IOL) | Monofocal, astigmatism correcting IOL | Bausch and Lomb | enVista one-piece hydrophobic acrylic toric intraocular lens preloaded | MXPTC CYL: 3.50D; SPH: + 11.50D | Standalone | DE0505216 | Indicated for patients with astigmatism of 2.5 dioptre cylinder (DC) and above in at least 1 eye; where correction of astigmatism is considered clinically necessary
Ophthalmic | Intraocular lens replacement | Intraocular lens (IOL) | Monofocal, astigmatism correcting IOL | Bausch and Lomb | enVista one-piece hydrophobic acrylic toric intraocular lens preloaded | MXPTC CYL: 3.50D; SPH: + 12.00D | Standalone | DE0505216 | Indicated for patients with astigmatism of 2.5 dioptre cylinder (DC) and above in at least 1 eye; where correction of astigmatism is considered clinically necessary
Ophthalmic | Intraocular lens replacement | Intraocular lens (IOL) | Monofocal, astigmatism correcting IOL | Bausch and Lomb | enVista one-piece hydrophobic acrylic toric intraocular lens preloaded | MXPTC CYL: 3.50D; SPH: + 12.50D | Standalone | DE0505216 | Indicated for patients with astigmatism of 2.5 dioptre cylinder (DC) and above in at least 1 eye; where correction of astigmatism is considered clinically necessary
Ophthalmic | Intraocular lens replacement | Intraocular lens (IOL) | Monofocal, astigmatism correcting IOL | Bausch and Lomb | enVista one-piece hydrophobic acrylic toric intraocular lens preloaded | MXPTC CYL: 3.50D; SPH: + 13.00D | Standalone | DE0505216 | Indicated for patients with astigmatism of 2.5 dioptre cylinder (DC) and above in at least 1 eye; where correction of astigmatism is considered clinically necessary
Ophthalmic | Intraocular lens replacement | Intraocular lens (IOL) | Monofocal, astigmatism correcting IOL | Bausch and Lomb | enVista one-piece hydrophobic acrylic toric intraocular lens preloaded | MXPTC CYL: 3.50D; SPH: + 13.50D | Standalone | DE0505216 | Indicated for patients with astigmatism of 2.5 dioptre cylinder (DC) and above in at least 1 eye; where correction of astigmatism is considered clinically necessary
Ophthalmic | Intraocular lens replacement | Intraocular lens (IOL) | Monofocal, astigmatism correcting IOL | Bausch and Lomb | enVista one-piece hydrophobic acrylic toric intraocular lens preloaded | MXPTC CYL: 3.50D; SPH: + 14.00D | Standalone | DE0505216 | Indicated for patients with astigmatism of 2.5 dioptre cylinder (DC) and above in at least 1 eye; where correction of astigmatism is considered clinically necessary
Ophthalmic | Intraocular lens replacement | Intraocular lens (IOL) | Monofocal, astigmatism correcting IOL | Bausch and Lomb | enVista one-piece hydrophobic acrylic toric intraocular lens preloaded | MXPTC CYL: 3.50D; SPH: + 14.50D | Standalone | DE0505216 | Indicated for patients with astigmatism of 2.5 dioptre cylinder (DC) and above in at least 1 eye; where correction of astigmatism is considered clinically necessary
Ophthalmic | Intraocular lens replacement | Intraocular lens (IOL) | Monofocal, astigmatism correcting IOL | Bausch and Lomb | enVista one-piece hydrophobic acrylic toric intraocular lens preloaded | MXPTC CYL: 3.50D; SPH: + 15.00D | Standalone | DE0505216 | Indicated for patients with astigmatism of 2.5 dioptre cylinder (DC) and above in at least 1 eye; where correction of astigmatism is considered clinically necessary
Ophthalmic | Intraocular lens replacement | Intraocular lens (IOL) | Monofocal, astigmatism correcting IOL | Bausch and Lomb | enVista one-piece hydrophobic acrylic toric intraocular lens preloaded | MXPTC CYL: 3.50D; SPH: + 15.50D | Standalone | DE0505216 | Indicated for patients with astigmatism of 2.5 dioptre cylinder (DC) and above in at least 1 eye; where correction of astigmatism is considered clinically necessary
Ophthalmic | Intraocular lens replacement | Intraocular lens (IOL) | Monofocal, astigmatism correcting IOL | Bausch and Lomb | enVista one-piece hydrophobic acrylic toric intraocular lens preloaded | MXPTC CYL: 3.50D; SPH: + 16.00D | Standalone | DE0505216 | Indicated for patients with astigmatism of 2.5 dioptre cylinder (DC) and above in at least 1 eye; where correction of astigmatism is considered clinically necessary
Ophthalmic | Intraocular lens replacement | Intraocular lens (IOL) | Monofocal, astigmatism correcting IOL | Bausch and Lomb | enVista one-piece hydrophobic acrylic toric intraocular lens preloaded | MXPTC CYL: 3.50D; SPH: + 16.50D | Standalone | DE0505216 | Indicated for patients with astigmatism of 2.5 dioptre cylinder (DC) and above in at least 1 eye; where correction of astigmatism is considered clinically necessary
Ophthalmic | Intraocular lens replacement | Intraocular lens (IOL) | Monofocal, astigmatism correcting IOL | Bausch and Lomb | enVista one-piece hydrophobic acrylic toric intraocular lens preloaded | MXPTC CYL: 3.50D; SPH: + 17.00D | Standalone | DE0505216 | Indicated for patients with astigmatism of 2.5 dioptre cylinder (DC) and above in at least 1 eye; where correction of astigmatism is considered clinically necessary
Ophthalmic | Intraocular lens replacement | Intraocular lens (IOL) | Monofocal, astigmatism correcting IOL | Bausch and Lomb | enVista one-piece hydrophobic acrylic toric intraocular lens preloaded | MXPTC CYL: 3.50D; SPH: + 17.50D | Standalone | DE0505216 | Indicated for patients with astigmatism of 2.5 dioptre cylinder (DC) and above in at least 1 eye; where correction of astigmatism is considered clinically necessary
Ophthalmic | Intraocular lens replacement | Intraocular lens (IOL) | Monofocal, astigmatism correcting IOL | Bausch and Lomb | enVista one-piece hydrophobic acrylic toric intraocular lens preloaded | MXPTC CYL: 3.50D; SPH: + 18.00D | Standalone | DE0505216 | Indicated for patients with astigmatism of 2.5 dioptre cylinder (DC) and above in at least 1 eye; where correction of astigmatism is considered clinically necessary
Ophthalmic | Intraocular lens replacement | Intraocular lens (IOL) | Monofocal, astigmatism correcting IOL | Bausch and Lomb | enVista one-piece hydrophobic acrylic toric intraocular lens preloaded | MXPTC CYL: 3.50D; SPH: + 18.50D | Standalone | DE0505216 | Indicated for patients with astigmatism of 2.5 dioptre cylinder (DC) and above in at least 1 eye; where correction of astigmatism is considered clinically necessary
Ophthalmic | Intraocular lens replacement | Intraocular lens (IOL) | Monofocal, astigmatism correcting IOL | Bausch and Lomb | enVista one-piece hydrophobic acrylic toric intraocular lens preloaded | MXPTC CYL: 3.50D; SPH: + 19.00D | Standalone | DE0505216 | Indicated for patients with astigmatism of 2.5 dioptre cylinder (DC) and above in at least 1 eye; where correction of astigmatism is considered clinically necessary
Ophthalmic | Intraocular lens replacement | Intraocular lens (IOL) | Monofocal, astigmatism correcting IOL | Bausch and Lomb | enVista one-piece hydrophobic acrylic toric intraocular lens preloaded | MXPTC CYL: 3.50D; SPH: + 19.50D | Standalone | DE0505216 | Indicated for patients with astigmatism of 2.5 dioptre cylinder (DC) and above in at least 1 eye; where correction of astigmatism is considered clinically necessary
Ophthalmic | Intraocular lens replacement | Intraocular lens (IOL) | Monofocal, astigmatism correcting IOL | Bausch and Lomb | enVista one-piece hydrophobic acrylic toric intraocular lens preloaded | MXPTC CYL: 3.50D; SPH: + 20.00D | Standalone | DE0505216 | Indicated for patients with astigmatism of 2.5 dioptre cylinder (DC) and above in at least 1 eye; where correction of astigmatism is considered clinically necessary
Ophthalmic | Intraocular lens replacement | Intraocular lens (IOL) | Monofocal, astigmatism correcting IOL | Bausch and Lomb | enVista one-piece hydrophobic acrylic toric intraocular lens preloaded | MXPTC CYL: 3.50D; SPH: + 20.50D | Standalone | DE0505216 | Indicated for patients with astigmatism of 2.5 dioptre cylinder (DC) and above in at least 1 eye; where correction of astigmatism is considered clinically necessary
Ophthalmic | Intraocular lens replacement | Intraocular lens (IOL) | Monofocal, astigmatism correcting IOL | Bausch and Lomb | enVista one-piece hydrophobic acrylic toric intraocular lens preloaded | MXPTC CYL: 3.50D; SPH: + 21.00D | Standalone | DE0505216 | Indicated for patients with astigmatism of 2.5 dioptre cylinder (DC) and above in at least 1 eye; where correction of astigmatism is considered clinically necessary
Ophthalmic | Intraocular lens replacement | Intraocular lens (IOL) | Monofocal, astigmatism correcting IOL | Bausch and Lomb | enVista one-piece hydrophobic acrylic toric intraocular lens preloaded | MXPTC CYL: 3.50D; SPH: + 21.50D | Standalone | DE0505216 | Indicated for patients with astigmatism of 2.5 dioptre cylinder (DC) and above in at least 1 eye; where correction of astigmatism is considered clinically necessary
Ophthalmic | Intraocular lens replacement | Intraocular lens (IOL) | Monofocal, astigmatism correcting IOL | Bausch and Lomb | enVista one-piece hydrophobic acrylic toric intraocular lens preloaded | MXPTC CYL: 3.50D; SPH: + 22.00D | Standalone | DE0505216 | Indicated for patients with astigmatism of 2.5 dioptre cylinder (DC) and above in at least 1 eye; where correction of astigmatism is considered clinically necessary
Ophthalmic | Intraocular lens replacement | Intraocular lens (IOL) | Monofocal, astigmatism correcting IOL | Bausch and Lomb | enVista one-piece hydrophobic acrylic toric intraocular lens preloaded | MXPTC CYL: 3.50D; SPH: + 22.50D | Standalone | DE0505216 | Indicated for patients with astigmatism of 2.5 dioptre cylinder (DC) and above in at least 1 eye; where correction of astigmatism is considered clinically necessary
Ophthalmic | Intraocular lens replacement | Intraocular lens (IOL) | Monofocal, astigmatism correcting IOL | Bausch and Lomb | enVista one-piece hydrophobic acrylic toric intraocular lens preloaded | MXPTC CYL: 3.50D; SPH: + 23.00D | Standalone | DE0505216 | Indicated for patients with astigmatism of 2.5 dioptre cylinder (DC) and above in at least 1 eye; where correction of astigmatism is considered clinically necessary
Ophthalmic | Intraocular lens replacement | Intraocular lens (IOL) | Monofocal, astigmatism correcting IOL | Bausch and Lomb | enVista one-piece hydrophobic acrylic toric intraocular lens preloaded | MXPTC CYL: 3.50D; SPH: + 23.50D | Standalone | DE0505216 | Indicated for patients with astigmatism of 2.5 dioptre cylinder (DC) and above in at least 1 eye; where correction of astigmatism is considered clinically necessary
Ophthalmic | Intraocular lens replacement | Intraocular lens (IOL) | Monofocal, astigmatism correcting IOL | Bausch and Lomb | enVista one-piece hydrophobic acrylic toric intraocular lens preloaded | MXPTC CYL: 3.50D; SPH: + 24.00D | Standalone | DE0505216 | Indicated for patients with astigmatism of 2.5 dioptre cylinder (DC) and above in at least 1 eye; where correction of astigmatism is considered clinically necessary
Ophthalmic | Intraocular lens replacement | Intraocular lens (IOL) | Monofocal, astigmatism correcting IOL | Bausch and Lomb | enVista one-piece hydrophobic acrylic toric intraocular lens preloaded | MXPTC CYL: 3.50D; SPH: + 24.50D | Standalone | DE0505216 | Indicated for patients with astigmatism of 2.5 dioptre cylinder (DC) and above in at least 1 eye; where correction of astigmatism is considered clinically necessary
Ophthalmic | Intraocular lens replacement | Intraocular lens (IOL) | Monofocal, astigmatism correcting IOL | Bausch and Lomb | enVista one-piece hydrophobic acrylic toric intraocular lens preloaded | MXPTC CYL: 3.50D; SPH: + 25.00D | Standalone | DE0505216 | Indicated for patients with astigmatism of 2.5 dioptre cylinder (DC) and above in at least 1 eye; where correction of astigmatism is considered clinically necessary
Ophthalmic | Intraocular lens replacement | Intraocular lens (IOL) | Monofocal, astigmatism correcting IOL | Bausch and Lomb | enVista one-piece hydrophobic acrylic toric intraocular lens preloaded | MXPTC CYL: 3.50D; SPH: + 25.50D | Standalone | DE0505216 | Indicated for patients with astigmatism of 2.5 dioptre cylinder (DC) and above in at least 1 eye; where correction of astigmatism is considered clinically necessary
Ophthalmic | Intraocular lens replacement | Intraocular lens (IOL) | Monofocal, astigmatism correcting IOL | Bausch and Lomb | enVista one-piece hydrophobic acrylic toric intraocular lens preloaded | MXPTC CYL: 3.50D; SPH: + 26.00D | Standalone | DE0505216 | Indicated for patients with astigmatism of 2.5 dioptre cylinder (DC) and above in at least 1 eye; where correction of astigmatism is considered clinically necessary
Ophthalmic | Intraocular lens replacement | Intraocular lens (IOL) | Monofocal, astigmatism correcting IOL | Bausch and Lomb | enVista one-piece hydrophobic acrylic toric intraocular lens preloaded | MXPTC CYL: 3.50D; SPH: + 26.50D | Standalone | DE0505216 | Indicated for patients with astigmatism of 2.5 dioptre cylinder (DC) and above in at least 1 eye; where correction of astigmatism is considered clinically necessary
Ophthalmic | Intraocular lens replacement | Intraocular lens (IOL) | Monofocal, astigmatism correcting IOL | Bausch and Lomb | enVista one-piece hydrophobic acrylic toric intraocular lens preloaded | MXPTC CYL: 3.50D; SPH: + 27.00D | Standalone | DE0505216 | Indicated for patients with astigmatism of 2.5 dioptre cylinder (DC) and above in at least 1 eye; where correction of astigmatism is considered clinically necessary
Ophthalmic | Intraocular lens replacement | Intraocular lens (IOL) | Monofocal, astigmatism correcting IOL | Bausch and Lomb | enVista one-piece hydrophobic acrylic toric intraocular lens preloaded | MXPTC CYL: 3.50D; SPH: + 27.50D | Standalone | DE0505216 | Indicated for patients with astigmatism of 2.5 dioptre cylinder (DC) and above in at least 1 eye; where correction of astigmatism is considered clinically necessary
Ophthalmic | Intraocular lens replacement | Intraocular lens (IOL) | Monofocal, astigmatism correcting IOL | Bausch and Lomb | enVista one-piece hydrophobic acrylic toric intraocular lens preloaded | MXPTC CYL: 3.50D; SPH: + 28.00D | Standalone | DE0505216 | Indicated for patients with astigmatism of 2.5 dioptre cylinder (DC) and above in at least 1 eye; where correction of astigmatism is considered clinically necessary
Ophthalmic | Intraocular lens replacement | Intraocular lens (IOL) | Monofocal, astigmatism correcting IOL | Bausch and Lomb | enVista one-piece hydrophobic acrylic toric intraocular lens preloaded | MXPTC CYL: 3.50D; SPH: + 28.50D | Standalone | DE0505216 | Indicated for patients with astigmatism of 2.5 dioptre cylinder (DC) and above in at least 1 eye; where correction of astigmatism is considered clinically necessary
Ophthalmic | Intraocular lens replacement | Intraocular lens (IOL) | Monofocal, astigmatism correcting IOL | Bausch and Lomb | enVista one-piece hydrophobic acrylic toric intraocular lens preloaded | MXPTC CYL: 3.50D; SPH: + 29.00D | Standalone | DE0505216 | Indicated for patients with astigmatism of 2.5 dioptre cylinder (DC) and above in at least 1 eye; where correction of astigmatism is considered clinically necessary
Ophthalmic | Intraocular lens replacement | Intraocular lens (IOL) | Monofocal, astigmatism correcting IOL | Bausch and Lomb | enVista one-piece hydrophobic acrylic toric intraocular lens preloaded | MXPTC CYL: 3.50D; SPH: + 29.50D | Standalone | DE0505216 | Indicated for patients with astigmatism of 2.5 dioptre cylinder (DC) and above in at least 1 eye; where correction of astigmatism is considered clinically necessary
Ophthalmic | Intraocular lens replacement | Intraocular lens (IOL) | Monofocal, astigmatism correcting IOL | Bausch and Lomb | enVista one-piece hydrophobic acrylic toric intraocular lens preloaded | MXPTC CYL: 3.50D; SPH: + 30.00D | Standalone | DE0505216 | Indicated for patients with astigmatism of 2.5 dioptre cylinder (DC) and above in at least 1 eye; where correction of astigmatism is considered clinically necessary
Ophthalmic | Intraocular lens replacement | Intraocular lens (IOL) | Monofocal, astigmatism correcting IOL | Bausch and Lomb | enVista one-piece hydrophobic acrylic toric intraocular lens preloaded | MXPTC CYL: 4.25D; SPH: + 6.00D | Standalone | DE0505216 | Indicated for patients with astigmatism of 2.5 dioptre cylinder (DC) and above in at least 1 eye; where correction of astigmatism is considered clinically necessary
Ophthalmic | Intraocular lens replacement | Intraocular lens (IOL) | Monofocal, astigmatism correcting IOL | Bausch and Lomb | enVista one-piece hydrophobic acrylic toric intraocular lens preloaded | MXPTC CYL: 4.25D; SPH: + 6.50D | Standalone | DE0505216 | Indicated for patients with astigmatism of 2.5 dioptre cylinder (DC) and above in at least 1 eye; where correction of astigmatism is considered clinically necessary
Ophthalmic | Intraocular lens replacement | Intraocular lens (IOL) | Monofocal, astigmatism correcting IOL | Bausch and Lomb | enVista one-piece hydrophobic acrylic toric intraocular lens preloaded | MXPTC CYL: 4.25D; SPH: + 7.00D | Standalone | DE0505216 | Indicated for patients with astigmatism of 2.5 dioptre cylinder (DC) and above in at least 1 eye; where correction of astigmatism is considered clinically necessary
Ophthalmic | Intraocular lens replacement | Intraocular lens (IOL) | Monofocal, astigmatism correcting IOL | Bausch and Lomb | enVista one-piece hydrophobic acrylic toric intraocular lens preloaded | MXPTC CYL: 4.25D; SPH: + 7.50D | Standalone | DE0505216 | Indicated for patients with astigmatism of 2.5 dioptre cylinder (DC) and above in at least 1 eye; where correction of astigmatism is considered clinically necessary
Ophthalmic | Intraocular lens replacement | Intraocular lens (IOL) | Monofocal, astigmatism correcting IOL | Bausch and Lomb | enVista one-piece hydrophobic acrylic toric intraocular lens preloaded | MXPTC CYL: 4.25D; SPH: + 8.00D | Standalone | DE0505216 | Indicated for patients with astigmatism of 2.5 dioptre cylinder (DC) and above in at least 1 eye; where correction of astigmatism is considered clinically necessary
Ophthalmic | Intraocular lens replacement | Intraocular lens (IOL) | Monofocal, astigmatism correcting IOL | Bausch and Lomb | enVista one-piece hydrophobic acrylic toric intraocular lens preloaded | MXPTC CYL: 4.25D; SPH: + 8.50D | Standalone | DE0505216 | Indicated for patients with astigmatism of 2.5 dioptre cylinder (DC) and above in at least 1 eye; where correction of astigmatism is considered clinically necessary
Ophthalmic | Intraocular lens replacement | Intraocular lens (IOL) | Monofocal, astigmatism correcting IOL | Bausch and Lomb | enVista one-piece hydrophobic acrylic toric intraocular lens preloaded | MXPTC CYL: 4.25D; SPH: + 9.00D | Standalone | DE0505216 | Indicated for patients with astigmatism of 2.5 dioptre cylinder (DC) and above in at least 1 eye; where correction of astigmatism is considered clinically necessary
Ophthalmic | Intraocular lens replacement | Intraocular lens (IOL) | Monofocal, astigmatism correcting IOL | Bausch and Lomb | enVista one-piece hydrophobic acrylic toric intraocular lens preloaded | MXPTC CYL: 4.25D; SPH: + 9.50D | Standalone | DE0505216 | Indicated for patients with astigmatism of 2.5 dioptre cylinder (DC) and above in at least 1 eye; where correction of astigmatism is considered clinically necessary
Ophthalmic | Intraocular lens replacement | Intraocular lens (IOL) | Monofocal, astigmatism correcting IOL | Bausch and Lomb | enVista one-piece hydrophobic acrylic toric intraocular lens preloaded | MXPTC CYL: 4.25D; SPH: + 10.00D | Standalone | DE0505216 | Indicated for patients with astigmatism of 2.5 dioptre cylinder (DC) and above in at least 1 eye; where correction of astigmatism is considered clinically necessary
Ophthalmic | Intraocular lens replacement | Intraocular lens (IOL) | Monofocal, astigmatism correcting IOL | Bausch and Lomb | enVista one-piece hydrophobic acrylic toric intraocular lens preloaded | MXPTC CYL: 4.25D; SPH: + 10.50D | Standalone | DE0505216 | Indicated for patients with astigmatism of 2.5 dioptre cylinder (DC) and above in at least 1 eye; where correction of astigmatism is considered clinically necessary
Ophthalmic | Intraocular lens replacement | Intraocular lens (IOL) | Monofocal, astigmatism correcting IOL | Bausch and Lomb | enVista one-piece hydrophobic acrylic toric intraocular lens preloaded | MXPTC CYL: 4.25D; SPH: + 11.00D | Standalone | DE0505216 | Indicated for patients with astigmatism of 2.5 dioptre cylinder (DC) and above in at least 1 eye; where correction of astigmatism is considered clinically necessary
Ophthalmic | Intraocular lens replacement | Intraocular lens (IOL) | Monofocal, astigmatism correcting IOL | Bausch and Lomb | enVista one-piece hydrophobic acrylic toric intraocular lens preloaded | MXPTC CYL: 4.25D; SPH: + 11.50D | Standalone | DE0505216 | Indicated for patients with astigmatism of 2.5 dioptre cylinder (DC) and above in at least 1 eye; where correction of astigmatism is considered clinically necessary
Ophthalmic | Intraocular lens replacement | Intraocular lens (IOL) | Monofocal, astigmatism correcting IOL | Bausch and Lomb | enVista one-piece hydrophobic acrylic toric intraocular lens preloaded | MXPTC CYL: 4.25D; SPH: + 12.00D | Standalone | DE0505216 | Indicated for patients with astigmatism of 2.5 dioptre cylinder (DC) and above in at least 1 eye; where correction of astigmatism is considered clinically necessary
Ophthalmic | Intraocular lens replacement | Intraocular lens (IOL) | Monofocal, astigmatism correcting IOL | Bausch and Lomb | enVista one-piece hydrophobic acrylic toric intraocular lens preloaded | MXPTC CYL: 4.25D; SPH: + 12.50D | Standalone | DE0505216 | Indicated for patients with astigmatism of 2.5 dioptre cylinder (DC) and above in at least 1 eye; where correction of astigmatism is considered clinically necessary
Ophthalmic | Intraocular lens replacement | Intraocular lens (IOL) | Monofocal, astigmatism correcting IOL | Bausch and Lomb | enVista one-piece hydrophobic acrylic toric intraocular lens preloaded | MXPTC CYL: 4.25D; SPH: + 13.00D | Standalone | DE0505216 | Indicated for patients with astigmatism of 2.5 dioptre cylinder (DC) and above in at least 1 eye; where correction of astigmatism is considered clinically necessary
Ophthalmic | Intraocular lens replacement | Intraocular lens (IOL) | Monofocal, astigmatism correcting IOL | Bausch and Lomb | enVista one-piece hydrophobic acrylic toric intraocular lens preloaded | MXPTC CYL: 4.25D; SPH: + 13.50D | Standalone | DE0505216 | Indicated for patients with astigmatism of 2.5 dioptre cylinder (DC) and above in at least 1 eye; where correction of astigmatism is considered clinically necessary
Ophthalmic | Intraocular lens replacement | Intraocular lens (IOL) | Monofocal, astigmatism correcting IOL | Bausch and Lomb | enVista one-piece hydrophobic acrylic toric intraocular lens preloaded | MXPTC CYL: 4.25D; SPH: + 14.00D | Standalone | DE0505216 | Indicated for patients with astigmatism of 2.5 dioptre cylinder (DC) and above in at least 1 eye; where correction of astigmatism is considered clinically necessary
Ophthalmic | Intraocular lens replacement | Intraocular lens (IOL) | Monofocal, astigmatism correcting IOL | Bausch and Lomb | enVista one-piece hydrophobic acrylic toric intraocular lens preloaded | MXPTC CYL: 4.25D; SPH: + 14.50D | Standalone | DE0505216 | Indicated for patients with astigmatism of 2.5 dioptre cylinder (DC) and above in at least 1 eye; where correction of astigmatism is considered clinically necessary
Ophthalmic | Intraocular lens replacement | Intraocular lens (IOL) | Monofocal, astigmatism correcting IOL | Bausch and Lomb | enVista one-piece hydrophobic acrylic toric intraocular lens preloaded | MXPTC CYL: 4.25D; SPH: + 15.00D | Standalone | DE0505216 | Indicated for patients with astigmatism of 2.5 dioptre cylinder (DC) and above in at least 1 eye; where correction of astigmatism is considered clinically necessary
Ophthalmic | Intraocular lens replacement | Intraocular lens (IOL) | Monofocal, astigmatism correcting IOL | Bausch and Lomb | enVista one-piece hydrophobic acrylic toric intraocular lens preloaded | MXPTC CYL: 4.25D; SPH: + 15.50D | Standalone | DE0505216 | Indicated for patients with astigmatism of 2.5 dioptre cylinder (DC) and above in at least 1 eye; where correction of astigmatism is considered clinically necessary
Ophthalmic | Intraocular lens replacement | Intraocular lens (IOL) | Monofocal, astigmatism correcting IOL | Bausch and Lomb | enVista one-piece hydrophobic acrylic toric intraocular lens preloaded | MXPTC CYL: 4.25D; SPH: + 16.00D | Standalone | DE0505216 | Indicated for patients with astigmatism of 2.5 dioptre cylinder (DC) and above in at least 1 eye; where correction of astigmatism is considered clinically necessary
Ophthalmic | Intraocular lens replacement | Intraocular lens (IOL) | Monofocal, astigmatism correcting IOL | Bausch and Lomb | enVista one-piece hydrophobic acrylic toric intraocular lens preloaded | MXPTC CYL: 4.25D; SPH: + 16.50D | Standalone | DE0505216 | Indicated for patients with astigmatism of 2.5 dioptre cylinder (DC) and above in at least 1 eye; where correction of astigmatism is considered clinically necessary
Ophthalmic | Intraocular lens replacement | Intraocular lens (IOL) | Monofocal, astigmatism correcting IOL | Bausch and Lomb | enVista one-piece hydrophobic acrylic toric intraocular lens preloaded | MXPTC CYL: 4.25D; SPH: + 17.00D | Standalone | DE0505216 | Indicated for patients with astigmatism of 2.5 dioptre cylinder (DC) and above in at least 1 eye; where correction of astigmatism is considered clinically necessary
Ophthalmic | Intraocular lens replacement | Intraocular lens (IOL) | Monofocal, astigmatism correcting IOL | Bausch and Lomb | enVista one-piece hydrophobic acrylic toric intraocular lens preloaded | MXPTC CYL: 4.25D; SPH: + 17.50D | Standalone | DE0505216 | Indicated for patients with astigmatism of 2.5 dioptre cylinder (DC) and above in at least 1 eye; where correction of astigmatism is considered clinically necessary
Ophthalmic | Intraocular lens replacement | Intraocular lens (IOL) | Monofocal, astigmatism correcting IOL | Bausch and Lomb | enVista one-piece hydrophobic acrylic toric intraocular lens preloaded | MXPTC CYL: 4.25D; SPH: + 18.00D | Standalone | DE0505216 | Indicated for patients with astigmatism of 2.5 dioptre cylinder (DC) and above in at least 1 eye; where correction of astigmatism is considered clinically necessary
Ophthalmic | Intraocular lens replacement | Intraocular lens (IOL) | Monofocal, astigmatism correcting IOL | Bausch and Lomb | enVista one-piece hydrophobic acrylic toric intraocular lens preloaded | MXPTC CYL: 4.25D; SPH: + 18.50D | Standalone | DE0505216 | Indicated for patients with astigmatism of 2.5 dioptre cylinder (DC) and above in at least 1 eye; where correction of astigmatism is considered clinically necessary
Ophthalmic | Intraocular lens replacement | Intraocular lens (IOL) | Monofocal, astigmatism correcting IOL | Bausch and Lomb | enVista one-piece hydrophobic acrylic toric intraocular lens preloaded | MXPTC CYL: 4.25D; SPH: + 19.00D | Standalone | DE0505216 | Indicated for patients with astigmatism of 2.5 dioptre cylinder (DC) and above in at least 1 eye; where correction of astigmatism is considered clinically necessary
Ophthalmic | Intraocular lens replacement | Intraocular lens (IOL) | Monofocal, astigmatism correcting IOL | Bausch and Lomb | enVista one-piece hydrophobic acrylic toric intraocular lens preloaded | MXPTC CYL: 4.25D; SPH: + 19.50D | Standalone | DE0505216 | Indicated for patients with astigmatism of 2.5 dioptre cylinder (DC) and above in at least 1 eye; where correction of astigmatism is considered clinically necessary
Ophthalmic | Intraocular lens replacement | Intraocular lens (IOL) | Monofocal, astigmatism correcting IOL | Bausch and Lomb | enVista one-piece hydrophobic acrylic toric intraocular lens preloaded | MXPTC CYL: 4.25D; SPH: + 20.00D | Standalone | DE0505216 | Indicated for patients with astigmatism of 2.5 dioptre cylinder (DC) and above in at least 1 eye; where correction of astigmatism is considered clinically necessary
Ophthalmic | Intraocular lens replacement | Intraocular lens (IOL) | Monofocal, astigmatism correcting IOL | Bausch and Lomb | enVista one-piece hydrophobic acrylic toric intraocular lens preloaded | MXPTC CYL: 4.25D; SPH: + 20.50D | Standalone | DE0505216 | Indicated for patients with astigmatism of 2.5 dioptre cylinder (DC) and above in at least 1 eye; where correction of astigmatism is considered clinically necessary
Ophthalmic | Intraocular lens replacement | Intraocular lens (IOL) | Monofocal, astigmatism correcting IOL | Bausch and Lomb | enVista one-piece hydrophobic acrylic toric intraocular lens preloaded | MXPTC CYL: 4.25D; SPH: + 21.00D | Standalone | DE0505216 | Indicated for patients with astigmatism of 2.5 dioptre cylinder (DC) and above in at least 1 eye; where correction of astigmatism is considered clinically necessary
Ophthalmic | Intraocular lens replacement | Intraocular lens (IOL) | Monofocal, astigmatism correcting IOL | Bausch and Lomb | enVista one-piece hydrophobic acrylic toric intraocular lens preloaded | MXPTC CYL: 4.25D; SPH: + 21.50D | Standalone | DE0505216 | Indicated for patients with astigmatism of 2.5 dioptre cylinder (DC) and above in at least 1 eye; where correction of astigmatism is considered clinically necessary
Ophthalmic | Intraocular lens replacement | Intraocular lens (IOL) | Monofocal, astigmatism correcting IOL | Bausch and Lomb | enVista one-piece hydrophobic acrylic toric intraocular lens preloaded | MXPTC CYL: 4.25D; SPH: + 22.00D | Standalone | DE0505216 | Indicated for patients with astigmatism of 2.5 dioptre cylinder (DC) and above in at least 1 eye; where correction of astigmatism is considered clinically necessary
Ophthalmic | Intraocular lens replacement | Intraocular lens (IOL) | Monofocal, astigmatism correcting IOL | Bausch and Lomb | enVista one-piece hydrophobic acrylic toric intraocular lens preloaded | MXPTC CYL: 4.25D; SPH: + 22.50D | Standalone | DE0505216 | Indicated for patients with astigmatism of 2.5 dioptre cylinder (DC) and above in at least 1 eye; where correction of astigmatism is considered clinically necessary
Ophthalmic | Intraocular lens replacement | Intraocular lens (IOL) | Monofocal, astigmatism correcting IOL | Bausch and Lomb | enVista one-piece hydrophobic acrylic toric intraocular lens preloaded | MXPTC CYL: 4.25D; SPH: + 23.00D | Standalone | DE0505216 | Indicated for patients with astigmatism of 2.5 dioptre cylinder (DC) and above in at least 1 eye; where correction of astigmatism is considered clinically necessary
Ophthalmic | Intraocular lens replacement | Intraocular lens (IOL) | Monofocal, astigmatism correcting IOL | Bausch and Lomb | enVista one-piece hydrophobic acrylic toric intraocular lens preloaded | MXPTC CYL: 4.25D; SPH: + 23.50D | Standalone | DE0505216 | Indicated for patients with astigmatism of 2.5 dioptre cylinder (DC) and above in at least 1 eye; where correction of astigmatism is considered clinically necessary
Ophthalmic | Intraocular lens replacement | Intraocular lens (IOL) | Monofocal, astigmatism correcting IOL | Bausch and Lomb | enVista one-piece hydrophobic acrylic toric intraocular lens preloaded | MXPTC CYL: 4.25D; SPH: + 24.00D | Standalone | DE0505216 | Indicated for patients with astigmatism of 2.5 dioptre cylinder (DC) and above in at least 1 eye; where correction of astigmatism is considered clinically necessary
Ophthalmic | Intraocular lens replacement | Intraocular lens (IOL) | Monofocal, astigmatism correcting IOL | Bausch and Lomb | enVista one-piece hydrophobic acrylic toric intraocular lens preloaded | MXPTC CYL: 4.25D; SPH: + 24.50D | Standalone | DE0505216 | Indicated for patients with astigmatism of 2.5 dioptre cylinder (DC) and above in at least 1 eye; where correction of astigmatism is considered clinically necessary
Ophthalmic | Intraocular lens replacement | Intraocular lens (IOL) | Monofocal, astigmatism correcting IOL | Bausch and Lomb | enVista one-piece hydrophobic acrylic toric intraocular lens preloaded | MXPTC CYL: 4.25D; SPH: + 25.00D | Standalone | DE0505216 | Indicated for patients with astigmatism of 2.5 dioptre cylinder (DC) and above in at least 1 eye; where correction of astigmatism is considered clinically necessary
Ophthalmic | Intraocular lens replacement | Intraocular lens (IOL) | Monofocal, astigmatism correcting IOL | Bausch and Lomb | enVista one-piece hydrophobic acrylic toric intraocular lens preloaded | MXPTC CYL: 4.25D; SPH: + 25.50D | Standalone | DE0505216 | Indicated for patients with astigmatism of 2.5 dioptre cylinder (DC) and above in at least 1 eye; where correction of astigmatism is considered clinically necessary
Ophthalmic | Intraocular lens replacement | Intraocular lens (IOL) | Monofocal, astigmatism correcting IOL | Bausch and Lomb | enVista one-piece hydrophobic acrylic toric intraocular lens preloaded | MXPTC CYL: 4.25D; SPH: + 26.00D | Standalone | DE0505216 | Indicated for patients with astigmatism of 2.5 dioptre cylinder (DC) and above in at least 1 eye; where correction of astigmatism is considered clinically necessary
Ophthalmic | Intraocular lens replacement | Intraocular lens (IOL) | Monofocal, astigmatism correcting IOL | Bausch and Lomb | enVista one-piece hydrophobic acrylic toric intraocular lens preloaded | MXPTC CYL: 4.25D; SPH: + 26.50D | Standalone | DE0505216 | Indicated for patients with astigmatism of 2.5 dioptre cylinder (DC) and above in at least 1 eye; where correction of astigmatism is considered clinically necessary
Ophthalmic | Intraocular lens replacement | Intraocular lens (IOL) | Monofocal, astigmatism correcting IOL | Bausch and Lomb | enVista one-piece hydrophobic acrylic toric intraocular lens preloaded | MXPTC CYL: 4.25D; SPH: + 27.00D | Standalone | DE0505216 | Indicated for patients with astigmatism of 2.5 dioptre cylinder (DC) and above in at least 1 eye; where correction of astigmatism is considered clinically necessary
Ophthalmic | Intraocular lens replacement | Intraocular lens (IOL) | Monofocal, astigmatism correcting IOL | Bausch and Lomb | enVista one-piece hydrophobic acrylic toric intraocular lens preloaded | MXPTC CYL: 4.25D; SPH: + 27.50D | Standalone | DE0505216 | Indicated for patients with astigmatism of 2.5 dioptre cylinder (DC) and above in at least 1 eye; where correction of astigmatism is considered clinically necessary
Ophthalmic | Intraocular lens replacement | Intraocular lens (IOL) | Monofocal, astigmatism correcting IOL | Bausch and Lomb | enVista one-piece hydrophobic acrylic toric intraocular lens preloaded | MXPTC CYL: 4.25D; SPH: + 28.00D | Standalone | DE0505216 | Indicated for patients with astigmatism of 2.5 dioptre cylinder (DC) and above in at least 1 eye; where correction of astigmatism is considered clinically necessary
Ophthalmic | Intraocular lens replacement | Intraocular lens (IOL) | Monofocal, astigmatism correcting IOL | Bausch and Lomb | enVista one-piece hydrophobic acrylic toric intraocular lens preloaded | MXPTC CYL: 4.25D; SPH: + 28.50D | Standalone | DE0505216 | Indicated for patients with astigmatism of 2.5 dioptre cylinder (DC) and above in at least 1 eye; where correction of astigmatism is considered clinically necessary
Ophthalmic | Intraocular lens replacement | Intraocular lens (IOL) | Monofocal, astigmatism correcting IOL | Bausch and Lomb | enVista one-piece hydrophobic acrylic toric intraocular lens preloaded | MXPTC CYL: 4.25D; SPH: + 29.00D | Standalone | DE0505216 | Indicated for patients with astigmatism of 2.5 dioptre cylinder (DC) and above in at least 1 eye; where correction of astigmatism is considered clinically necessary
Ophthalmic | Intraocular lens replacement | Intraocular lens (IOL) | Monofocal, astigmatism correcting IOL | Bausch and Lomb | enVista one-piece hydrophobic acrylic toric intraocular lens preloaded | MXPTC CYL: 4.25D; SPH: + 29.50D | Standalone | DE0505216 | Indicated for patients with astigmatism of 2.5 dioptre cylinder (DC) and above in at least 1 eye; where correction of astigmatism is considered clinically necessary
Ophthalmic | Intraocular lens replacement | Intraocular lens (IOL) | Monofocal, astigmatism correcting IOL | Bausch and Lomb | enVista one-piece hydrophobic acrylic toric intraocular lens preloaded | MXPTC CYL: 4.25D; SPH: + 30.00D | Standalone | DE0505216 | Indicated for patients with astigmatism of 2.5 dioptre cylinder (DC) and above in at least 1 eye; where correction of astigmatism is considered clinically necessary
Ophthalmic | Intraocular lens replacement | Intraocular lens (IOL) | Monofocal, astigmatism correcting IOL | Bausch and Lomb | enVista one-piece hydrophobic acrylic toric intraocular lens preloaded | MXPTC CYL: 5.00D; SPH: + 6.00D | Standalone | DE0505216 | Indicated for patients with astigmatism of 2.5 dioptre cylinder (DC) and above in at least 1 eye; where correction of astigmatism is considered clinically necessary
Ophthalmic | Intraocular lens replacement | Intraocular lens (IOL) | Monofocal, astigmatism correcting IOL | Bausch and Lomb | enVista one-piece hydrophobic acrylic toric intraocular lens preloaded | MXPTC CYL: 5.00D; SPH: + 6.50D | Standalone | DE0505216 | Indicated for patients with astigmatism of 2.5 dioptre cylinder (DC) and above in at least 1 eye; where correction of astigmatism is considered clinically necessary
Ophthalmic | Intraocular lens replacement | Intraocular lens (IOL) | Monofocal, astigmatism correcting IOL | Bausch and Lomb | enVista one-piece hydrophobic acrylic toric intraocular lens preloaded | MXPTC CYL: 5.00D; SPH: + 7.00D | Standalone | DE0505216 | Indicated for patients with astigmatism of 2.5 dioptre cylinder (DC) and above in at least 1 eye; where correction of astigmatism is considered clinically necessary
Ophthalmic | Intraocular lens replacement | Intraocular lens (IOL) | Monofocal, astigmatism correcting IOL | Bausch and Lomb | enVista one-piece hydrophobic acrylic toric intraocular lens preloaded | MXPTC CYL: 5.00D; SPH: + 7.50D | Standalone | DE0505216 | Indicated for patients with astigmatism of 2.5 dioptre cylinder (DC) and above in at least 1 eye; where correction of astigmatism is considered clinically necessary
Ophthalmic | Intraocular lens replacement | Intraocular lens (IOL) | Monofocal, astigmatism correcting IOL | Bausch and Lomb | enVista one-piece hydrophobic acrylic toric intraocular lens preloaded | MXPTC CYL: 5.00D; SPH: + 8.00D | Standalone | DE0505216 | Indicated for patients with astigmatism of 2.5 dioptre cylinder (DC) and above in at least 1 eye; where correction of astigmatism is considered clinically necessary
Ophthalmic | Intraocular lens replacement | Intraocular lens (IOL) | Monofocal, astigmatism correcting IOL | Bausch and Lomb | enVista one-piece hydrophobic acrylic toric intraocular lens preloaded | MXPTC CYL: 5.00D; SPH: + 8.50D | Standalone | DE0505216 | Indicated for patients with astigmatism of 2.5 dioptre cylinder (DC) and above in at least 1 eye; where correction of astigmatism is considered clinically necessary
Ophthalmic | Intraocular lens replacement | Intraocular lens (IOL) | Monofocal, astigmatism correcting IOL | Bausch and Lomb | enVista one-piece hydrophobic acrylic toric intraocular lens preloaded | MXPTC CYL: 5.00D; SPH: + 9.00D | Standalone | DE0505216 | Indicated for patients with astigmatism of 2.5 dioptre cylinder (DC) and above in at least 1 eye; where correction of astigmatism is considered clinically necessary
Ophthalmic | Intraocular lens replacement | Intraocular lens (IOL) | Monofocal, astigmatism correcting IOL | Bausch and Lomb | enVista one-piece hydrophobic acrylic toric intraocular lens preloaded | MXPTC CYL: 5.00D; SPH: + 9.50D | Standalone | DE0505216 | Indicated for patients with astigmatism of 2.5 dioptre cylinder (DC) and above in at least 1 eye; where correction of astigmatism is considered clinically necessary
Ophthalmic | Intraocular lens replacement | Intraocular lens (IOL) | Monofocal, astigmatism correcting IOL | Bausch and Lomb | enVista one-piece hydrophobic acrylic toric intraocular lens preloaded | MXPTC CYL: 5.00D; SPH: + 10.00D | Standalone | DE0505216 | Indicated for patients with astigmatism of 2.5 dioptre cylinder (DC) and above in at least 1 eye; where correction of astigmatism is considered clinically necessary
Ophthalmic | Intraocular lens replacement | Intraocular lens (IOL) | Monofocal, astigmatism correcting IOL | Bausch and Lomb | enVista one-piece hydrophobic acrylic toric intraocular lens preloaded | MXPTC CYL: 5.00D; SPH: + 10.50D | Standalone | DE0505216 | Indicated for patients with astigmatism of 2.5 dioptre cylinder (DC) and above in at least 1 eye; where correction of astigmatism is considered clinically necessary
Ophthalmic | Intraocular lens replacement | Intraocular lens (IOL) | Monofocal, astigmatism correcting IOL | Bausch and Lomb | enVista one-piece hydrophobic acrylic toric intraocular lens preloaded | MXPTC CYL: 5.00D; SPH: + 11.00D | Standalone | DE0505216 | Indicated for patients with astigmatism of 2.5 dioptre cylinder (DC) and above in at least 1 eye; where correction of astigmatism is considered clinically necessary
Ophthalmic | Intraocular lens replacement | Intraocular lens (IOL) | Monofocal, astigmatism correcting IOL | Bausch and Lomb | enVista one-piece hydrophobic acrylic toric intraocular lens preloaded | MXPTC CYL: 5.00D; SPH: + 11.50D | Standalone | DE0505216 | Indicated for patients with astigmatism of 2.5 dioptre cylinder (DC) and above in at least 1 eye; where correction of astigmatism is considered clinically necessary
Ophthalmic | Intraocular lens replacement | Intraocular lens (IOL) | Monofocal, astigmatism correcting IOL | Bausch and Lomb | enVista one-piece hydrophobic acrylic toric intraocular lens preloaded | MXPTC CYL: 5.00D; SPH: + 12.00D | Standalone | DE0505216 | Indicated for patients with astigmatism of 2.5 dioptre cylinder (DC) and above in at least 1 eye; where correction of astigmatism is considered clinically necessary
Ophthalmic | Intraocular lens replacement | Intraocular lens (IOL) | Monofocal, astigmatism correcting IOL | Bausch and Lomb | enVista one-piece hydrophobic acrylic toric intraocular lens preloaded | MXPTC CYL: 5.00D; SPH: + 12.50D | Standalone | DE0505216 | Indicated for patients with astigmatism of 2.5 dioptre cylinder (DC) and above in at least 1 eye; where correction of astigmatism is considered clinically necessary
Ophthalmic | Intraocular lens replacement | Intraocular lens (IOL) | Monofocal, astigmatism correcting IOL | Bausch and Lomb | enVista one-piece hydrophobic acrylic toric intraocular lens preloaded | MXPTC CYL: 5.00D; SPH: + 13.00D | Standalone | DE0505216 | Indicated for patients with astigmatism of 2.5 dioptre cylinder (DC) and above in at least 1 eye; where correction of astigmatism is considered clinically necessary
Ophthalmic | Intraocular lens replacement | Intraocular lens (IOL) | Monofocal, astigmatism correcting IOL | Bausch and Lomb | enVista one-piece hydrophobic acrylic toric intraocular lens preloaded | MXPTC CYL: 5.00D; SPH: + 13.50D | Standalone | DE0505216 | Indicated for patients with astigmatism of 2.5 dioptre cylinder (DC) and above in at least 1 eye; where correction of astigmatism is considered clinically necessary
Ophthalmic | Intraocular lens replacement | Intraocular lens (IOL) | Monofocal, astigmatism correcting IOL | Bausch and Lomb | enVista one-piece hydrophobic acrylic toric intraocular lens preloaded | MXPTC CYL: 5.00D; SPH: + 14.00D | Standalone | DE0505216 | Indicated for patients with astigmatism of 2.5 dioptre cylinder (DC) and above in at least 1 eye; where correction of astigmatism is considered clinically necessary
Ophthalmic | Intraocular lens replacement | Intraocular lens (IOL) | Monofocal, astigmatism correcting IOL | Bausch and Lomb | enVista one-piece hydrophobic acrylic toric intraocular lens preloaded | MXPTC CYL: 5.00D; SPH: + 14.50D | Standalone | DE0505216 | Indicated for patients with astigmatism of 2.5 dioptre cylinder (DC) and above in at least 1 eye; where correction of astigmatism is considered clinically necessary
Ophthalmic | Intraocular lens replacement | Intraocular lens (IOL) | Monofocal, astigmatism correcting IOL | Bausch and Lomb | enVista one-piece hydrophobic acrylic toric intraocular lens preloaded | MXPTC CYL: 5.00D; SPH: + 15.00D | Standalone | DE0505216 | Indicated for patients with astigmatism of 2.5 dioptre cylinder (DC) and above in at least 1 eye; where correction of astigmatism is considered clinically necessary
Ophthalmic | Intraocular lens replacement | Intraocular lens (IOL) | Monofocal, astigmatism correcting IOL | Bausch and Lomb | enVista one-piece hydrophobic acrylic toric intraocular lens preloaded | MXPTC CYL: 5.00D; SPH: + 15.50D | Standalone | DE0505216 | Indicated for patients with astigmatism of 2.5 dioptre cylinder (DC) and above in at least 1 eye; where correction of astigmatism is considered clinically necessary
Ophthalmic | Intraocular lens replacement | Intraocular lens (IOL) | Monofocal, astigmatism correcting IOL | Bausch and Lomb | enVista one-piece hydrophobic acrylic toric intraocular lens preloaded | MXPTC CYL: 5.00D; SPH: + 16.00D | Standalone | DE0505216 | Indicated for patients with astigmatism of 2.5 dioptre cylinder (DC) and above in at least 1 eye; where correction of astigmatism is considered clinically necessary
Ophthalmic | Intraocular lens replacement | Intraocular lens (IOL) | Monofocal, astigmatism correcting IOL | Bausch and Lomb | enVista one-piece hydrophobic acrylic toric intraocular lens preloaded | MXPTC CYL: 5.00D; SPH: + 16.50D | Standalone | DE0505216 | Indicated for patients with astigmatism of 2.5 dioptre cylinder (DC) and above in at least 1 eye; where correction of astigmatism is considered clinically necessary
Ophthalmic | Intraocular lens replacement | Intraocular lens (IOL) | Monofocal, astigmatism correcting IOL | Bausch and Lomb | enVista one-piece hydrophobic acrylic toric intraocular lens preloaded | MXPTC CYL: 5.00D; SPH: + 17.00D | Standalone | DE0505216 | Indicated for patients with astigmatism of 2.5 dioptre cylinder (DC) and above in at least 1 eye; where correction of astigmatism is considered clinically necessary
Ophthalmic | Intraocular lens replacement | Intraocular lens (IOL) | Monofocal, astigmatism correcting IOL | Bausch and Lomb | enVista one-piece hydrophobic acrylic toric intraocular lens preloaded | MXPTC CYL: 5.00D; SPH: + 17.50D | Standalone | DE0505216 | Indicated for patients with astigmatism of 2.5 dioptre cylinder (DC) and above in at least 1 eye; where correction of astigmatism is considered clinically necessary
Ophthalmic | Intraocular lens replacement | Intraocular lens (IOL) | Monofocal, astigmatism correcting IOL | Bausch and Lomb | enVista one-piece hydrophobic acrylic toric intraocular lens preloaded | MXPTC CYL: 5.00D; SPH: + 18.00D | Standalone | DE0505216 | Indicated for patients with astigmatism of 2.5 dioptre cylinder (DC) and above in at least 1 eye; where correction of astigmatism is considered clinically necessary
Ophthalmic | Intraocular lens replacement | Intraocular lens (IOL) | Monofocal, astigmatism correcting IOL | Bausch and Lomb | enVista one-piece hydrophobic acrylic toric intraocular lens preloaded | MXPTC CYL: 5.00D; SPH: + 18.50D | Standalone | DE0505216 | Indicated for patients with astigmatism of 2.5 dioptre cylinder (DC) and above in at least 1 eye; where correction of astigmatism is considered clinically necessary
Ophthalmic | Intraocular lens replacement | Intraocular lens (IOL) | Monofocal, astigmatism correcting IOL | Bausch and Lomb | enVista one-piece hydrophobic acrylic toric intraocular lens preloaded | MXPTC CYL: 5.00D; SPH: + 19.00D | Standalone | DE0505216 | Indicated for patients with astigmatism of 2.5 dioptre cylinder (DC) and above in at least 1 eye; where correction of astigmatism is considered clinically necessary
Ophthalmic | Intraocular lens replacement | Intraocular lens (IOL) | Monofocal, astigmatism correcting IOL | Bausch and Lomb | enVista one-piece hydrophobic acrylic toric intraocular lens preloaded | MXPTC CYL: 5.00D; SPH: + 19.50D | Standalone | DE0505216 | Indicated for patients with astigmatism of 2.5 dioptre cylinder (DC) and above in at least 1 eye; where correction of astigmatism is considered clinically necessary
Ophthalmic | Intraocular lens replacement | Intraocular lens (IOL) | Monofocal, astigmatism correcting IOL | Bausch and Lomb | enVista one-piece hydrophobic acrylic toric intraocular lens preloaded | MXPTC CYL: 5.00D; SPH: + 20.00D | Standalone | DE0505216 | Indicated for patients with astigmatism of 2.5 dioptre cylinder (DC) and above in at least 1 eye; where correction of astigmatism is considered clinically necessary
Ophthalmic | Intraocular lens replacement | Intraocular lens (IOL) | Monofocal, astigmatism correcting IOL | Bausch and Lomb | enVista one-piece hydrophobic acrylic toric intraocular lens preloaded | MXPTC CYL: 5.00D; SPH: + 20.50D | Standalone | DE0505216 | Indicated for patients with astigmatism of 2.5 dioptre cylinder (DC) and above in at least 1 eye; where correction of astigmatism is considered clinically necessary
Ophthalmic | Intraocular lens replacement | Intraocular lens (IOL) | Monofocal, astigmatism correcting IOL | Bausch and Lomb | enVista one-piece hydrophobic acrylic toric intraocular lens preloaded | MXPTC CYL: 5.00D; SPH: + 21.00D | Standalone | DE0505216 | Indicated for patients with astigmatism of 2.5 dioptre cylinder (DC) and above in at least 1 eye; where correction of astigmatism is considered clinically necessary
Ophthalmic | Intraocular lens replacement | Intraocular lens (IOL) | Monofocal, astigmatism correcting IOL | Bausch and Lomb | enVista one-piece hydrophobic acrylic toric intraocular lens preloaded | MXPTC CYL: 5.00D; SPH: + 21.50D | Standalone | DE0505216 | Indicated for patients with astigmatism of 2.5 dioptre cylinder (DC) and above in at least 1 eye; where correction of astigmatism is considered clinically necessary
Ophthalmic | Intraocular lens replacement | Intraocular lens (IOL) | Monofocal, astigmatism correcting IOL | Bausch and Lomb | enVista one-piece hydrophobic acrylic toric intraocular lens preloaded | MXPTC CYL: 5.00D; SPH: + 22.00D | Standalone | DE0505216 | Indicated for patients with astigmatism of 2.5 dioptre cylinder (DC) and above in at least 1 eye; where correction of astigmatism is considered clinically necessary
Ophthalmic | Intraocular lens replacement | Intraocular lens (IOL) | Monofocal, astigmatism correcting IOL | Bausch and Lomb | enVista one-piece hydrophobic acrylic toric intraocular lens preloaded | MXPTC CYL: 5.00D; SPH: + 22.50D | Standalone | DE0505216 | Indicated for patients with astigmatism of 2.5 dioptre cylinder (DC) and above in at least 1 eye; where correction of astigmatism is considered clinically necessary
Ophthalmic | Intraocular lens replacement | Intraocular lens (IOL) | Monofocal, astigmatism correcting IOL | Bausch and Lomb | enVista one-piece hydrophobic acrylic toric intraocular lens preloaded | MXPTC CYL: 5.00D; SPH: + 23.00D | Standalone | DE0505216 | Indicated for patients with astigmatism of 2.5 dioptre cylinder (DC) and above in at least 1 eye; where correction of astigmatism is considered clinically necessary
Ophthalmic | Intraocular lens replacement | Intraocular lens (IOL) | Monofocal, astigmatism correcting IOL | Bausch and Lomb | enVista one-piece hydrophobic acrylic toric intraocular lens preloaded | MXPTC CYL: 5.00D; SPH: + 23.50D | Standalone | DE0505216 | Indicated for patients with astigmatism of 2.5 dioptre cylinder (DC) and above in at least 1 eye; where correction of astigmatism is considered clinically necessary
Ophthalmic | Intraocular lens replacement | Intraocular lens (IOL) | Monofocal, astigmatism correcting IOL | Bausch and Lomb | enVista one-piece hydrophobic acrylic toric intraocular lens preloaded | MXPTC CYL: 5.00D; SPH: + 24.00D | Standalone | DE0505216 | Indicated for patients with astigmatism of 2.5 dioptre cylinder (DC) and above in at least 1 eye; where correction of astigmatism is considered clinically necessary
Ophthalmic | Intraocular lens replacement | Intraocular lens (IOL) | Monofocal, astigmatism correcting IOL | Bausch and Lomb | enVista one-piece hydrophobic acrylic toric intraocular lens preloaded | MXPTC CYL: 5.00D; SPH: + 24.50D | Standalone | DE0505216 | Indicated for patients with astigmatism of 2.5 dioptre cylinder (DC) and above in at least 1 eye; where correction of astigmatism is considered clinically necessary
Ophthalmic | Intraocular lens replacement | Intraocular lens (IOL) | Monofocal, astigmatism correcting IOL | Bausch and Lomb | enVista one-piece hydrophobic acrylic toric intraocular lens preloaded | MXPTC CYL: 5.00D; SPH: + 25.00D | Standalone | DE0505216 | Indicated for patients with astigmatism of 2.5 dioptre cylinder (DC) and above in at least 1 eye; where correction of astigmatism is considered clinically necessary
Ophthalmic | Intraocular lens replacement | Intraocular lens (IOL) | Monofocal, astigmatism correcting IOL | Bausch and Lomb | enVista one-piece hydrophobic acrylic toric intraocular lens preloaded | MXPTC CYL: 5.00D; SPH: + 25.50D | Standalone | DE0505216 | Indicated for patients with astigmatism of 2.5 dioptre cylinder (DC) and above in at least 1 eye; where correction of astigmatism is considered clinically necessary
Ophthalmic | Intraocular lens replacement | Intraocular lens (IOL) | Monofocal, astigmatism correcting IOL | Bausch and Lomb | enVista one-piece hydrophobic acrylic toric intraocular lens preloaded | MXPTC CYL: 5.00D; SPH: + 26.00D | Standalone | DE0505216 | Indicated for patients with astigmatism of 2.5 dioptre cylinder (DC) and above in at least 1 eye; where correction of astigmatism is considered clinically necessary
Ophthalmic | Intraocular lens replacement | Intraocular lens (IOL) | Monofocal, astigmatism correcting IOL | Bausch and Lomb | enVista one-piece hydrophobic acrylic toric intraocular lens preloaded | MXPTC CYL: 5.00D; SPH: + 26.50D | Standalone | DE0505216 | Indicated for patients with astigmatism of 2.5 dioptre cylinder (DC) and above in at least 1 eye; where correction of astigmatism is considered clinically necessary
Ophthalmic | Intraocular lens replacement | Intraocular lens (IOL) | Monofocal, astigmatism correcting IOL | Bausch and Lomb | enVista one-piece hydrophobic acrylic toric intraocular lens preloaded | MXPTC CYL: 5.00D; SPH: + 27.00D | Standalone | DE0505216 | Indicated for patients with astigmatism of 2.5 dioptre cylinder (DC) and above in at least 1 eye; where correction of astigmatism is considered clinically necessary
Ophthalmic | Intraocular lens replacement | Intraocular lens (IOL) | Monofocal, astigmatism correcting IOL | Bausch and Lomb | enVista one-piece hydrophobic acrylic toric intraocular lens preloaded | MXPTC CYL: 5.00D; SPH: + 27.50D | Standalone | DE0505216 | Indicated for patients with astigmatism of 2.5 dioptre cylinder (DC) and above in at least 1 eye; where correction of astigmatism is considered clinically necessary
Ophthalmic | Intraocular lens replacement | Intraocular lens (IOL) | Monofocal, astigmatism correcting IOL | Bausch and Lomb | enVista one-piece hydrophobic acrylic toric intraocular lens preloaded | MXPTC CYL: 5.00D; SPH: + 28.00D | Standalone | DE0505216 | Indicated for patients with astigmatism of 2.5 dioptre cylinder (DC) and above in at least 1 eye; where correction of astigmatism is considered clinically necessary
Ophthalmic | Intraocular lens replacement | Intraocular lens (IOL) | Monofocal, astigmatism correcting IOL | Bausch and Lomb | enVista one-piece hydrophobic acrylic toric intraocular lens preloaded | MXPTC CYL: 5.00D; SPH: + 28.50D | Standalone | DE0505216 | Indicated for patients with astigmatism of 2.5 dioptre cylinder (DC) and above in at least 1 eye; where correction of astigmatism is considered clinically necessary
Ophthalmic | Intraocular lens replacement | Intraocular lens (IOL) | Monofocal, astigmatism correcting IOL | Bausch and Lomb | enVista one-piece hydrophobic acrylic toric intraocular lens preloaded | MXPTC CYL: 5.00D; SPH: + 29.00D | Standalone | DE0505216 | Indicated for patients with astigmatism of 2.5 dioptre cylinder (DC) and above in at least 1 eye; where correction of astigmatism is considered clinically necessary
Ophthalmic | Intraocular lens replacement | Intraocular lens (IOL) | Monofocal, astigmatism correcting IOL | Bausch and Lomb | enVista one-piece hydrophobic acrylic toric intraocular lens preloaded | MXPTC CYL: 5.00D; SPH: + 29.50D | Standalone | DE0505216 | Indicated for patients with astigmatism of 2.5 dioptre cylinder (DC) and above in at least 1 eye; where correction of astigmatism is considered clinically necessary
Ophthalmic | Intraocular lens replacement | Intraocular lens (IOL) | Monofocal, astigmatism correcting IOL | Bausch and Lomb | enVista one-piece hydrophobic acrylic toric intraocular lens preloaded | MXPTC CYL: 5.00D; SPH: + 30.00D | Standalone | DE0505216 | Indicated for patients with astigmatism of 2.5 dioptre cylinder (DC) and above in at least 1 eye; where correction of astigmatism is considered clinically necessary
Ophthalmic | Intraocular lens replacement | Intraocular lens (IOL) | Monofocal, astigmatism correcting IOL | Bausch and Lomb | enVista one-piece hydrophobic acrylic toric intraocular lens preloaded | MXPTC CYL: 5.75D; SPH: + 6.00D | Standalone | DE0505216 | Indicated for patients with astigmatism of 2.5 dioptre cylinder (DC) and above in at least 1 eye; where correction of astigmatism is considered clinically necessary
Ophthalmic | Intraocular lens replacement | Intraocular lens (IOL) | Monofocal, astigmatism correcting IOL | Bausch and Lomb | enVista one-piece hydrophobic acrylic toric intraocular lens preloaded | MXPTC CYL: 5.75D; SPH: + 6.50D | Standalone | DE0505216 | Indicated for patients with astigmatism of 2.5 dioptre cylinder (DC) and above in at least 1 eye; where correction of astigmatism is considered clinically necessary
Ophthalmic | Intraocular lens replacement | Intraocular lens (IOL) | Monofocal, astigmatism correcting IOL | Bausch and Lomb | enVista one-piece hydrophobic acrylic toric intraocular lens preloaded | MXPTC CYL: 5.75D; SPH: + 7.00D | Standalone | DE0505216 | Indicated for patients with astigmatism of 2.5 dioptre cylinder (DC) and above in at least 1 eye; where correction of astigmatism is considered clinically necessary
Ophthalmic | Intraocular lens replacement | Intraocular lens (IOL) | Monofocal, astigmatism correcting IOL | Bausch and Lomb | enVista one-piece hydrophobic acrylic toric intraocular lens preloaded | MXPTC CYL: 5.75D; SPH: + 7.50D | Standalone | DE0505216 | Indicated for patients with astigmatism of 2.5 dioptre cylinder (DC) and above in at least 1 eye; where correction of astigmatism is considered clinically necessary
Ophthalmic | Intraocular lens replacement | Intraocular lens (IOL) | Monofocal, astigmatism correcting IOL | Bausch and Lomb | enVista one-piece hydrophobic acrylic toric intraocular lens preloaded | MXPTC CYL: 5.75D; SPH: + 8.00D | Standalone | DE0505216 | Indicated for patients with astigmatism of 2.5 dioptre cylinder (DC) and above in at least 1 eye; where correction of astigmatism is considered clinically necessary
Ophthalmic | Intraocular lens replacement | Intraocular lens (IOL) | Monofocal, astigmatism correcting IOL | Bausch and Lomb | enVista one-piece hydrophobic acrylic toric intraocular lens preloaded | MXPTC CYL: 5.75D; SPH: + 8.50D | Standalone | DE0505216 | Indicated for patients with astigmatism of 2.5 dioptre cylinder (DC) and above in at least 1 eye; where correction of astigmatism is considered clinically necessary
Ophthalmic | Intraocular lens replacement | Intraocular lens (IOL) | Monofocal, astigmatism correcting IOL | Bausch and Lomb | enVista one-piece hydrophobic acrylic toric intraocular lens preloaded | MXPTC CYL: 5.75D; SPH: + 9.00D | Standalone | DE0505216 | Indicated for patients with astigmatism of 2.5 dioptre cylinder (DC) and above in at least 1 eye; where correction of astigmatism is considered clinically necessary
Ophthalmic | Intraocular lens replacement | Intraocular lens (IOL) | Monofocal, astigmatism correcting IOL | Bausch and Lomb | enVista one-piece hydrophobic acrylic toric intraocular lens preloaded | MXPTC CYL: 5.75D; SPH: + 9.50D | Standalone | DE0505216 | Indicated for patients with astigmatism of 2.5 dioptre cylinder (DC) and above in at least 1 eye; where correction of astigmatism is considered clinically necessary
Ophthalmic | Intraocular lens replacement | Intraocular lens (IOL) | Monofocal, astigmatism correcting IOL | Bausch and Lomb | enVista one-piece hydrophobic acrylic toric intraocular lens preloaded | MXPTC CYL: 5.75D; SPH: + 10.00D | Standalone | DE0505216 | Indicated for patients with astigmatism of 2.5 dioptre cylinder (DC) and above in at least 1 eye; where correction of astigmatism is considered clinically necessary
Ophthalmic | Intraocular lens replacement | Intraocular lens (IOL) | Monofocal, astigmatism correcting IOL | Bausch and Lomb | enVista one-piece hydrophobic acrylic toric intraocular lens preloaded | MXPTC CYL: 5.75D; SPH: + 10.50D | Standalone | DE0505216 | Indicated for patients with astigmatism of 2.5 dioptre cylinder (DC) and above in at least 1 eye; where correction of astigmatism is considered clinically necessary
Ophthalmic | Intraocular lens replacement | Intraocular lens (IOL) | Monofocal, astigmatism correcting IOL | Bausch and Lomb | enVista one-piece hydrophobic acrylic toric intraocular lens preloaded | MXPTC CYL: 5.75D; SPH: + 11.00D | Standalone | DE0505216 | Indicated for patients with astigmatism of 2.5 dioptre cylinder (DC) and above in at least 1 eye; where correction of astigmatism is considered clinically necessary
Ophthalmic | Intraocular lens replacement | Intraocular lens (IOL) | Monofocal, astigmatism correcting IOL | Bausch and Lomb | enVista one-piece hydrophobic acrylic toric intraocular lens preloaded | MXPTC CYL: 5.75D; SPH: + 11.50D | Standalone | DE0505216 | Indicated for patients with astigmatism of 2.5 dioptre cylinder (DC) and above in at least 1 eye; where correction of astigmatism is considered clinically necessary
Ophthalmic | Intraocular lens replacement | Intraocular lens (IOL) | Monofocal, astigmatism correcting IOL | Bausch and Lomb | enVista one-piece hydrophobic acrylic toric intraocular lens preloaded | MXPTC CYL: 5.75D; SPH: + 12.00D | Standalone | DE0505216 | Indicated for patients with astigmatism of 2.5 dioptre cylinder (DC) and above in at least 1 eye; where correction of astigmatism is considered clinically necessary
Ophthalmic | Intraocular lens replacement | Intraocular lens (IOL) | Monofocal, astigmatism correcting IOL | Bausch and Lomb | enVista one-piece hydrophobic acrylic toric intraocular lens preloaded | MXPTC CYL: 5.75D; SPH: + 12.50D | Standalone | DE0505216 | Indicated for patients with astigmatism of 2.5 dioptre cylinder (DC) and above in at least 1 eye; where correction of astigmatism is considered clinically necessary
Ophthalmic | Intraocular lens replacement | Intraocular lens (IOL) | Monofocal, astigmatism correcting IOL | Bausch and Lomb | enVista one-piece hydrophobic acrylic toric intraocular lens preloaded | MXPTC CYL: 5.75D; SPH: + 13.00D | Standalone | DE0505216 | Indicated for patients with astigmatism of 2.5 dioptre cylinder (DC) and above in at least 1 eye; where correction of astigmatism is considered clinically necessary
Ophthalmic | Intraocular lens replacement | Intraocular lens (IOL) | Monofocal, astigmatism correcting IOL | Bausch and Lomb | enVista one-piece hydrophobic acrylic toric intraocular lens preloaded | MXPTC CYL: 5.75D; SPH: + 13.50D | Standalone | DE0505216 | Indicated for patients with astigmatism of 2.5 dioptre cylinder (DC) and above in at least 1 eye; where correction of astigmatism is considered clinically necessary
Ophthalmic | Intraocular lens replacement | Intraocular lens (IOL) | Monofocal, astigmatism correcting IOL | Bausch and Lomb | enVista one-piece hydrophobic acrylic toric intraocular lens preloaded | MXPTC CYL: 5.75D; SPH: + 14.00D | Standalone | DE0505216 | Indicated for patients with astigmatism of 2.5 dioptre cylinder (DC) and above in at least 1 eye; where correction of astigmatism is considered clinically necessary
Ophthalmic | Intraocular lens replacement | Intraocular lens (IOL) | Monofocal, astigmatism correcting IOL | Bausch and Lomb | enVista one-piece hydrophobic acrylic toric intraocular lens preloaded | MXPTC CYL: 5.75D; SPH: + 14.50D | Standalone | DE0505216 | Indicated for patients with astigmatism of 2.5 dioptre cylinder (DC) and above in at least 1 eye; where correction of astigmatism is considered clinically necessary
Ophthalmic | Intraocular lens replacement | Intraocular lens (IOL) | Monofocal, astigmatism correcting IOL | Bausch and Lomb | enVista one-piece hydrophobic acrylic toric intraocular lens preloaded | MXPTC CYL: 5.75D; SPH: + 15.00D | Standalone | DE0505216 | Indicated for patients with astigmatism of 2.5 dioptre cylinder (DC) and above in at least 1 eye; where correction of astigmatism is considered clinically necessary
Ophthalmic | Intraocular lens replacement | Intraocular lens (IOL) | Monofocal, astigmatism correcting IOL | Bausch and Lomb | enVista one-piece hydrophobic acrylic toric intraocular lens preloaded | MXPTC CYL: 5.75D; SPH: + 15.50D | Standalone | DE0505216 | Indicated for patients with astigmatism of 2.5 dioptre cylinder (DC) and above in at least 1 eye; where correction of astigmatism is considered clinically necessary
Ophthalmic | Intraocular lens replacement | Intraocular lens (IOL) | Monofocal, astigmatism correcting IOL | Bausch and Lomb | enVista one-piece hydrophobic acrylic toric intraocular lens preloaded | MXPTC CYL: 5.75D; SPH: + 16.00D | Standalone | DE0505216 | Indicated for patients with astigmatism of 2.5 dioptre cylinder (DC) and above in at least 1 eye; where correction of astigmatism is considered clinically necessary
Ophthalmic | Intraocular lens replacement | Intraocular lens (IOL) | Monofocal, astigmatism correcting IOL | Bausch and Lomb | enVista one-piece hydrophobic acrylic toric intraocular lens preloaded | MXPTC CYL: 5.75D; SPH: + 16.50D | Standalone | DE0505216 | Indicated for patients with astigmatism of 2.5 dioptre cylinder (DC) and above in at least 1 eye; where correction of astigmatism is considered clinically necessary
Ophthalmic | Intraocular lens replacement | Intraocular lens (IOL) | Monofocal, astigmatism correcting IOL | Bausch and Lomb | enVista one-piece hydrophobic acrylic toric intraocular lens preloaded | MXPTC CYL: 5.75D; SPH: + 17.00D | Standalone | DE0505216 | Indicated for patients with astigmatism of 2.5 dioptre cylinder (DC) and above in at least 1 eye; where correction of astigmatism is considered clinically necessary
Ophthalmic | Intraocular lens replacement | Intraocular lens (IOL) | Monofocal, astigmatism correcting IOL | Bausch and Lomb | enVista one-piece hydrophobic acrylic toric intraocular lens preloaded | MXPTC CYL: 5.75D; SPH: + 17.50D | Standalone | DE0505216 | Indicated for patients with astigmatism of 2.5 dioptre cylinder (DC) and above in at least 1 eye; where correction of astigmatism is considered clinically necessary
Ophthalmic | Intraocular lens replacement | Intraocular lens (IOL) | Monofocal, astigmatism correcting IOL | Bausch and Lomb | enVista one-piece hydrophobic acrylic toric intraocular lens preloaded | MXPTC CYL: 5.75D; SPH: + 18.00D | Standalone | DE0505216 | Indicated for patients with astigmatism of 2.5 dioptre cylinder (DC) and above in at least 1 eye; where correction of astigmatism is considered clinically necessary
Ophthalmic | Intraocular lens replacement | Intraocular lens (IOL) | Monofocal, astigmatism correcting IOL | Bausch and Lomb | enVista one-piece hydrophobic acrylic toric intraocular lens preloaded | MXPTC CYL: 5.75D; SPH: + 18.50D | Standalone | DE0505216 | Indicated for patients with astigmatism of 2.5 dioptre cylinder (DC) and above in at least 1 eye; where correction of astigmatism is considered clinically necessary
Ophthalmic | Intraocular lens replacement | Intraocular lens (IOL) | Monofocal, astigmatism correcting IOL | Bausch and Lomb | enVista one-piece hydrophobic acrylic toric intraocular lens preloaded | MXPTC CYL: 5.75D; SPH: + 19.00D | Standalone | DE0505216 | Indicated for patients with astigmatism of 2.5 dioptre cylinder (DC) and above in at least 1 eye; where correction of astigmatism is considered clinically necessary
Ophthalmic | Intraocular lens replacement | Intraocular lens (IOL) | Monofocal, astigmatism correcting IOL | Bausch and Lomb | enVista one-piece hydrophobic acrylic toric intraocular lens preloaded | MXPTC CYL: 5.75D; SPH: + 19.50D | Standalone | DE0505216 | Indicated for patients with astigmatism of 2.5 dioptre cylinder (DC) and above in at least 1 eye; where correction of astigmatism is considered clinically necessary
Ophthalmic | Intraocular lens replacement | Intraocular lens (IOL) | Monofocal, astigmatism correcting IOL | Bausch and Lomb | enVista one-piece hydrophobic acrylic toric intraocular lens preloaded | MXPTC CYL: 5.75D; SPH: + 20.00D | Standalone | DE0505216 | Indicated for patients with astigmatism of 2.5 dioptre cylinder (DC) and above in at least 1 eye; where correction of astigmatism is considered clinically necessary
Ophthalmic | Intraocular lens replacement | Intraocular lens (IOL) | Monofocal, astigmatism correcting IOL | Bausch and Lomb | enVista one-piece hydrophobic acrylic toric intraocular lens preloaded | MXPTC CYL: 5.75D; SPH: + 20.50D | Standalone | DE0505216 | Indicated for patients with astigmatism of 2.5 dioptre cylinder (DC) and above in at least 1 eye; where correction of astigmatism is considered clinically necessary
Ophthalmic | Intraocular lens replacement | Intraocular lens (IOL) | Monofocal, astigmatism correcting IOL | Bausch and Lomb | enVista one-piece hydrophobic acrylic toric intraocular lens preloaded | MXPTC CYL: 5.75D; SPH: + 21.00D | Standalone | DE0505216 | Indicated for patients with astigmatism of 2.5 dioptre cylinder (DC) and above in at least 1 eye; where correction of astigmatism is considered clinically necessary
Ophthalmic | Intraocular lens replacement | Intraocular lens (IOL) | Monofocal, astigmatism correcting IOL | Bausch and Lomb | enVista one-piece hydrophobic acrylic toric intraocular lens preloaded | MXPTC CYL: 5.75D; SPH: + 21.50D | Standalone | DE0505216 | Indicated for patients with astigmatism of 2.5 dioptre cylinder (DC) and above in at least 1 eye; where correction of astigmatism is considered clinically necessary
Ophthalmic | Intraocular lens replacement | Intraocular lens (IOL) | Monofocal, astigmatism correcting IOL | Bausch and Lomb | enVista one-piece hydrophobic acrylic toric intraocular lens preloaded | MXPTC CYL: 5.75D; SPH: + 22.00D | Standalone | DE0505216 | Indicated for patients with astigmatism of 2.5 dioptre cylinder (DC) and above in at least 1 eye; where correction of astigmatism is considered clinically necessary
Ophthalmic | Intraocular lens replacement | Intraocular lens (IOL) | Monofocal, astigmatism correcting IOL | Bausch and Lomb | enVista one-piece hydrophobic acrylic toric intraocular lens preloaded | MXPTC CYL: 5.75D; SPH: + 22.50D | Standalone | DE0505216 | Indicated for patients with astigmatism of 2.5 dioptre cylinder (DC) and above in at least 1 eye; where correction of astigmatism is considered clinically necessary
Ophthalmic | Intraocular lens replacement | Intraocular lens (IOL) | Monofocal, astigmatism correcting IOL | Bausch and Lomb | enVista one-piece hydrophobic acrylic toric intraocular lens preloaded | MXPTC CYL: 5.75D; SPH: + 23.00D | Standalone | DE0505216 | Indicated for patients with astigmatism of 2.5 dioptre cylinder (DC) and above in at least 1 eye; where correction of astigmatism is considered clinically necessary
Ophthalmic | Intraocular lens replacement | Intraocular lens (IOL) | Monofocal, astigmatism correcting IOL | Bausch and Lomb | enVista one-piece hydrophobic acrylic toric intraocular lens preloaded | MXPTC CYL: 5.75D; SPH: + 23.50D | Standalone | DE0505216 | Indicated for patients with astigmatism of 2.5 dioptre cylinder (DC) and above in at least 1 eye; where correction of astigmatism is considered clinically necessary
Ophthalmic | Intraocular lens replacement | Intraocular lens (IOL) | Monofocal, astigmatism correcting IOL | Bausch and Lomb | enVista one-piece hydrophobic acrylic toric intraocular lens preloaded | MXPTC CYL: 5.75D; SPH: + 24.00D | Standalone | DE0505216 | Indicated for patients with astigmatism of 2.5 dioptre cylinder (DC) and above in at least 1 eye; where correction of astigmatism is considered clinically necessary
Ophthalmic | Intraocular lens replacement | Intraocular lens (IOL) | Monofocal, astigmatism correcting IOL | Bausch and Lomb | enVista one-piece hydrophobic acrylic toric intraocular lens preloaded | MXPTC CYL: 5.75D; SPH: + 24.50D | Standalone | DE0505216 | Indicated for patients with astigmatism of 2.5 dioptre cylinder (DC) and above in at least 1 eye; where correction of astigmatism is considered clinically necessary
Ophthalmic | Intraocular lens replacement | Intraocular lens (IOL) | Monofocal, astigmatism correcting IOL | Bausch and Lomb | enVista one-piece hydrophobic acrylic toric intraocular lens preloaded | MXPTC CYL: 5.75D; SPH: + 25.00D | Standalone | DE0505216 | Indicated for patients with astigmatism of 2.5 dioptre cylinder (DC) and above in at least 1 eye; where correction of astigmatism is considered clinically necessary
Ophthalmic | Intraocular lens replacement | Intraocular lens (IOL) | Monofocal, astigmatism correcting IOL | Bausch and Lomb | enVista one-piece hydrophobic acrylic toric intraocular lens preloaded | MXPTC CYL: 5.75D; SPH: + 25.50D | Standalone | DE0505216 | Indicated for patients with astigmatism of 2.5 dioptre cylinder (DC) and above in at least 1 eye; where correction of astigmatism is considered clinically necessary
Ophthalmic | Intraocular lens replacement | Intraocular lens (IOL) | Monofocal, astigmatism correcting IOL | Bausch and Lomb | enVista one-piece hydrophobic acrylic toric intraocular lens preloaded | MXPTC CYL: 5.75D; SPH: + 26.00D | Standalone | DE0505216 | Indicated for patients with astigmatism of 2.5 dioptre cylinder (DC) and above in at least 1 eye; where correction of astigmatism is considered clinically necessary
Ophthalmic | Intraocular lens replacement | Intraocular lens (IOL) | Monofocal, astigmatism correcting IOL | Bausch and Lomb | enVista one-piece hydrophobic acrylic toric intraocular lens preloaded | MXPTC CYL: 5.75D; SPH: + 26.50D | Standalone | DE0505216 | Indicated for patients with astigmatism of 2.5 dioptre cylinder (DC) and above in at least 1 eye; where correction of astigmatism is considered clinically necessary
Ophthalmic | Intraocular lens replacement | Intraocular lens (IOL) | Monofocal, astigmatism correcting IOL | Bausch and Lomb | enVista one-piece hydrophobic acrylic toric intraocular lens preloaded | MXPTC CYL: 5.75D; SPH: + 27.00D | Standalone | DE0505216 | Indicated for patients with astigmatism of 2.5 dioptre cylinder (DC) and above in at least 1 eye; where correction of astigmatism is considered clinically necessary
Ophthalmic | Intraocular lens replacement | Intraocular lens (IOL) | Monofocal, astigmatism correcting IOL | Bausch and Lomb | enVista one-piece hydrophobic acrylic toric intraocular lens preloaded | MXPTC CYL: 5.75D; SPH: + 27.50D | Standalone | DE0505216 | Indicated for patients with astigmatism of 2.5 dioptre cylinder (DC) and above in at least 1 eye; where correction of astigmatism is considered clinically necessary
Ophthalmic | Intraocular lens replacement | Intraocular lens (IOL) | Monofocal, astigmatism correcting IOL | Bausch and Lomb | enVista one-piece hydrophobic acrylic toric intraocular lens preloaded | MXPTC CYL: 5.75D; SPH: + 28.00D | Standalone | DE0505216 | Indicated for patients with astigmatism of 2.5 dioptre cylinder (DC) and above in at least 1 eye; where correction of astigmatism is considered clinically necessary
Ophthalmic | Intraocular lens replacement | Intraocular lens (IOL) | Monofocal, astigmatism correcting IOL | Bausch and Lomb | enVista one-piece hydrophobic acrylic toric intraocular lens preloaded | MXPTC CYL: 5.75D; SPH: + 28.50D | Standalone | DE0505216 | Indicated for patients with astigmatism of 2.5 dioptre cylinder (DC) and above in at least 1 eye; where correction of astigmatism is considered clinically necessary
Ophthalmic | Intraocular lens replacement | Intraocular lens (IOL) | Monofocal, astigmatism correcting IOL | Bausch and Lomb | enVista one-piece hydrophobic acrylic toric intraocular lens preloaded | MXPTC CYL: 5.75D; SPH: + 29.00D | Standalone | DE0505216 | Indicated for patients with astigmatism of 2.5 dioptre cylinder (DC) and above in at least 1 eye; where correction of astigmatism is considered clinically necessary
Ophthalmic | Intraocular lens replacement | Intraocular lens (IOL) | Monofocal, astigmatism correcting IOL | Bausch and Lomb | enVista one-piece hydrophobic acrylic toric intraocular lens preloaded | MXPTC CYL: 5.75D; SPH: + 29.50D | Standalone | DE0505216 | Indicated for patients with astigmatism of 2.5 dioptre cylinder (DC) and above in at least 1 eye; where correction of astigmatism is considered clinically necessary
Ophthalmic | Intraocular lens replacement | Intraocular lens (IOL) | Monofocal, astigmatism correcting IOL | Bausch and Lomb | enVista one-piece hydrophobic acrylic toric intraocular lens preloaded | MXPTC CYL: 5.75D; SPH: + 30.00D | Standalone | DE0505216 | Indicated for patients with astigmatism of 2.5 dioptre cylinder (DC) and above in at least 1 eye; where correction of astigmatism is considered clinically necessary
Ophthalmic | Intraocular lens replacement | Intraocular lens (IOL) | Monofocal, astigmatism correcting IOL | Bausch and Lomb | MXET125 12.5MM +060 | MX60ET CYL: 1.25D; SPH: 6.00 | Standalone | DE0016024 | Indicated for patients with astigmatism of 2.5 dioptre cylinder (DC) and above in at least 1 eye; where correction of astigmatism is considered clinically necessary
Ophthalmic | Intraocular lens replacement | Intraocular lens (IOL) | Monofocal, astigmatism correcting IOL | Bausch and Lomb | MXET125 12.5MM +065 | MX60ET CYL: 1.25D; SPH: 6.50 | Standalone | DE0016024 | Indicated for patients with astigmatism of 2.5 dioptre cylinder (DC) and above in at least 1 eye; where correction of astigmatism is considered clinically necessary
Ophthalmic | Intraocular lens replacement | Intraocular lens (IOL) | Monofocal, astigmatism correcting IOL | Bausch and Lomb | MXET125 12.5MM +070 | MX60ET CYL: 1.25D; SPH: 7.00 | Standalone | DE0016024 | Indicated for patients with astigmatism of 2.5 dioptre cylinder (DC) and above in at least 1 eye; where correction of astigmatism is considered clinically necessary
Ophthalmic | Intraocular lens replacement | Intraocular lens (IOL) | Monofocal, astigmatism correcting IOL | Bausch and Lomb | MXET125 12.5MM +075 | MX60ET CYL: 1.25D; SPH: 7.50 | Standalone | DE0016024 | Indicated for patients with astigmatism of 2.5 dioptre cylinder (DC) and above in at least 1 eye; where correction of astigmatism is considered clinically necessary
Ophthalmic | Intraocular lens replacement | Intraocular lens (IOL) | Monofocal, astigmatism correcting IOL | Bausch and Lomb | MXET125 12.5MM +080 | MX60ET CYL: 1.25D; SPH: 8.00 | Standalone | DE0016024 | Indicated for patients with astigmatism of 2.5 dioptre cylinder (DC) and above in at least 1 eye; where correction of astigmatism is considered clinically necessary
Ophthalmic | Intraocular lens replacement | Intraocular lens (IOL) | Monofocal, astigmatism correcting IOL | Bausch and Lomb | MXET125 12.5MM +085 | MX60ET CYL: 1.25D; SPH: 8.50 | Standalone | DE0016024 | Indicated for patients with astigmatism of 2.5 dioptre cylinder (DC) and above in at least 1 eye; where correction of astigmatism is considered clinically necessary
Ophthalmic | Intraocular lens replacement | Intraocular lens (IOL) | Monofocal, astigmatism correcting IOL | Bausch and Lomb | MXET125 12.5MM +090 | MX60ET CYL: 1.25D; SPH: 9.00 | Standalone | DE0016024 | Indicated for patients with astigmatism of 2.5 dioptre cylinder (DC) and above in at least 1 eye; where correction of astigmatism is considered clinically necessary
Ophthalmic | Intraocular lens replacement | Intraocular lens (IOL) | Monofocal, astigmatism correcting IOL | Bausch and Lomb | MXET125 12.5MM +095 | MX60ET CYL: 1.25D; SPH: 9.50 | Standalone | DE0016024 | Indicated for patients with astigmatism of 2.5 dioptre cylinder (DC) and above in at least 1 eye; where correction of astigmatism is considered clinically necessary
Ophthalmic | Intraocular lens replacement | Intraocular lens (IOL) | Monofocal, astigmatism correcting IOL | Bausch and Lomb | MXET125 12.5MM +100 | MX60ET CYL: 1.25D; SPH: 10.00 | Standalone | DE0016024 | Indicated for patients with astigmatism of 2.5 dioptre cylinder (DC) and above in at least 1 eye; where correction of astigmatism is considered clinically necessary
Ophthalmic | Intraocular lens replacement | Intraocular lens (IOL) | Monofocal, astigmatism correcting IOL | Bausch and Lomb | MXET125 12.5MM +105 | MX60ET CYL: 1.25D; SPH: 10.50 | Standalone | DE0016024 | Indicated for patients with astigmatism of 2.5 dioptre cylinder (DC) and above in at least 1 eye; where correction of astigmatism is considered clinically necessary
Ophthalmic | Intraocular lens replacement | Intraocular lens (IOL) | Monofocal, astigmatism correcting IOL | Bausch and Lomb | MXET125 12.5MM +110 | MX60ET CYL: 1.25D; SPH: 11.00 | Standalone | DE0016024 | Indicated for patients with astigmatism of 2.5 dioptre cylinder (DC) and above in at least 1 eye; where correction of astigmatism is considered clinically necessary
Ophthalmic | Intraocular lens replacement | Intraocular lens (IOL) | Monofocal, astigmatism correcting IOL | Bausch and Lomb | MXET125 12.5MM +115 | MX60ET CYL: 1.25D; SPH: 11.50 | Standalone | DE0016024 | Indicated for patients with astigmatism of 2.5 dioptre cylinder (DC) and above in at least 1 eye; where correction of astigmatism is considered clinically necessary
Ophthalmic | Intraocular lens replacement | Intraocular lens (IOL) | Monofocal, astigmatism correcting IOL | Bausch and Lomb | MXET125 12.5MM +120 | MX60ET CYL: 1.25D; SPH: 12.00 | Standalone | DE0016024 | Indicated for patients with astigmatism of 2.5 dioptre cylinder (DC) and above in at least 1 eye; where correction of astigmatism is considered clinically necessary
Ophthalmic | Intraocular lens replacement | Intraocular lens (IOL) | Monofocal, astigmatism correcting IOL | Bausch and Lomb | MXET125 12.5MM +125 | MX60ET CYL: 1.25D; SPH: 12.50 | Standalone | DE0016024 | Indicated for patients with astigmatism of 2.5 dioptre cylinder (DC) and above in at least 1 eye; where correction of astigmatism is considered clinically necessary
Ophthalmic | Intraocular lens replacement | Intraocular lens (IOL) | Monofocal, astigmatism correcting IOL | Bausch and Lomb | MXET125 12.5MM +130 | MX60ET CYL: 1.25D; SPH: 13.00 | Standalone | DE0016024 | Indicated for patients with astigmatism of 2.5 dioptre cylinder (DC) and above in at least 1 eye; where correction of astigmatism is considered clinically necessary
Ophthalmic | Intraocular lens replacement | Intraocular lens (IOL) | Monofocal, astigmatism correcting IOL | Bausch and Lomb | MXET125 12.5MM +135 | MX60ET CYL: 1.25D; SPH: 1350 | Standalone | DE0016024 | Indicated for patients with astigmatism of 2.5 dioptre cylinder (DC) and above in at least 1 eye; where correction of astigmatism is considered clinically necessary
Ophthalmic | Intraocular lens replacement | Intraocular lens (IOL) | Monofocal, astigmatism correcting IOL | Bausch and Lomb | MXET125 12.5MM +140 | MX60ET CYL: 1.25D; SPH: 1400 | Standalone | DE0016024 | Indicated for patients with astigmatism of 2.5 dioptre cylinder (DC) and above in at least 1 eye; where correction of astigmatism is considered clinically necessary
Ophthalmic | Intraocular lens replacement | Intraocular lens (IOL) | Monofocal, astigmatism correcting IOL | Bausch and Lomb | MXET125 12.5MM +145 | MX60ET CYL: 1.25D; SPH: 14.50 | Standalone | DE0016024 | Indicated for patients with astigmatism of 2.5 dioptre cylinder (DC) and above in at least 1 eye; where correction of astigmatism is considered clinically necessary
Ophthalmic | Intraocular lens replacement | Intraocular lens (IOL) | Monofocal, astigmatism correcting IOL | Bausch and Lomb | MXET125 12.5MM +150 | MX60ET CYL: 1.25D; SPH: 15.00 | Standalone | DE0016024 | Indicated for patients with astigmatism of 2.5 dioptre cylinder (DC) and above in at least 1 eye; where correction of astigmatism is considered clinically necessary
Ophthalmic | Intraocular lens replacement | Intraocular lens (IOL) | Monofocal, astigmatism correcting IOL | Bausch and Lomb | MXET125 12.5MM +155 | MX60ET CYL: 1.25D; SPH: 15.50 | Standalone | DE0016024 | Indicated for patients with astigmatism of 2.5 dioptre cylinder (DC) and above in at least 1 eye; where correction of astigmatism is considered clinically necessary
Ophthalmic | Intraocular lens replacement | Intraocular lens (IOL) | Monofocal, astigmatism correcting IOL | Bausch and Lomb | MXET125 12.5MM +160 | MX60ET CYL: 1.25D; SPH: 16.00 | Standalone | DE0016024 | Indicated for patients with astigmatism of 2.5 dioptre cylinder (DC) and above in at least 1 eye; where correction of astigmatism is considered clinically necessary
Ophthalmic | Intraocular lens replacement | Intraocular lens (IOL) | Monofocal, astigmatism correcting IOL | Bausch and Lomb | MXET125 12.5MM +165 | MX60ET CYL: 1.25D; SPH: 16.50 | Standalone | DE0016024 | Indicated for patients with astigmatism of 2.5 dioptre cylinder (DC) and above in at least 1 eye; where correction of astigmatism is considered clinically necessary
Ophthalmic | Intraocular lens replacement | Intraocular lens (IOL) | Monofocal, astigmatism correcting IOL | Bausch and Lomb | MXET125 12.5MM +170 | MX60ET CYL: 1.25D; SPH: 17.00 | Standalone | DE0016024 | Indicated for patients with astigmatism of 2.5 dioptre cylinder (DC) and above in at least 1 eye; where correction of astigmatism is considered clinically necessary
Ophthalmic | Intraocular lens replacement | Intraocular lens (IOL) | Monofocal, astigmatism correcting IOL | Bausch and Lomb | MXET125 12.5MM +175 | MX60ET CYL: 1.25D; SPH: 17.50 | Standalone | DE0016024 | Indicated for patients with astigmatism of 2.5 dioptre cylinder (DC) and above in at least 1 eye; where correction of astigmatism is considered clinically necessary
Ophthalmic | Intraocular lens replacement | Intraocular lens (IOL) | Monofocal, astigmatism correcting IOL | Bausch and Lomb | MXET125 12.5MM +180 | MX60ET CYL: 1.25D; SPH: 18.00 | Standalone | DE0016024 | Indicated for patients with astigmatism of 2.5 dioptre cylinder (DC) and above in at least 1 eye; where correction of astigmatism is considered clinically necessary
Ophthalmic | Intraocular lens replacement | Intraocular lens (IOL) | Monofocal, astigmatism correcting IOL | Bausch and Lomb | MXET125 12.5MM +185 | MX60ET CYL: 1.25D; SPH: 18.50 | Standalone | DE0016024 | Indicated for patients with astigmatism of 2.5 dioptre cylinder (DC) and above in at least 1 eye; where correction of astigmatism is considered clinically necessary
Ophthalmic | Intraocular lens replacement | Intraocular lens (IOL) | Monofocal, astigmatism correcting IOL | Bausch and Lomb | MXET125 12.5MM +190 | MX60ET CYL: 1.25D; SPH: 19.00 | Standalone | DE0016024 | Indicated for patients with astigmatism of 2.5 dioptre cylinder (DC) and above in at least 1 eye; where correction of astigmatism is considered clinically necessary
Ophthalmic | Intraocular lens replacement | Intraocular lens (IOL) | Monofocal, astigmatism correcting IOL | Bausch and Lomb | MXET125 12.5MM +195 | MX60ET CYL: 1.25D; SPH: 19.50 | Standalone | DE0016024 | Indicated for patients with astigmatism of 2.5 dioptre cylinder (DC) and above in at least 1 eye; where correction of astigmatism is considered clinically necessary
Ophthalmic | Intraocular lens replacement | Intraocular lens (IOL) | Monofocal, astigmatism correcting IOL | Bausch and Lomb | MXET125 12.5MM +200 | MX60ET CYL: 1.25D; SPH: 20.00 | Standalone | DE0016024 | Indicated for patients with astigmatism of 2.5 dioptre cylinder (DC) and above in at least 1 eye; where correction of astigmatism is considered clinically necessary
Ophthalmic | Intraocular lens replacement | Intraocular lens (IOL) | Monofocal, astigmatism correcting IOL | Bausch and Lomb | MXET125 12.5MM +205 | MX60ET CYL: 1.25D; SPH: 20.50 | Standalone | DE0016024 | Indicated for patients with astigmatism of 2.5 dioptre cylinder (DC) and above in at least 1 eye; where correction of astigmatism is considered clinically necessary
Ophthalmic | Intraocular lens replacement | Intraocular lens (IOL) | Monofocal, astigmatism correcting IOL | Bausch and Lomb | MXET125 12.5MM +210 | MX60ET CYL: 1.25D; SPH: 21.00 | Standalone | DE0016024 | Indicated for patients with astigmatism of 2.5 dioptre cylinder (DC) and above in at least 1 eye; where correction of astigmatism is considered clinically necessary
Ophthalmic | Intraocular lens replacement | Intraocular lens (IOL) | Monofocal, astigmatism correcting IOL | Bausch and Lomb | MXET125 12.5MM +215 | MX60ET CYL: 1.25D; SPH: 21.50 | Standalone | DE0016024 | Indicated for patients with astigmatism of 2.5 dioptre cylinder (DC) and above in at least 1 eye; where correction of astigmatism is considered clinically necessary
Ophthalmic | Intraocular lens replacement | Intraocular lens (IOL) | Monofocal, astigmatism correcting IOL | Bausch and Lomb | MXET125 12.5MM +220 | MX60ET CYL: 1.25D; SPH: 22.00 | Standalone | DE0016024 | Indicated for patients with astigmatism of 2.5 dioptre cylinder (DC) and above in at least 1 eye; where correction of astigmatism is considered clinically necessary
Ophthalmic | Intraocular lens replacement | Intraocular lens (IOL) | Monofocal, astigmatism correcting IOL | Bausch and Lomb | MXET125 12.5MM +225 | MX60ET CYL: 1.25D; SPH: 22.50 | Standalone | DE0016024 | Indicated for patients with astigmatism of 2.5 dioptre cylinder (DC) and above in at least 1 eye; where correction of astigmatism is considered clinically necessary
Ophthalmic | Intraocular lens replacement | Intraocular lens (IOL) | Monofocal, astigmatism correcting IOL | Bausch and Lomb | MXET125 12.5MM +230 | MX60ET CYL: 1.25D; SPH: 23.00 | Standalone | DE0016024 | Indicated for patients with astigmatism of 2.5 dioptre cylinder (DC) and above in at least 1 eye; where correction of astigmatism is considered clinically necessary
Ophthalmic | Intraocular lens replacement | Intraocular lens (IOL) | Monofocal, astigmatism correcting IOL | Bausch and Lomb | MXET125 12.5MM +235 | MX60ET CYL: 1.25D; SPH: 23.50 | Standalone | DE0016024 | Indicated for patients with astigmatism of 2.5 dioptre cylinder (DC) and above in at least 1 eye; where correction of astigmatism is considered clinically necessary
Ophthalmic | Intraocular lens replacement | Intraocular lens (IOL) | Monofocal, astigmatism correcting IOL | Bausch and Lomb | MXET125 12.5MM +240 | MX60ET CYL: 1.25D; SPH: 24.00 | Standalone | DE0016024 | Indicated for patients with astigmatism of 2.5 dioptre cylinder (DC) and above in at least 1 eye; where correction of astigmatism is considered clinically necessary
Ophthalmic | Intraocular lens replacement | Intraocular lens (IOL) | Monofocal, astigmatism correcting IOL | Bausch and Lomb | MXET125 12.5MM +245 | MX60ET CYL: 1.25D; SPH: 24.50 | Standalone | DE0016024 | Indicated for patients with astigmatism of 2.5 dioptre cylinder (DC) and above in at least 1 eye; where correction of astigmatism is considered clinically necessary
Ophthalmic | Intraocular lens replacement | Intraocular lens (IOL) | Monofocal, astigmatism correcting IOL | Bausch and Lomb | MXET125 12.5MM +250 | MX60ET CYL: 1.25D; SPH: 25.00 | Standalone | DE0016024 | Indicated for patients with astigmatism of 2.5 dioptre cylinder (DC) and above in at least 1 eye; where correction of astigmatism is considered clinically necessary
Ophthalmic | Intraocular lens replacement | Intraocular lens (IOL) | Monofocal, astigmatism correcting IOL | Bausch and Lomb | MXET125 12.5MM +255 | MX60ET CYL: 1.25D; SPH: 25.50 | Standalone | DE0016024 | Indicated for patients with astigmatism of 2.5 dioptre cylinder (DC) and above in at least 1 eye; where correction of astigmatism is considered clinically necessary
Ophthalmic | Intraocular lens replacement | Intraocular lens (IOL) | Monofocal, astigmatism correcting IOL | Bausch and Lomb | MXET125 12.5MM +260 | MX60ET CYL: 1.25D; SPH: 26.00 | Standalone | DE0016024 | Indicated for patients with astigmatism of 2.5 dioptre cylinder (DC) and above in at least 1 eye; where correction of astigmatism is considered clinically necessary
Ophthalmic | Intraocular lens replacement | Intraocular lens (IOL) | Monofocal, astigmatism correcting IOL | Bausch and Lomb | MXET125 12.5MM +265 | MX60ET CYL: 1.25D; SPH: 26.50 | Standalone | DE0016024 | Indicated for patients with astigmatism of 2.5 dioptre cylinder (DC) and above in at least 1 eye; where correction of astigmatism is considered clinically necessary
Ophthalmic | Intraocular lens replacement | Intraocular lens (IOL) | Monofocal, astigmatism correcting IOL | Bausch and Lomb | MXET125 12.5MM +270 | MX60ET CYL: 1.25D; SPH: 27.00 | Standalone | DE0016024 | Indicated for patients with astigmatism of 2.5 dioptre cylinder (DC) and above in at least 1 eye; where correction of astigmatism is considered clinically necessary
Ophthalmic | Intraocular lens replacement | Intraocular lens (IOL) | Monofocal, astigmatism correcting IOL | Bausch and Lomb | MXET125 12.5MM +275 | MX60ET CYL: 1.25D; SPH: 27.50 | Standalone | DE0016024 | Indicated for patients with astigmatism of 2.5 dioptre cylinder (DC) and above in at least 1 eye; where correction of astigmatism is considered clinically necessary
Ophthalmic | Intraocular lens replacement | Intraocular lens (IOL) | Monofocal, astigmatism correcting IOL | Bausch and Lomb | MXET125 12.5MM +280 | MX60ET CYL: 1.25D; SPH: 28.00 | Standalone | DE0016024 | Indicated for patients with astigmatism of 2.5 dioptre cylinder (DC) and above in at least 1 eye; where correction of astigmatism is considered clinically necessary
Ophthalmic | Intraocular lens replacement | Intraocular lens (IOL) | Monofocal, astigmatism correcting IOL | Bausch and Lomb | MXET125 12.5MM +285 | MX60ET CYL: 1.25D; SPH: 28.50 | Standalone | DE0016024 | Indicated for patients with astigmatism of 2.5 dioptre cylinder (DC) and above in at least 1 eye; where correction of astigmatism is considered clinically necessary
Ophthalmic | Intraocular lens replacement | Intraocular lens (IOL) | Monofocal, astigmatism correcting IOL | Bausch and Lomb | MXET125 12.5MM +290 | MX60ET CYL: 1.25D; SPH: 29.00 | Standalone | DE0016024 | Indicated for patients with astigmatism of 2.5 dioptre cylinder (DC) and above in at least 1 eye; where correction of astigmatism is considered clinically necessary
Ophthalmic | Intraocular lens replacement | Intraocular lens (IOL) | Monofocal, astigmatism correcting IOL | Bausch and Lomb | MXET125 12.5MM +295 | MX60ET CYL: 1.25D; SPH: 29.50 | Standalone | DE0016024 | Indicated for patients with astigmatism of 2.5 dioptre cylinder (DC) and above in at least 1 eye; where correction of astigmatism is considered clinically necessary
Ophthalmic | Intraocular lens replacement | Intraocular lens (IOL) | Monofocal, astigmatism correcting IOL | Bausch and Lomb | MXET125 12.5MM +300 | MX60ET CYL: 1.25D; SPH: 30.00 | Standalone | DE0016024 | Indicated for patients with astigmatism of 2.5 dioptre cylinder (DC) and above in at least 1 eye; where correction of astigmatism is considered clinically necessary
Ophthalmic | Intraocular lens replacement | Intraocular lens (IOL) | Monofocal, astigmatism correcting IOL | Bausch and Lomb | MXET150 12.5MM +060 | MX60ET CYL: 1.50D; SPH: 6.00 | Standalone | DE0016024 | Indicated for patients with astigmatism of 2.5 dioptre cylinder (DC) and above in at least 1 eye; where correction of astigmatism is considered clinically necessary
Ophthalmic | Intraocular lens replacement | Intraocular lens (IOL) | Monofocal, astigmatism correcting IOL | Bausch and Lomb | MXET150 12.5MM +065 | MX60ET CYL: 1.50D; SPH: 6.50 | Standalone | DE0016024 | Indicated for patients with astigmatism of 2.5 dioptre cylinder (DC) and above in at least 1 eye; where correction of astigmatism is considered clinically necessary
Ophthalmic | Intraocular lens replacement | Intraocular lens (IOL) | Monofocal, astigmatism correcting IOL | Bausch and Lomb | MXET150 12.5MM +070 | MX60ET CYL: 1.50D; SPH: 7.00 | Standalone | DE0016024 | Indicated for patients with astigmatism of 2.5 dioptre cylinder (DC) and above in at least 1 eye; where correction of astigmatism is considered clinically necessary
Ophthalmic | Intraocular lens replacement | Intraocular lens (IOL) | Monofocal, astigmatism correcting IOL | Bausch and Lomb | MXET150 12.5MM +075 | MX60ET CYL: 1.50D; SPH: 7.50 | Standalone | DE0016024 | Indicated for patients with astigmatism of 2.5 dioptre cylinder (DC) and above in at least 1 eye; where correction of astigmatism is considered clinically necessary
Ophthalmic | Intraocular lens replacement | Intraocular lens (IOL) | Monofocal, astigmatism correcting IOL | Bausch and Lomb | MXET150 12.5MM +080 | MX60ET CYL: 1.50D; SPH: 8.00 | Standalone | DE0016024 | Indicated for patients with astigmatism of 2.5 dioptre cylinder (DC) and above in at least 1 eye; where correction of astigmatism is considered clinically necessary
Ophthalmic | Intraocular lens replacement | Intraocular lens (IOL) | Monofocal, astigmatism correcting IOL | Bausch and Lomb | MXET150 12.5MM +085 | MX60ET CYL: 1.50D; SPH: 8.50 | Standalone | DE0016024 | Indicated for patients with astigmatism of 2.5 dioptre cylinder (DC) and above in at least 1 eye; where correction of astigmatism is considered clinically necessary
Ophthalmic | Intraocular lens replacement | Intraocular lens (IOL) | Monofocal, astigmatism correcting IOL | Bausch and Lomb | MXET150 12.5MM +090 | MX60ET CYL: 1.50D; SPH: 9.00 | Standalone | DE0016024 | Indicated for patients with astigmatism of 2.5 dioptre cylinder (DC) and above in at least 1 eye; where correction of astigmatism is considered clinically necessary
Ophthalmic | Intraocular lens replacement | Intraocular lens (IOL) | Monofocal, astigmatism correcting IOL | Bausch and Lomb | MXET150 12.5MM +095 | MX60ET CYL: 1.50D; SPH: 9.50 | Standalone | DE0016024 | Indicated for patients with astigmatism of 2.5 dioptre cylinder (DC) and above in at least 1 eye; where correction of astigmatism is considered clinically necessary
Ophthalmic | Intraocular lens replacement | Intraocular lens (IOL) | Monofocal, astigmatism correcting IOL | Bausch and Lomb | MXET150 12.5MM +100 | MX60ET CYL: 1.50D; SPH: 10.00 | Standalone | DE0016024 | Indicated for patients with astigmatism of 2.5 dioptre cylinder (DC) and above in at least 1 eye; where correction of astigmatism is considered clinically necessary
Ophthalmic | Intraocular lens replacement | Intraocular lens (IOL) | Monofocal, astigmatism correcting IOL | Bausch and Lomb | MXET150 12.5MM +105 | MX60ET CYL: 1.50D; SPH: 10.50 | Standalone | DE0016024 | Indicated for patients with astigmatism of 2.5 dioptre cylinder (DC) and above in at least 1 eye; where correction of astigmatism is considered clinically necessary
Ophthalmic | Intraocular lens replacement | Intraocular lens (IOL) | Monofocal, astigmatism correcting IOL | Bausch and Lomb | MXET150 12.5MM +110 | MX60ET CYL: 1.50D; SPH: 11.00 | Standalone | DE0016024 | Indicated for patients with astigmatism of 2.5 dioptre cylinder (DC) and above in at least 1 eye; where correction of astigmatism is considered clinically necessary
Ophthalmic | Intraocular lens replacement | Intraocular lens (IOL) | Monofocal, astigmatism correcting IOL | Bausch and Lomb | MXET150 12.5MM +115 | MX60ET CYL: 1.50D; SPH: 11.50 | Standalone | DE0016024 | Indicated for patients with astigmatism of 2.5 dioptre cylinder (DC) and above in at least 1 eye; where correction of astigmatism is considered clinically necessary
Ophthalmic | Intraocular lens replacement | Intraocular lens (IOL) | Monofocal, astigmatism correcting IOL | Bausch and Lomb | MXET150 12.5MM +120 | MX60ET CYL: 1.50D; SPH: 12.00 | Standalone | DE0016024 | Indicated for patients with astigmatism of 2.5 dioptre cylinder (DC) and above in at least 1 eye; where correction of astigmatism is considered clinically necessary
Ophthalmic | Intraocular lens replacement | Intraocular lens (IOL) | Monofocal, astigmatism correcting IOL | Bausch and Lomb | MXET150 12.5MM +125 | MX60ET CYL: 1.50D; SPH: 12.50 | Standalone | DE0016024 | Indicated for patients with astigmatism of 2.5 dioptre cylinder (DC) and above in at least 1 eye; where correction of astigmatism is considered clinically necessary
Ophthalmic | Intraocular lens replacement | Intraocular lens (IOL) | Monofocal, astigmatism correcting IOL | Bausch and Lomb | MXET150 12.5MM +130 | MX60ET CYL: 1.50D; SPH: 13.00 | Standalone | DE0016024 | Indicated for patients with astigmatism of 2.5 dioptre cylinder (DC) and above in at least 1 eye; where correction of astigmatism is considered clinically necessary
Ophthalmic | Intraocular lens replacement | Intraocular lens (IOL) | Monofocal, astigmatism correcting IOL | Bausch and Lomb | MXET150 12.5MM +135 | MX60ET CYL: 1.50D; SPH: 1350 | Standalone | DE0016024 | Indicated for patients with astigmatism of 2.5 dioptre cylinder (DC) and above in at least 1 eye; where correction of astigmatism is considered clinically necessary
Ophthalmic | Intraocular lens replacement | Intraocular lens (IOL) | Monofocal, astigmatism correcting IOL | Bausch and Lomb | MXET150 12.5MM +140 | MX60ET CYL: 1.50D; SPH: 1400 | Standalone | DE0016024 | Indicated for patients with astigmatism of 2.5 dioptre cylinder (DC) and above in at least 1 eye; where correction of astigmatism is considered clinically necessary
Ophthalmic | Intraocular lens replacement | Intraocular lens (IOL) | Monofocal, astigmatism correcting IOL | Bausch and Lomb | MXET150 12.5MM +145 | MX60ET CYL: 1.50D; SPH: 14.50 | Standalone | DE0016024 | Indicated for patients with astigmatism of 2.5 dioptre cylinder (DC) and above in at least 1 eye; where correction of astigmatism is considered clinically necessary
Ophthalmic | Intraocular lens replacement | Intraocular lens (IOL) | Monofocal, astigmatism correcting IOL | Bausch and Lomb | MXET150 12.5MM +150 | MX60ET CYL: 1.50D; SPH: 15.00 | Standalone | DE0016024 | Indicated for patients with astigmatism of 2.5 dioptre cylinder (DC) and above in at least 1 eye; where correction of astigmatism is considered clinically necessary
Ophthalmic | Intraocular lens replacement | Intraocular lens (IOL) | Monofocal, astigmatism correcting IOL | Bausch and Lomb | MXET150 12.5MM +155 | MX60ET CYL: 1.50D; SPH: 15.50 | Standalone | DE0016024 | Indicated for patients with astigmatism of 2.5 dioptre cylinder (DC) and above in at least 1 eye; where correction of astigmatism is considered clinically necessary
Ophthalmic | Intraocular lens replacement | Intraocular lens (IOL) | Monofocal, astigmatism correcting IOL | Bausch and Lomb | MXET150 12.5MM +160 | MX60ET CYL: 1.50D; SPH: 16.00 | Standalone | DE0016024 | Indicated for patients with astigmatism of 2.5 dioptre cylinder (DC) and above in at least 1 eye; where correction of astigmatism is considered clinically necessary
Ophthalmic | Intraocular lens replacement | Intraocular lens (IOL) | Monofocal, astigmatism correcting IOL | Bausch and Lomb | MXET150 12.5MM +165 | MX60ET CYL: 1.50D; SPH: 16.50 | Standalone | DE0016024 | Indicated for patients with astigmatism of 2.5 dioptre cylinder (DC) and above in at least 1 eye; where correction of astigmatism is considered clinically necessary
Ophthalmic | Intraocular lens replacement | Intraocular lens (IOL) | Monofocal, astigmatism correcting IOL | Bausch and Lomb | MXET150 12.5MM +170 | MX60ET CYL: 1.50D; SPH: 17.00 | Standalone | DE0016024 | Indicated for patients with astigmatism of 2.5 dioptre cylinder (DC) and above in at least 1 eye; where correction of astigmatism is considered clinically necessary
Ophthalmic | Intraocular lens replacement | Intraocular lens (IOL) | Monofocal, astigmatism correcting IOL | Bausch and Lomb | MXET150 12.5MM +175 | MX60ET CYL: 1.50D; SPH: 17.50 | Standalone | DE0016024 | Indicated for patients with astigmatism of 2.5 dioptre cylinder (DC) and above in at least 1 eye; where correction of astigmatism is considered clinically necessary
Ophthalmic | Intraocular lens replacement | Intraocular lens (IOL) | Monofocal, astigmatism correcting IOL | Bausch and Lomb | MXET150 12.5MM +180 | MX60ET CYL: 1.50D; SPH: 18.00 | Standalone | DE0016024 | Indicated for patients with astigmatism of 2.5 dioptre cylinder (DC) and above in at least 1 eye; where correction of astigmatism is considered clinically necessary
Ophthalmic | Intraocular lens replacement | Intraocular lens (IOL) | Monofocal, astigmatism correcting IOL | Bausch and Lomb | MXET150 12.5MM +185 | MX60ET CYL: 1.50D; SPH: 18.50 | Standalone | DE0016024 | Indicated for patients with astigmatism of 2.5 dioptre cylinder (DC) and above in at least 1 eye; where correction of astigmatism is considered clinically necessary
Ophthalmic | Intraocular lens replacement | Intraocular lens (IOL) | Monofocal, astigmatism correcting IOL | Bausch and Lomb | MXET150 12.5MM +190 | MX60ET CYL: 1.50D; SPH: 19.00 | Standalone | DE0016024 | Indicated for patients with astigmatism of 2.5 dioptre cylinder (DC) and above in at least 1 eye; where correction of astigmatism is considered clinically necessary
Ophthalmic | Intraocular lens replacement | Intraocular lens (IOL) | Monofocal, astigmatism correcting IOL | Bausch and Lomb | MXET150 12.5MM +195 | MX60ET CYL: 1.50D; SPH: 19.50 | Standalone | DE0016024 | Indicated for patients with astigmatism of 2.5 dioptre cylinder (DC) and above in at least 1 eye; where correction of astigmatism is considered clinically necessary
Ophthalmic | Intraocular lens replacement | Intraocular lens (IOL) | Monofocal, astigmatism correcting IOL | Bausch and Lomb | MXET150 12.5MM +200 | MX60ET CYL: 1.50D; SPH: 20.00 | Standalone | DE0016024 | Indicated for patients with astigmatism of 2.5 dioptre cylinder (DC) and above in at least 1 eye; where correction of astigmatism is considered clinically necessary
Ophthalmic | Intraocular lens replacement | Intraocular lens (IOL) | Monofocal, astigmatism correcting IOL | Bausch and Lomb | MXET150 12.5MM +205 | MX60ET CYL: 1.50D; SPH: 20.50 | Standalone | DE0016024 | Indicated for patients with astigmatism of 2.5 dioptre cylinder (DC) and above in at least 1 eye; where correction of astigmatism is considered clinically necessary
Ophthalmic | Intraocular lens replacement | Intraocular lens (IOL) | Monofocal, astigmatism correcting IOL | Bausch and Lomb | MXET150 12.5MM +210 | MX60ET CYL: 1.50D; SPH: 21.00 | Standalone | DE0016024 | Indicated for patients with astigmatism of 2.5 dioptre cylinder (DC) and above in at least 1 eye; where correction of astigmatism is considered clinically necessary
Ophthalmic | Intraocular lens replacement | Intraocular lens (IOL) | Monofocal, astigmatism correcting IOL | Bausch and Lomb | MXET150 12.5MM +215 | MX60ET CYL: 1.50D; SPH: 21.50 | Standalone | DE0016024 | Indicated for patients with astigmatism of 2.5 dioptre cylinder (DC) and above in at least 1 eye; where correction of astigmatism is considered clinically necessary
Ophthalmic | Intraocular lens replacement | Intraocular lens (IOL) | Monofocal, astigmatism correcting IOL | Bausch and Lomb | MXET150 12.5MM +220 | MX60ET CYL: 1.50D; SPH: 22.00 | Standalone | DE0016024 | Indicated for patients with astigmatism of 2.5 dioptre cylinder (DC) and above in at least 1 eye; where correction of astigmatism is considered clinically necessary
Ophthalmic | Intraocular lens replacement | Intraocular lens (IOL) | Monofocal, astigmatism correcting IOL | Bausch and Lomb | MXET150 12.5MM +225 | MX60ET CYL: 1.50D; SPH: 22.50 | Standalone | DE0016024 | Indicated for patients with astigmatism of 2.5 dioptre cylinder (DC) and above in at least 1 eye; where correction of astigmatism is considered clinically necessary
Ophthalmic | Intraocular lens replacement | Intraocular lens (IOL) | Monofocal, astigmatism correcting IOL | Bausch and Lomb | MXET150 12.5MM +230 | MX60ET CYL: 1.50D; SPH: 23.00 | Standalone | DE0016024 | Indicated for patients with astigmatism of 2.5 dioptre cylinder (DC) and above in at least 1 eye; where correction of astigmatism is considered clinically necessary
Ophthalmic | Intraocular lens replacement | Intraocular lens (IOL) | Monofocal, astigmatism correcting IOL | Bausch and Lomb | MXET150 12.5MM +235 | MX60ET CYL: 1.50D; SPH: 23.50 | Standalone | DE0016024 | Indicated for patients with astigmatism of 2.5 dioptre cylinder (DC) and above in at least 1 eye; where correction of astigmatism is considered clinically necessary
Ophthalmic | Intraocular lens replacement | Intraocular lens (IOL) | Monofocal, astigmatism correcting IOL | Bausch and Lomb | MXET150 12.5MM +240 | MX60ET CYL: 1.50D; SPH: 24.00 | Standalone | DE0016024 | Indicated for patients with astigmatism of 2.5 dioptre cylinder (DC) and above in at least 1 eye; where correction of astigmatism is considered clinically necessary
Ophthalmic | Intraocular lens replacement | Intraocular lens (IOL) | Monofocal, astigmatism correcting IOL | Bausch and Lomb | MXET150 12.5MM +245 | MX60ET CYL: 1.50D; SPH: 24.50 | Standalone | DE0016024 | Indicated for patients with astigmatism of 2.5 dioptre cylinder (DC) and above in at least 1 eye; where correction of astigmatism is considered clinically necessary
Ophthalmic | Intraocular lens replacement | Intraocular lens (IOL) | Monofocal, astigmatism correcting IOL | Bausch and Lomb | MXET150 12.5MM +250 | MX60ET CYL: 1.50D; SPH: 25.00 | Standalone | DE0016024 | Indicated for patients with astigmatism of 2.5 dioptre cylinder (DC) and above in at least 1 eye; where correction of astigmatism is considered clinically necessary
Ophthalmic | Intraocular lens replacement | Intraocular lens (IOL) | Monofocal, astigmatism correcting IOL | Bausch and Lomb | MXET150 12.5MM +255 | MX60ET CYL: 1.50D; SPH: 25.50 | Standalone | DE0016024 | Indicated for patients with astigmatism of 2.5 dioptre cylinder (DC) and above in at least 1 eye; where correction of astigmatism is considered clinically necessary
Ophthalmic | Intraocular lens replacement | Intraocular lens (IOL) | Monofocal, astigmatism correcting IOL | Bausch and Lomb | MXET150 12.5MM +260 | MX60ET CYL: 1.50D; SPH: 26.00 | Standalone | DE0016024 | Indicated for patients with astigmatism of 2.5 dioptre cylinder (DC) and above in at least 1 eye; where correction of astigmatism is considered clinically necessary
Ophthalmic | Intraocular lens replacement | Intraocular lens (IOL) | Monofocal, astigmatism correcting IOL | Bausch and Lomb | MXET150 12.5MM +265 | MX60ET CYL: 1.50D; SPH: 26.50 | Standalone | DE0016024 | Indicated for patients with astigmatism of 2.5 dioptre cylinder (DC) and above in at least 1 eye; where correction of astigmatism is considered clinically necessary
Ophthalmic | Intraocular lens replacement | Intraocular lens (IOL) | Monofocal, astigmatism correcting IOL | Bausch and Lomb | MXET150 12.5MM +270 | MX60ET CYL: 1.50D; SPH: 27.00 | Standalone | DE0016024 | Indicated for patients with astigmatism of 2.5 dioptre cylinder (DC) and above in at least 1 eye; where correction of astigmatism is considered clinically necessary
Ophthalmic | Intraocular lens replacement | Intraocular lens (IOL) | Monofocal, astigmatism correcting IOL | Bausch and Lomb | MXET150 12.5MM +275 | MX60ET CYL: 1.50D; SPH: 27.50 | Standalone | DE0016024 | Indicated for patients with astigmatism of 2.5 dioptre cylinder (DC) and above in at least 1 eye; where correction of astigmatism is considered clinically necessary
Ophthalmic | Intraocular lens replacement | Intraocular lens (IOL) | Monofocal, astigmatism correcting IOL | Bausch and Lomb | MXET150 12.5MM +280 | MX60ET CYL: 1.50D; SPH: 28.00 | Standalone | DE0016024 | Indicated for patients with astigmatism of 2.5 dioptre cylinder (DC) and above in at least 1 eye; where correction of astigmatism is considered clinically necessary
Ophthalmic | Intraocular lens replacement | Intraocular lens (IOL) | Monofocal, astigmatism correcting IOL | Bausch and Lomb | MXET150 12.5MM +285 | MX60ET CYL: 1.50D; SPH: 28.50 | Standalone | DE0016024 | Indicated for patients with astigmatism of 2.5 dioptre cylinder (DC) and above in at least 1 eye; where correction of astigmatism is considered clinically necessary
Ophthalmic | Intraocular lens replacement | Intraocular lens (IOL) | Monofocal, astigmatism correcting IOL | Bausch and Lomb | MXET150 12.5MM +290 | MX60ET CYL: 1.50D; SPH: 29.00 | Standalone | DE0016024 | Indicated for patients with astigmatism of 2.5 dioptre cylinder (DC) and above in at least 1 eye; where correction of astigmatism is considered clinically necessary
Ophthalmic | Intraocular lens replacement | Intraocular lens (IOL) | Monofocal, astigmatism correcting IOL | Bausch and Lomb | MXET150 12.5MM +295 | MX60ET CYL: 1.50D; SPH: 29.50 | Standalone | DE0016024 | Indicated for patients with astigmatism of 2.5 dioptre cylinder (DC) and above in at least 1 eye; where correction of astigmatism is considered clinically necessary
Ophthalmic | Intraocular lens replacement | Intraocular lens (IOL) | Monofocal, astigmatism correcting IOL | Bausch and Lomb | MXET150 12.5MM +300 | MX60ET CYL: 1.50D; SPH: 30.00 | Standalone | DE0016024 | Indicated for patients with astigmatism of 2.5 dioptre cylinder (DC) and above in at least 1 eye; where correction of astigmatism is considered clinically necessary
Ophthalmic | Intraocular lens replacement | Intraocular lens (IOL) | Monofocal, astigmatism correcting IOL | Bausch and Lomb | MXET200 12.5MM +060 | MX60ET CYL: 2.00D; SPH: 6.00 | Standalone | DE0016024 | Indicated for patients with astigmatism of 2.5 dioptre cylinder (DC) and above in at least 1 eye; where correction of astigmatism is considered clinically necessary
Ophthalmic | Intraocular lens replacement | Intraocular lens (IOL) | Monofocal, astigmatism correcting IOL | Bausch and Lomb | MXET200 12.5MM +065 | MX60ET CYL: 2.00D; SPH: 6.50 | Standalone | DE0016024 | Indicated for patients with astigmatism of 2.5 dioptre cylinder (DC) and above in at least 1 eye; where correction of astigmatism is considered clinically necessary
Ophthalmic | Intraocular lens replacement | Intraocular lens (IOL) | Monofocal, astigmatism correcting IOL | Bausch and Lomb | MXET200 12.5MM +070 | MX60ET CYL: 2.00D; SPH: 7.00 | Standalone | DE0016024 | Indicated for patients with astigmatism of 2.5 dioptre cylinder (DC) and above in at least 1 eye; where correction of astigmatism is considered clinically necessary
Ophthalmic | Intraocular lens replacement | Intraocular lens (IOL) | Monofocal, astigmatism correcting IOL | Bausch and Lomb | MXET200 12.5MM +075 | MX60ET CYL: 2.00D; SPH: 7.50 | Standalone | DE0016024 | Indicated for patients with astigmatism of 2.5 dioptre cylinder (DC) and above in at least 1 eye; where correction of astigmatism is considered clinically necessary
Ophthalmic | Intraocular lens replacement | Intraocular lens (IOL) | Monofocal, astigmatism correcting IOL | Bausch and Lomb | MXET200 12.5MM +080 | MX60ET CYL: 2.00D; SPH: 8.00 | Standalone | DE0016024 | Indicated for patients with astigmatism of 2.5 dioptre cylinder (DC) and above in at least 1 eye; where correction of astigmatism is considered clinically necessary
Ophthalmic | Intraocular lens replacement | Intraocular lens (IOL) | Monofocal, astigmatism correcting IOL | Bausch and Lomb | MXET200 12.5MM +085 | MX60ET CYL: 2.00D; SPH: 8.50 | Standalone | DE0016024 | Indicated for patients with astigmatism of 2.5 dioptre cylinder (DC) and above in at least 1 eye; where correction of astigmatism is considered clinically necessary
Ophthalmic | Intraocular lens replacement | Intraocular lens (IOL) | Monofocal, astigmatism correcting IOL | Bausch and Lomb | MXET200 12.5MM +090 | MX60ET CYL: 2.00D; SPH: 9.00 | Standalone | DE0016024 | Indicated for patients with astigmatism of 2.5 dioptre cylinder (DC) and above in at least 1 eye; where correction of astigmatism is considered clinically necessary
Ophthalmic | Intraocular lens replacement | Intraocular lens (IOL) | Monofocal, astigmatism correcting IOL | Bausch and Lomb | MXET200 12.5MM +095 | MX60ET CYL: 2.00D; SPH: 9.50 | Standalone | DE0016024 | Indicated for patients with astigmatism of 2.5 dioptre cylinder (DC) and above in at least 1 eye; where correction of astigmatism is considered clinically necessary
Ophthalmic | Intraocular lens replacement | Intraocular lens (IOL) | Monofocal, astigmatism correcting IOL | Bausch and Lomb | MXET200 12.5MM +100 | MX60ET CYL: 2.00D; SPH: 10.00 | Standalone | DE0016024 | Indicated for patients with astigmatism of 2.5 dioptre cylinder (DC) and above in at least 1 eye; where correction of astigmatism is considered clinically necessary
Ophthalmic | Intraocular lens replacement | Intraocular lens (IOL) | Monofocal, astigmatism correcting IOL | Bausch and Lomb | MXET200 12.5MM +105 | MX60ET CYL: 2.00D; SPH: 10.50 | Standalone | DE0016024 | Indicated for patients with astigmatism of 2.5 dioptre cylinder (DC) and above in at least 1 eye; where correction of astigmatism is considered clinically necessary
Ophthalmic | Intraocular lens replacement | Intraocular lens (IOL) | Monofocal, astigmatism correcting IOL | Bausch and Lomb | MXET200 12.5MM +110 | MX60ET CYL: 2.00D; SPH: 11.00 | Standalone | DE0016024 | Indicated for patients with astigmatism of 2.5 dioptre cylinder (DC) and above in at least 1 eye; where correction of astigmatism is considered clinically necessary
Ophthalmic | Intraocular lens replacement | Intraocular lens (IOL) | Monofocal, astigmatism correcting IOL | Bausch and Lomb | MXET200 12.5MM +115 | MX60ET CYL: 2.00D; SPH: 11.50 | Standalone | DE0016024 | Indicated for patients with astigmatism of 2.5 dioptre cylinder (DC) and above in at least 1 eye; where correction of astigmatism is considered clinically necessary
Ophthalmic | Intraocular lens replacement | Intraocular lens (IOL) | Monofocal, astigmatism correcting IOL | Bausch and Lomb | MXET200 12.5MM +120 | MX60ET CYL: 2.00D; SPH: 12.00 | Standalone | DE0016024 | Indicated for patients with astigmatism of 2.5 dioptre cylinder (DC) and above in at least 1 eye; where correction of astigmatism is considered clinically necessary
Ophthalmic | Intraocular lens replacement | Intraocular lens (IOL) | Monofocal, astigmatism correcting IOL | Bausch and Lomb | MXET200 12.5MM +125 | MX60ET CYL: 2.00D; SPH: 12.50 | Standalone | DE0016024 | Indicated for patients with astigmatism of 2.5 dioptre cylinder (DC) and above in at least 1 eye; where correction of astigmatism is considered clinically necessary
Ophthalmic | Intraocular lens replacement | Intraocular lens (IOL) | Monofocal, astigmatism correcting IOL | Bausch and Lomb | MXET200 12.5MM +130 | MX60ET CYL: 2.00D; SPH: 13.00 | Standalone | DE0016024 | Indicated for patients with astigmatism of 2.5 dioptre cylinder (DC) and above in at least 1 eye; where correction of astigmatism is considered clinically necessary
Ophthalmic | Intraocular lens replacement | Intraocular lens (IOL) | Monofocal, astigmatism correcting IOL | Bausch and Lomb | MXET200 12.5MM +135 | MX60ET CYL: 2.00D; SPH: 1350 | Standalone | DE0016024 | Indicated for patients with astigmatism of 2.5 dioptre cylinder (DC) and above in at least 1 eye; where correction of astigmatism is considered clinically necessary
Ophthalmic | Intraocular lens replacement | Intraocular lens (IOL) | Monofocal, astigmatism correcting IOL | Bausch and Lomb | MXET200 12.5MM +140 | MX60ET CYL: 2.00D; SPH: 1400 | Standalone | DE0016024 | Indicated for patients with astigmatism of 2.5 dioptre cylinder (DC) and above in at least 1 eye; where correction of astigmatism is considered clinically necessary
Ophthalmic | Intraocular lens replacement | Intraocular lens (IOL) | Monofocal, astigmatism correcting IOL | Bausch and Lomb | MXET200 12.5MM +145 | MX60ET CYL: 2.00D; SPH: 14.50 | Standalone | DE0016024 | Indicated for patients with astigmatism of 2.5 dioptre cylinder (DC) and above in at least 1 eye; where correction of astigmatism is considered clinically necessary
Ophthalmic | Intraocular lens replacement | Intraocular lens (IOL) | Monofocal, astigmatism correcting IOL | Bausch and Lomb | MXET200 12.5MM +150 | MX60ET CYL: 2.00D; SPH: 15.00 | Standalone | DE0016024 | Indicated for patients with astigmatism of 2.5 dioptre cylinder (DC) and above in at least 1 eye; where correction of astigmatism is considered clinically necessary
Ophthalmic | Intraocular lens replacement | Intraocular lens (IOL) | Monofocal, astigmatism correcting IOL | Bausch and Lomb | MXET200 12.5MM +155 | MX60ET CYL: 2.00D; SPH: 15.50 | Standalone | DE0016024 | Indicated for patients with astigmatism of 2.5 dioptre cylinder (DC) and above in at least 1 eye; where correction of astigmatism is considered clinically necessary
Ophthalmic | Intraocular lens replacement | Intraocular lens (IOL) | Monofocal, astigmatism correcting IOL | Bausch and Lomb | MXET200 12.5MM +160 | MX60ET CYL: 2.00D; SPH: 16.00 | Standalone | DE0016024 | Indicated for patients with astigmatism of 2.5 dioptre cylinder (DC) and above in at least 1 eye; where correction of astigmatism is considered clinically necessary
Ophthalmic | Intraocular lens replacement | Intraocular lens (IOL) | Monofocal, astigmatism correcting IOL | Bausch and Lomb | MXET200 12.5MM +165 | MX60ET CYL: 2.00D; SPH: 16.50 | Standalone | DE0016024 | Indicated for patients with astigmatism of 2.5 dioptre cylinder (DC) and above in at least 1 eye; where correction of astigmatism is considered clinically necessary
Ophthalmic | Intraocular lens replacement | Intraocular lens (IOL) | Monofocal, astigmatism correcting IOL | Bausch and Lomb | MXET200 12.5MM +170 | MX60ET CYL: 2.00D; SPH: 17.00 | Standalone | DE0016024 | Indicated for patients with astigmatism of 2.5 dioptre cylinder (DC) and above in at least 1 eye; where correction of astigmatism is considered clinically necessary
Ophthalmic | Intraocular lens replacement | Intraocular lens (IOL) | Monofocal, astigmatism correcting IOL | Bausch and Lomb | MXET200 12.5MM +175 | MX60ET CYL: 2.00D; SPH: 17.50 | Standalone | DE0016024 | Indicated for patients with astigmatism of 2.5 dioptre cylinder (DC) and above in at least 1 eye; where correction of astigmatism is considered clinically necessary
Ophthalmic | Intraocular lens replacement | Intraocular lens (IOL) | Monofocal, astigmatism correcting IOL | Bausch and Lomb | MXET200 12.5MM +180 | MX60ET CYL: 2.00D; SPH: 18.00 | Standalone | DE0016024 | Indicated for patients with astigmatism of 2.5 dioptre cylinder (DC) and above in at least 1 eye; where correction of astigmatism is considered clinically necessary
Ophthalmic | Intraocular lens replacement | Intraocular lens (IOL) | Monofocal, astigmatism correcting IOL | Bausch and Lomb | MXET200 12.5MM +185 | MX60ET CYL: 2.00D; SPH: 18.50 | Standalone | DE0016024 | Indicated for patients with astigmatism of 2.5 dioptre cylinder (DC) and above in at least 1 eye; where correction of astigmatism is considered clinically necessary
Ophthalmic | Intraocular lens replacement | Intraocular lens (IOL) | Monofocal, astigmatism correcting IOL | Bausch and Lomb | MXET200 12.5MM +190 | MX60ET CYL: 2.00D; SPH: 19.00 | Standalone | DE0016024 | Indicated for patients with astigmatism of 2.5 dioptre cylinder (DC) and above in at least 1 eye; where correction of astigmatism is considered clinically necessary
Ophthalmic | Intraocular lens replacement | Intraocular lens (IOL) | Monofocal, astigmatism correcting IOL | Bausch and Lomb | MXET200 12.5MM +195 | MX60ET CYL: 2.00D; SPH: 19.50 | Standalone | DE0016024 | Indicated for patients with astigmatism of 2.5 dioptre cylinder (DC) and above in at least 1 eye; where correction of astigmatism is considered clinically necessary
Ophthalmic | Intraocular lens replacement | Intraocular lens (IOL) | Monofocal, astigmatism correcting IOL | Bausch and Lomb | MXET200 12.5MM +200 | MX60ET CYL: 2.00D; SPH: 20.00 | Standalone | DE0016024 | Indicated for patients with astigmatism of 2.5 dioptre cylinder (DC) and above in at least 1 eye; where correction of astigmatism is considered clinically necessary
Ophthalmic | Intraocular lens replacement | Intraocular lens (IOL) | Monofocal, astigmatism correcting IOL | Bausch and Lomb | MXET200 12.5MM +205 | MX60ET CYL: 2.00D; SPH: 20.50 | Standalone | DE0016024 | Indicated for patients with astigmatism of 2.5 dioptre cylinder (DC) and above in at least 1 eye; where correction of astigmatism is considered clinically necessary
Ophthalmic | Intraocular lens replacement | Intraocular lens (IOL) | Monofocal, astigmatism correcting IOL | Bausch and Lomb | MXET200 12.5MM +210 | MX60ET CYL: 2.00D; SPH: 21.00 | Standalone | DE0016024 | Indicated for patients with astigmatism of 2.5 dioptre cylinder (DC) and above in at least 1 eye; where correction of astigmatism is considered clinically necessary
Ophthalmic | Intraocular lens replacement | Intraocular lens (IOL) | Monofocal, astigmatism correcting IOL | Bausch and Lomb | MXET200 12.5MM +215 | MX60ET CYL: 2.00D; SPH: 21.50 | Standalone | DE0016024 | Indicated for patients with astigmatism of 2.5 dioptre cylinder (DC) and above in at least 1 eye; where correction of astigmatism is considered clinically necessary
Ophthalmic | Intraocular lens replacement | Intraocular lens (IOL) | Monofocal, astigmatism correcting IOL | Bausch and Lomb | MXET200 12.5MM +220 | MX60ET CYL: 2.00D; SPH: 22.00 | Standalone | DE0016024 | Indicated for patients with astigmatism of 2.5 dioptre cylinder (DC) and above in at least 1 eye; where correction of astigmatism is considered clinically necessary
Ophthalmic | Intraocular lens replacement | Intraocular lens (IOL) | Monofocal, astigmatism correcting IOL | Bausch and Lomb | MXET200 12.5MM +225 | MX60ET CYL: 2.00D; SPH: 22.50 | Standalone | DE0016024 | Indicated for patients with astigmatism of 2.5 dioptre cylinder (DC) and above in at least 1 eye; where correction of astigmatism is considered clinically necessary
Ophthalmic | Intraocular lens replacement | Intraocular lens (IOL) | Monofocal, astigmatism correcting IOL | Bausch and Lomb | MXET200 12.5MM +230 | MX60ET CYL: 2.00D; SPH: 23.00 | Standalone | DE0016024 | Indicated for patients with astigmatism of 2.5 dioptre cylinder (DC) and above in at least 1 eye; where correction of astigmatism is considered clinically necessary
Ophthalmic | Intraocular lens replacement | Intraocular lens (IOL) | Monofocal, astigmatism correcting IOL | Bausch and Lomb | MXET200 12.5MM +235 | MX60ET CYL: 2.00D; SPH: 23.50 | Standalone | DE0016024 | Indicated for patients with astigmatism of 2.5 dioptre cylinder (DC) and above in at least 1 eye; where correction of astigmatism is considered clinically necessary
Ophthalmic | Intraocular lens replacement | Intraocular lens (IOL) | Monofocal, astigmatism correcting IOL | Bausch and Lomb | MXET200 12.5MM +240 | MX60ET CYL: 2.00D; SPH: 24.00 | Standalone | DE0016024 | Indicated for patients with astigmatism of 2.5 dioptre cylinder (DC) and above in at least 1 eye; where correction of astigmatism is considered clinically necessary
Ophthalmic | Intraocular lens replacement | Intraocular lens (IOL) | Monofocal, astigmatism correcting IOL | Bausch and Lomb | MXET200 12.5MM +245 | MX60ET CYL: 2.00D; SPH: 24.50 | Standalone | DE0016024 | Indicated for patients with astigmatism of 2.5 dioptre cylinder (DC) and above in at least 1 eye; where correction of astigmatism is considered clinically necessary
Ophthalmic | Intraocular lens replacement | Intraocular lens (IOL) | Monofocal, astigmatism correcting IOL | Bausch and Lomb | MXET200 12.5MM +250 | MX60ET CYL: 2.00D; SPH: 25.00 | Standalone | DE0016024 | Indicated for patients with astigmatism of 2.5 dioptre cylinder (DC) and above in at least 1 eye; where correction of astigmatism is considered clinically necessary
Ophthalmic | Intraocular lens replacement | Intraocular lens (IOL) | Monofocal, astigmatism correcting IOL | Bausch and Lomb | MXET200 12.5MM +255 | MX60ET CYL: 2.00D; SPH: 25.50 | Standalone | DE0016024 | Indicated for patients with astigmatism of 2.5 dioptre cylinder (DC) and above in at least 1 eye; where correction of astigmatism is considered clinically necessary
Ophthalmic | Intraocular lens replacement | Intraocular lens (IOL) | Monofocal, astigmatism correcting IOL | Bausch and Lomb | MXET200 12.5MM +260 | MX60ET CYL: 2.00D; SPH: 26.00 | Standalone | DE0016024 | Indicated for patients with astigmatism of 2.5 dioptre cylinder (DC) and above in at least 1 eye; where correction of astigmatism is considered clinically necessary
Ophthalmic | Intraocular lens replacement | Intraocular lens (IOL) | Monofocal, astigmatism correcting IOL | Bausch and Lomb | MXET200 12.5MM +265 | MX60ET CYL: 2.00D; SPH: 26.50 | Standalone | DE0016024 | Indicated for patients with astigmatism of 2.5 dioptre cylinder (DC) and above in at least 1 eye; where correction of astigmatism is considered clinically necessary
Ophthalmic | Intraocular lens replacement | Intraocular lens (IOL) | Monofocal, astigmatism correcting IOL | Bausch and Lomb | MXET200 12.5MM +270 | MX60ET CYL: 2.00D; SPH: 27.00 | Standalone | DE0016024 | Indicated for patients with astigmatism of 2.5 dioptre cylinder (DC) and above in at least 1 eye; where correction of astigmatism is considered clinically necessary
Ophthalmic | Intraocular lens replacement | Intraocular lens (IOL) | Monofocal, astigmatism correcting IOL | Bausch and Lomb | MXET200 12.5MM +275 | MX60ET CYL: 2.00D; SPH: 27.50 | Standalone | DE0016024 | Indicated for patients with astigmatism of 2.5 dioptre cylinder (DC) and above in at least 1 eye; where correction of astigmatism is considered clinically necessary
Ophthalmic | Intraocular lens replacement | Intraocular lens (IOL) | Monofocal, astigmatism correcting IOL | Bausch and Lomb | MXET200 12.5MM +280 | MX60ET CYL: 2.00D; SPH: 28.00 | Standalone | DE0016024 | Indicated for patients with astigmatism of 2.5 dioptre cylinder (DC) and above in at least 1 eye; where correction of astigmatism is considered clinically necessary
Ophthalmic | Intraocular lens replacement | Intraocular lens (IOL) | Monofocal, astigmatism correcting IOL | Bausch and Lomb | MXET200 12.5MM +285 | MX60ET CYL: 2.00D; SPH: 28.50 | Standalone | DE0016024 | Indicated for patients with astigmatism of 2.5 dioptre cylinder (DC) and above in at least 1 eye; where correction of astigmatism is considered clinically necessary
Ophthalmic | Intraocular lens replacement | Intraocular lens (IOL) | Monofocal, astigmatism correcting IOL | Bausch and Lomb | MXET200 12.5MM +290 | MX60ET CYL: 2.00D; SPH: 29.00 | Standalone | DE0016024 | Indicated for patients with astigmatism of 2.5 dioptre cylinder (DC) and above in at least 1 eye; where correction of astigmatism is considered clinically necessary
Ophthalmic | Intraocular lens replacement | Intraocular lens (IOL) | Monofocal, astigmatism correcting IOL | Bausch and Lomb | MXET200 12.5MM +295 | MX60ET CYL: 2.00D; SPH: 29.50 | Standalone | DE0016024 | Indicated for patients with astigmatism of 2.5 dioptre cylinder (DC) and above in at least 1 eye; where correction of astigmatism is considered clinically necessary
Ophthalmic | Intraocular lens replacement | Intraocular lens (IOL) | Monofocal, astigmatism correcting IOL | Bausch and Lomb | MXET200 12.5MM +300 | MX60ET CYL: 2.00D; SPH: 30.00 | Standalone | DE0016024 | Indicated for patients with astigmatism of 2.5 dioptre cylinder (DC) and above in at least 1 eye; where correction of astigmatism is considered clinically necessary
Ophthalmic | Intraocular lens replacement | Intraocular lens (IOL) | Monofocal, astigmatism correcting IOL | Bausch and Lomb | MXET250 12.5MM +060 | MX60ET CYL: 2.50D; SPH: 6.00 | Standalone | DE0016024 | Indicated for patients with astigmatism of 2.5 dioptre cylinder (DC) and above in at least 1 eye; where correction of astigmatism is considered clinically necessary
Ophthalmic | Intraocular lens replacement | Intraocular lens (IOL) | Monofocal, astigmatism correcting IOL | Bausch and Lomb | MXET250 12.5MM +065 | MX60ET CYL: 2.50D; SPH: 6.50 | Standalone | DE0016024 | Indicated for patients with astigmatism of 2.5 dioptre cylinder (DC) and above in at least 1 eye; where correction of astigmatism is considered clinically necessary
Ophthalmic | Intraocular lens replacement | Intraocular lens (IOL) | Monofocal, astigmatism correcting IOL | Bausch and Lomb | MXET250 12.5MM +070 | MX60ET CYL: 2.50D; SPH: 7.00 | Standalone | DE0016024 | Indicated for patients with astigmatism of 2.5 dioptre cylinder (DC) and above in at least 1 eye; where correction of astigmatism is considered clinically necessary
Ophthalmic | Intraocular lens replacement | Intraocular lens (IOL) | Monofocal, astigmatism correcting IOL | Bausch and Lomb | MXET250 12.5MM +075 | MX60ET CYL: 2.50D; SPH: 7.50 | Standalone | DE0016024 | Indicated for patients with astigmatism of 2.5 dioptre cylinder (DC) and above in at least 1 eye; where correction of astigmatism is considered clinically necessary
Ophthalmic | Intraocular lens replacement | Intraocular lens (IOL) | Monofocal, astigmatism correcting IOL | Bausch and Lomb | MXET250 12.5MM +080 | MX60ET CYL: 2.50D; SPH: 8.00 | Standalone | DE0016024 | Indicated for patients with astigmatism of 2.5 dioptre cylinder (DC) and above in at least 1 eye; where correction of astigmatism is considered clinically necessary
Ophthalmic | Intraocular lens replacement | Intraocular lens (IOL) | Monofocal, astigmatism correcting IOL | Bausch and Lomb | MXET250 12.5MM +085 | MX60ET CYL: 2.50D; SPH: 8.50 | Standalone | DE0016024 | Indicated for patients with astigmatism of 2.5 dioptre cylinder (DC) and above in at least 1 eye; where correction of astigmatism is considered clinically necessary
Ophthalmic | Intraocular lens replacement | Intraocular lens (IOL) | Monofocal, astigmatism correcting IOL | Bausch and Lomb | MXET250 12.5MM +090 | MX60ET CYL: 2.50D; SPH: 9.00 | Standalone | DE0016024 | Indicated for patients with astigmatism of 2.5 dioptre cylinder (DC) and above in at least 1 eye; where correction of astigmatism is considered clinically necessary
Ophthalmic | Intraocular lens replacement | Intraocular lens (IOL) | Monofocal, astigmatism correcting IOL | Bausch and Lomb | MXET250 12.5MM +095 | MX60ET CYL: 2.50D; SPH: 9.50 | Standalone | DE0016024 | Indicated for patients with astigmatism of 2.5 dioptre cylinder (DC) and above in at least 1 eye; where correction of astigmatism is considered clinically necessary
Ophthalmic | Intraocular lens replacement | Intraocular lens (IOL) | Monofocal, astigmatism correcting IOL | Bausch and Lomb | MXET250 12.5MM +100 | MX60ET CYL: 2.50D; SPH: 10.00 | Standalone | DE0016024 | Indicated for patients with astigmatism of 2.5 dioptre cylinder (DC) and above in at least 1 eye; where correction of astigmatism is considered clinically necessary
Ophthalmic | Intraocular lens replacement | Intraocular lens (IOL) | Monofocal, astigmatism correcting IOL | Bausch and Lomb | MXET250 12.5MM +105 | MX60ET CYL: 2.50D; SPH: 10.50 | Standalone | DE0016024 | Indicated for patients with astigmatism of 2.5 dioptre cylinder (DC) and above in at least 1 eye; where correction of astigmatism is considered clinically necessary
Ophthalmic | Intraocular lens replacement | Intraocular lens (IOL) | Monofocal, astigmatism correcting IOL | Bausch and Lomb | MXET250 12.5MM +110 | MX60ET CYL: 2.50D; SPH: 11.00 | Standalone | DE0016024 | Indicated for patients with astigmatism of 2.5 dioptre cylinder (DC) and above in at least 1 eye; where correction of astigmatism is considered clinically necessary
Ophthalmic | Intraocular lens replacement | Intraocular lens (IOL) | Monofocal, astigmatism correcting IOL | Bausch and Lomb | MXET250 12.5MM +115 | MX60ET CYL: 2.50D; SPH: 11.50 | Standalone | DE0016024 | Indicated for patients with astigmatism of 2.5 dioptre cylinder (DC) and above in at least 1 eye; where correction of astigmatism is considered clinically necessary
Ophthalmic | Intraocular lens replacement | Intraocular lens (IOL) | Monofocal, astigmatism correcting IOL | Bausch and Lomb | MXET250 12.5MM +120 | MX60ET CYL: 2.50D; SPH: 12.00 | Standalone | DE0016024 | Indicated for patients with astigmatism of 2.5 dioptre cylinder (DC) and above in at least 1 eye; where correction of astigmatism is considered clinically necessary
Ophthalmic | Intraocular lens replacement | Intraocular lens (IOL) | Monofocal, astigmatism correcting IOL | Bausch and Lomb | MXET250 12.5MM +125 | MX60ET CYL: 2.50D; SPH: 12.50 | Standalone | DE0016024 | Indicated for patients with astigmatism of 2.5 dioptre cylinder (DC) and above in at least 1 eye; where correction of astigmatism is considered clinically necessary
Ophthalmic | Intraocular lens replacement | Intraocular lens (IOL) | Monofocal, astigmatism correcting IOL | Bausch and Lomb | MXET250 12.5MM +130 | MX60ET CYL: 2.50D; SPH: 13.00 | Standalone | DE0016024 | Indicated for patients with astigmatism of 2.5 dioptre cylinder (DC) and above in at least 1 eye; where correction of astigmatism is considered clinically necessary
Ophthalmic | Intraocular lens replacement | Intraocular lens (IOL) | Monofocal, astigmatism correcting IOL | Bausch and Lomb | MXET250 12.5MM +135 | MX60ET CYL: 2.50D; SPH: 1350 | Standalone | DE0016024 | Indicated for patients with astigmatism of 2.5 dioptre cylinder (DC) and above in at least 1 eye; where correction of astigmatism is considered clinically necessary
Ophthalmic | Intraocular lens replacement | Intraocular lens (IOL) | Monofocal, astigmatism correcting IOL | Bausch and Lomb | MXET250 12.5MM +140 | MX60ET CYL: 2.50D; SPH: 1400 | Standalone | DE0016024 | Indicated for patients with astigmatism of 2.5 dioptre cylinder (DC) and above in at least 1 eye; where correction of astigmatism is considered clinically necessary
Ophthalmic | Intraocular lens replacement | Intraocular lens (IOL) | Monofocal, astigmatism correcting IOL | Bausch and Lomb | MXET250 12.5MM +145 | MX60ET CYL: 2.50D; SPH: 14.50 | Standalone | DE0016024 | Indicated for patients with astigmatism of 2.5 dioptre cylinder (DC) and above in at least 1 eye; where correction of astigmatism is considered clinically necessary
Ophthalmic | Intraocular lens replacement | Intraocular lens (IOL) | Monofocal, astigmatism correcting IOL | Bausch and Lomb | MXET250 12.5MM +150 | MX60ET CYL: 2.50D; SPH: 15.00 | Standalone | DE0016024 | Indicated for patients with astigmatism of 2.5 dioptre cylinder (DC) and above in at least 1 eye; where correction of astigmatism is considered clinically necessary
Ophthalmic | Intraocular lens replacement | Intraocular lens (IOL) | Monofocal, astigmatism correcting IOL | Bausch and Lomb | MXET250 12.5MM +155 | MX60ET CYL: 2.50D; SPH: 15.50 | Standalone | DE0016024 | Indicated for patients with astigmatism of 2.5 dioptre cylinder (DC) and above in at least 1 eye; where correction of astigmatism is considered clinically necessary
Ophthalmic | Intraocular lens replacement | Intraocular lens (IOL) | Monofocal, astigmatism correcting IOL | Bausch and Lomb | MXET250 12.5MM +160 | MX60ET CYL: 2.50D; SPH: 16.00 | Standalone | DE0016024 | Indicated for patients with astigmatism of 2.5 dioptre cylinder (DC) and above in at least 1 eye; where correction of astigmatism is considered clinically necessary
Ophthalmic | Intraocular lens replacement | Intraocular lens (IOL) | Monofocal, astigmatism correcting IOL | Bausch and Lomb | MXET250 12.5MM +165 | MX60ET CYL: 2.50D; SPH: 16.50 | Standalone | DE0016024 | Indicated for patients with astigmatism of 2.5 dioptre cylinder (DC) and above in at least 1 eye; where correction of astigmatism is considered clinically necessary
Ophthalmic | Intraocular lens replacement | Intraocular lens (IOL) | Monofocal, astigmatism correcting IOL | Bausch and Lomb | MXET250 12.5MM +170 | MX60ET CYL: 2.50D; SPH: 17.00 | Standalone | DE0016024 | Indicated for patients with astigmatism of 2.5 dioptre cylinder (DC) and above in at least 1 eye; where correction of astigmatism is considered clinically necessary
Ophthalmic | Intraocular lens replacement | Intraocular lens (IOL) | Monofocal, astigmatism correcting IOL | Bausch and Lomb | MXET250 12.5MM +175 | MX60ET CYL: 2.50D; SPH: 17.50 | Standalone | DE0016024 | Indicated for patients with astigmatism of 2.5 dioptre cylinder (DC) and above in at least 1 eye; where correction of astigmatism is considered clinically necessary
Ophthalmic | Intraocular lens replacement | Intraocular lens (IOL) | Monofocal, astigmatism correcting IOL | Bausch and Lomb | MXET250 12.5MM +180 | MX60ET CYL: 2.50D; SPH: 18.00 | Standalone | DE0016024 | Indicated for patients with astigmatism of 2.5 dioptre cylinder (DC) and above in at least 1 eye; where correction of astigmatism is considered clinically necessary
Ophthalmic | Intraocular lens replacement | Intraocular lens (IOL) | Monofocal, astigmatism correcting IOL | Bausch and Lomb | MXET250 12.5MM +185 | MX60ET CYL: 2.50D; SPH: 18.50 | Standalone | DE0016024 | Indicated for patients with astigmatism of 2.5 dioptre cylinder (DC) and above in at least 1 eye; where correction of astigmatism is considered clinically necessary
Ophthalmic | Intraocular lens replacement | Intraocular lens (IOL) | Monofocal, astigmatism correcting IOL | Bausch and Lomb | MXET250 12.5MM +190 | MX60ET CYL: 2.50D; SPH: 19.00 | Standalone | DE0016024 | Indicated for patients with astigmatism of 2.5 dioptre cylinder (DC) and above in at least 1 eye; where correction of astigmatism is considered clinically necessary
Ophthalmic | Intraocular lens replacement | Intraocular lens (IOL) | Monofocal, astigmatism correcting IOL | Bausch and Lomb | MXET250 12.5MM +195 | MX60ET CYL: 2.50D; SPH: 19.50 | Standalone | DE0016024 | Indicated for patients with astigmatism of 2.5 dioptre cylinder (DC) and above in at least 1 eye; where correction of astigmatism is considered clinically necessary
Ophthalmic | Intraocular lens replacement | Intraocular lens (IOL) | Monofocal, astigmatism correcting IOL | Bausch and Lomb | MXET250 12.5MM +200 | MX60ET CYL: 2.50D; SPH: 20.00 | Standalone | DE0016024 | Indicated for patients with astigmatism of 2.5 dioptre cylinder (DC) and above in at least 1 eye; where correction of astigmatism is considered clinically necessary
Ophthalmic | Intraocular lens replacement | Intraocular lens (IOL) | Monofocal, astigmatism correcting IOL | Bausch and Lomb | MXET250 12.5MM +205 | MX60ET CYL: 2.50D; SPH: 20.50 | Standalone | DE0016024 | Indicated for patients with astigmatism of 2.5 dioptre cylinder (DC) and above in at least 1 eye; where correction of astigmatism is considered clinically necessary
Ophthalmic | Intraocular lens replacement | Intraocular lens (IOL) | Monofocal, astigmatism correcting IOL | Bausch and Lomb | MXET250 12.5MM +210 | MX60ET CYL: 2.50D; SPH: 21.00 | Standalone | DE0016024 | Indicated for patients with astigmatism of 2.5 dioptre cylinder (DC) and above in at least 1 eye; where correction of astigmatism is considered clinically necessary
Ophthalmic | Intraocular lens replacement | Intraocular lens (IOL) | Monofocal, astigmatism correcting IOL | Bausch and Lomb | MXET250 12.5MM +215 | MX60ET CYL: 2.50D; SPH: 21.50 | Standalone | DE0016024 | Indicated for patients with astigmatism of 2.5 dioptre cylinder (DC) and above in at least 1 eye; where correction of astigmatism is considered clinically necessary
Ophthalmic | Intraocular lens replacement | Intraocular lens (IOL) | Monofocal, astigmatism correcting IOL | Bausch and Lomb | MXET250 12.5MM +220 | MX60ET CYL: 2.50D; SPH: 22.00 | Standalone | DE0016024 | Indicated for patients with astigmatism of 2.5 dioptre cylinder (DC) and above in at least 1 eye; where correction of astigmatism is considered clinically necessary
Ophthalmic | Intraocular lens replacement | Intraocular lens (IOL) | Monofocal, astigmatism correcting IOL | Bausch and Lomb | MXET250 12.5MM +225 | MX60ET CYL: 2.50D; SPH: 22.50 | Standalone | DE0016024 | Indicated for patients with astigmatism of 2.5 dioptre cylinder (DC) and above in at least 1 eye; where correction of astigmatism is considered clinically necessary
Ophthalmic | Intraocular lens replacement | Intraocular lens (IOL) | Monofocal, astigmatism correcting IOL | Bausch and Lomb | MXET250 12.5MM +230 | MX60ET CYL: 2.50D; SPH: 23.00 | Standalone | DE0016024 | Indicated for patients with astigmatism of 2.5 dioptre cylinder (DC) and above in at least 1 eye; where correction of astigmatism is considered clinically necessary
Ophthalmic | Intraocular lens replacement | Intraocular lens (IOL) | Monofocal, astigmatism correcting IOL | Bausch and Lomb | MXET250 12.5MM +235 | MX60ET CYL: 2.50D; SPH: 23.50 | Standalone | DE0016024 | Indicated for patients with astigmatism of 2.5 dioptre cylinder (DC) and above in at least 1 eye; where correction of astigmatism is considered clinically necessary
Ophthalmic | Intraocular lens replacement | Intraocular lens (IOL) | Monofocal, astigmatism correcting IOL | Bausch and Lomb | MXET250 12.5MM +240 | MX60ET CYL: 2.50D; SPH: 24.00 | Standalone | DE0016024 | Indicated for patients with astigmatism of 2.5 dioptre cylinder (DC) and above in at least 1 eye; where correction of astigmatism is considered clinically necessary
Ophthalmic | Intraocular lens replacement | Intraocular lens (IOL) | Monofocal, astigmatism correcting IOL | Bausch and Lomb | MXET250 12.5MM +245 | MX60ET CYL: 2.50D; SPH: 24.50 | Standalone | DE0016024 | Indicated for patients with astigmatism of 2.5 dioptre cylinder (DC) and above in at least 1 eye; where correction of astigmatism is considered clinically necessary
Ophthalmic | Intraocular lens replacement | Intraocular lens (IOL) | Monofocal, astigmatism correcting IOL | Bausch and Lomb | MXET250 12.5MM +250 | MX60ET CYL: 2.50D; SPH: 25.00 | Standalone | DE0016024 | Indicated for patients with astigmatism of 2.5 dioptre cylinder (DC) and above in at least 1 eye; where correction of astigmatism is considered clinically necessary
Ophthalmic | Intraocular lens replacement | Intraocular lens (IOL) | Monofocal, astigmatism correcting IOL | Bausch and Lomb | MXET250 12.5MM +255 | MX60ET CYL: 2.50D; SPH: 25.50 | Standalone | DE0016024 | Indicated for patients with astigmatism of 2.5 dioptre cylinder (DC) and above in at least 1 eye; where correction of astigmatism is considered clinically necessary
Ophthalmic | Intraocular lens replacement | Intraocular lens (IOL) | Monofocal, astigmatism correcting IOL | Bausch and Lomb | MXET250 12.5MM +260 | MX60ET CYL: 2.50D; SPH: 26.00 | Standalone | DE0016024 | Indicated for patients with astigmatism of 2.5 dioptre cylinder (DC) and above in at least 1 eye; where correction of astigmatism is considered clinically necessary
Ophthalmic | Intraocular lens replacement | Intraocular lens (IOL) | Monofocal, astigmatism correcting IOL | Bausch and Lomb | MXET250 12.5MM +265 | MX60ET CYL: 2.50D; SPH: 26.50 | Standalone | DE0016024 | Indicated for patients with astigmatism of 2.5 dioptre cylinder (DC) and above in at least 1 eye; where correction of astigmatism is considered clinically necessary
Ophthalmic | Intraocular lens replacement | Intraocular lens (IOL) | Monofocal, astigmatism correcting IOL | Bausch and Lomb | MXET250 12.5MM +270 | MX60ET CYL: 2.50D; SPH: 27.00 | Standalone | DE0016024 | Indicated for patients with astigmatism of 2.5 dioptre cylinder (DC) and above in at least 1 eye; where correction of astigmatism is considered clinically necessary
Ophthalmic | Intraocular lens replacement | Intraocular lens (IOL) | Monofocal, astigmatism correcting IOL | Bausch and Lomb | MXET250 12.5MM +275 | MX60ET CYL: 2.50D; SPH: 27.50 | Standalone | DE0016024 | Indicated for patients with astigmatism of 2.5 dioptre cylinder (DC) and above in at least 1 eye; where correction of astigmatism is considered clinically necessary
Ophthalmic | Intraocular lens replacement | Intraocular lens (IOL) | Monofocal, astigmatism correcting IOL | Bausch and Lomb | MXET250 12.5MM +280 | MX60ET CYL: 2.50D; SPH: 28.00 | Standalone | DE0016024 | Indicated for patients with astigmatism of 2.5 dioptre cylinder (DC) and above in at least 1 eye; where correction of astigmatism is considered clinically necessary
Ophthalmic | Intraocular lens replacement | Intraocular lens (IOL) | Monofocal, astigmatism correcting IOL | Bausch and Lomb | MXET250 12.5MM +285 | MX60ET CYL: 2.50D; SPH: 28.50 | Standalone | DE0016024 | Indicated for patients with astigmatism of 2.5 dioptre cylinder (DC) and above in at least 1 eye; where correction of astigmatism is considered clinically necessary
Ophthalmic | Intraocular lens replacement | Intraocular lens (IOL) | Monofocal, astigmatism correcting IOL | Bausch and Lomb | MXET250 12.5MM +290 | MX60ET CYL: 2.50D; SPH: 29.00 | Standalone | DE0016024 | Indicated for patients with astigmatism of 2.5 dioptre cylinder (DC) and above in at least 1 eye; where correction of astigmatism is considered clinically necessary
Ophthalmic | Intraocular lens replacement | Intraocular lens (IOL) | Monofocal, astigmatism correcting IOL | Bausch and Lomb | MXET250 12.5MM +295 | MX60ET CYL: 2.50D; SPH: 29.50 | Standalone | DE0016024 | Indicated for patients with astigmatism of 2.5 dioptre cylinder (DC) and above in at least 1 eye; where correction of astigmatism is considered clinically necessary
Ophthalmic | Intraocular lens replacement | Intraocular lens (IOL) | Monofocal, astigmatism correcting IOL | Bausch and Lomb | MXET250 12.5MM +300 | MX60ET CYL: 2.50D; SPH: 30.00 | Standalone | DE0016024 | Indicated for patients with astigmatism of 2.5 dioptre cylinder (DC) and above in at least 1 eye; where correction of astigmatism is considered clinically necessary
Ophthalmic | Intraocular lens replacement | Intraocular lens (IOL) | Monofocal, astigmatism correcting IOL | Bausch and Lomb | MXET300 12.5MM +060 | MX60ET CYL: 3.00D; SPH: 6.00 | Standalone | DE0016024 | Indicated for patients with astigmatism of 2.5 dioptre cylinder (DC) and above in at least 1 eye; where correction of astigmatism is considered clinically necessary
Ophthalmic | Intraocular lens replacement | Intraocular lens (IOL) | Monofocal, astigmatism correcting IOL | Bausch and Lomb | MXET300 12.5MM +065 | MX60ET CYL: 3.00D; SPH: 6.50 | Standalone | DE0016024 | Indicated for patients with astigmatism of 2.5 dioptre cylinder (DC) and above in at least 1 eye; where correction of astigmatism is considered clinically necessary
Ophthalmic | Intraocular lens replacement | Intraocular lens (IOL) | Monofocal, astigmatism correcting IOL | Bausch and Lomb | MXET300 12.5MM +070 | MX60ET CYL: 3.00D; SPH: 7.00 | Standalone | DE0016024 | Indicated for patients with astigmatism of 2.5 dioptre cylinder (DC) and above in at least 1 eye; where correction of astigmatism is considered clinically necessary
Ophthalmic | Intraocular lens replacement | Intraocular lens (IOL) | Monofocal, astigmatism correcting IOL | Bausch and Lomb | MXET300 12.5MM +075 | MX60ET CYL: 3.00D; SPH: 7.50 | Standalone | DE0016024 | Indicated for patients with astigmatism of 2.5 dioptre cylinder (DC) and above in at least 1 eye; where correction of astigmatism is considered clinically necessary
Ophthalmic | Intraocular lens replacement | Intraocular lens (IOL) | Monofocal, astigmatism correcting IOL | Bausch and Lomb | MXET300 12.5MM +080 | MX60ET CYL: 3.00D; SPH: 8.00 | Standalone | DE0016024 | Indicated for patients with astigmatism of 2.5 dioptre cylinder (DC) and above in at least 1 eye; where correction of astigmatism is considered clinically necessary
Ophthalmic | Intraocular lens replacement | Intraocular lens (IOL) | Monofocal, astigmatism correcting IOL | Bausch and Lomb | MXET300 12.5MM +085 | MX60ET CYL: 3.00D; SPH: 8.50 | Standalone | DE0016024 | Indicated for patients with astigmatism of 2.5 dioptre cylinder (DC) and above in at least 1 eye; where correction of astigmatism is considered clinically necessary
Ophthalmic | Intraocular lens replacement | Intraocular lens (IOL) | Monofocal, astigmatism correcting IOL | Bausch and Lomb | MXET300 12.5MM +090 | MX60ET CYL: 3.00D; SPH: 9.00 | Standalone | DE0016024 | Indicated for patients with astigmatism of 2.5 dioptre cylinder (DC) and above in at least 1 eye; where correction of astigmatism is considered clinically necessary
Ophthalmic | Intraocular lens replacement | Intraocular lens (IOL) | Monofocal, astigmatism correcting IOL | Bausch and Lomb | MXET300 12.5MM +095 | MX60ET CYL: 3.00D; SPH: 9.50 | Standalone | DE0016024 | Indicated for patients with astigmatism of 2.5 dioptre cylinder (DC) and above in at least 1 eye; where correction of astigmatism is considered clinically necessary
Ophthalmic | Intraocular lens replacement | Intraocular lens (IOL) | Monofocal, astigmatism correcting IOL | Bausch and Lomb | MXET300 12.5MM +100 | MX60ET CYL: 3.00D; SPH: 10.00 | Standalone | DE0016024 | Indicated for patients with astigmatism of 2.5 dioptre cylinder (DC) and above in at least 1 eye; where correction of astigmatism is considered clinically necessary
Ophthalmic | Intraocular lens replacement | Intraocular lens (IOL) | Monofocal, astigmatism correcting IOL | Bausch and Lomb | MXET300 12.5MM +105 | MX60ET CYL: 3.00D; SPH: 10.50 | Standalone | DE0016024 | Indicated for patients with astigmatism of 2.5 dioptre cylinder (DC) and above in at least 1 eye; where correction of astigmatism is considered clinically necessary
Ophthalmic | Intraocular lens replacement | Intraocular lens (IOL) | Monofocal, astigmatism correcting IOL | Bausch and Lomb | MXET300 12.5MM +110 | MX60ET CYL: 3.00D; SPH: 11.00 | Standalone | DE0016024 | Indicated for patients with astigmatism of 2.5 dioptre cylinder (DC) and above in at least 1 eye; where correction of astigmatism is considered clinically necessary
Ophthalmic | Intraocular lens replacement | Intraocular lens (IOL) | Monofocal, astigmatism correcting IOL | Bausch and Lomb | MXET300 12.5MM +115 | MX60ET CYL: 3.00D; SPH: 11.50 | Standalone | DE0016024 | Indicated for patients with astigmatism of 2.5 dioptre cylinder (DC) and above in at least 1 eye; where correction of astigmatism is considered clinically necessary
Ophthalmic | Intraocular lens replacement | Intraocular lens (IOL) | Monofocal, astigmatism correcting IOL | Bausch and Lomb | MXET300 12.5MM +120 | MX60ET CYL: 3.00D; SPH: 12.00 | Standalone | DE0016024 | Indicated for patients with astigmatism of 2.5 dioptre cylinder (DC) and above in at least 1 eye; where correction of astigmatism is considered clinically necessary
Ophthalmic | Intraocular lens replacement | Intraocular lens (IOL) | Monofocal, astigmatism correcting IOL | Bausch and Lomb | MXET300 12.5MM +125 | MX60ET CYL: 3.00D; SPH: 12.50 | Standalone | DE0016024 | Indicated for patients with astigmatism of 2.5 dioptre cylinder (DC) and above in at least 1 eye; where correction of astigmatism is considered clinically necessary
Ophthalmic | Intraocular lens replacement | Intraocular lens (IOL) | Monofocal, astigmatism correcting IOL | Bausch and Lomb | MXET300 12.5MM +130 | MX60ET CYL: 3.00D; SPH: 13.00 | Standalone | DE0016024 | Indicated for patients with astigmatism of 2.5 dioptre cylinder (DC) and above in at least 1 eye; where correction of astigmatism is considered clinically necessary
Ophthalmic | Intraocular lens replacement | Intraocular lens (IOL) | Monofocal, astigmatism correcting IOL | Bausch and Lomb | MXET300 12.5MM +135 | MX60ET CYL: 3.00D; SPH: 1350 | Standalone | DE0016024 | Indicated for patients with astigmatism of 2.5 dioptre cylinder (DC) and above in at least 1 eye; where correction of astigmatism is considered clinically necessary
Ophthalmic | Intraocular lens replacement | Intraocular lens (IOL) | Monofocal, astigmatism correcting IOL | Bausch and Lomb | MXET300 12.5MM +140 | MX60ET CYL: 3.00D; SPH: 1400 | Standalone | DE0016024 | Indicated for patients with astigmatism of 2.5 dioptre cylinder (DC) and above in at least 1 eye; where correction of astigmatism is considered clinically necessary
Ophthalmic | Intraocular lens replacement | Intraocular lens (IOL) | Monofocal, astigmatism correcting IOL | Bausch and Lomb | MXET300 12.5MM +145 | MX60ET CYL: 3.00D; SPH: 14.50 | Standalone | DE0016024 | Indicated for patients with astigmatism of 2.5 dioptre cylinder (DC) and above in at least 1 eye; where correction of astigmatism is considered clinically necessary
Ophthalmic | Intraocular lens replacement | Intraocular lens (IOL) | Monofocal, astigmatism correcting IOL | Bausch and Lomb | MXET300 12.5MM +150 | MX60ET CYL: 3.00D; SPH: 15.00 | Standalone | DE0016024 | Indicated for patients with astigmatism of 2.5 dioptre cylinder (DC) and above in at least 1 eye; where correction of astigmatism is considered clinically necessary
Ophthalmic | Intraocular lens replacement | Intraocular lens (IOL) | Monofocal, astigmatism correcting IOL | Bausch and Lomb | MXET300 12.5MM +155 | MX60ET CYL: 3.00D; SPH: 15.50 | Standalone | DE0016024 | Indicated for patients with astigmatism of 2.5 dioptre cylinder (DC) and above in at least 1 eye; where correction of astigmatism is considered clinically necessary
Ophthalmic | Intraocular lens replacement | Intraocular lens (IOL) | Monofocal, astigmatism correcting IOL | Bausch and Lomb | MXET300 12.5MM +160 | MX60ET CYL: 3.00D; SPH: 16.00 | Standalone | DE0016024 | Indicated for patients with astigmatism of 2.5 dioptre cylinder (DC) and above in at least 1 eye; where correction of astigmatism is considered clinically necessary
Ophthalmic | Intraocular lens replacement | Intraocular lens (IOL) | Monofocal, astigmatism correcting IOL | Bausch and Lomb | MXET300 12.5MM +165 | MX60ET CYL: 3.00D; SPH: 16.50 | Standalone | DE0016024 | Indicated for patients with astigmatism of 2.5 dioptre cylinder (DC) and above in at least 1 eye; where correction of astigmatism is considered clinically necessary
Ophthalmic | Intraocular lens replacement | Intraocular lens (IOL) | Monofocal, astigmatism correcting IOL | Bausch and Lomb | MXET300 12.5MM +170 | MX60ET CYL: 3.00D; SPH: 17.00 | Standalone | DE0016024 | Indicated for patients with astigmatism of 2.5 dioptre cylinder (DC) and above in at least 1 eye; where correction of astigmatism is considered clinically necessary
Ophthalmic | Intraocular lens replacement | Intraocular lens (IOL) | Monofocal, astigmatism correcting IOL | Bausch and Lomb | MXET300 12.5MM +175 | MX60ET CYL: 3.00D; SPH: 17.50 | Standalone | DE0016024 | Indicated for patients with astigmatism of 2.5 dioptre cylinder (DC) and above in at least 1 eye; where correction of astigmatism is considered clinically necessary
Ophthalmic | Intraocular lens replacement | Intraocular lens (IOL) | Monofocal, astigmatism correcting IOL | Bausch and Lomb | MXET300 12.5MM +180 | MX60ET CYL: 3.00D; SPH: 18.00 | Standalone | DE0016024 | Indicated for patients with astigmatism of 2.5 dioptre cylinder (DC) and above in at least 1 eye; where correction of astigmatism is considered clinically necessary
Ophthalmic | Intraocular lens replacement | Intraocular lens (IOL) | Monofocal, astigmatism correcting IOL | Bausch and Lomb | MXET300 12.5MM +185 | MX60ET CYL: 3.00D; SPH: 18.50 | Standalone | DE0016024 | Indicated for patients with astigmatism of 2.5 dioptre cylinder (DC) and above in at least 1 eye; where correction of astigmatism is considered clinically necessary
Ophthalmic | Intraocular lens replacement | Intraocular lens (IOL) | Monofocal, astigmatism correcting IOL | Bausch and Lomb | MXET300 12.5MM +190 | MX60ET CYL: 3.00D; SPH: 19.00 | Standalone | DE0016024 | Indicated for patients with astigmatism of 2.5 dioptre cylinder (DC) and above in at least 1 eye; where correction of astigmatism is considered clinically necessary
Ophthalmic | Intraocular lens replacement | Intraocular lens (IOL) | Monofocal, astigmatism correcting IOL | Bausch and Lomb | MXET300 12.5MM +195 | MX60ET CYL: 3.00D; SPH: 19.50 | Standalone | DE0016024 | Indicated for patients with astigmatism of 2.5 dioptre cylinder (DC) and above in at least 1 eye; where correction of astigmatism is considered clinically necessary
Ophthalmic | Intraocular lens replacement | Intraocular lens (IOL) | Monofocal, astigmatism correcting IOL | Bausch and Lomb | MXET300 12.5MM +200 | MX60ET CYL: 3.00D; SPH: 20.00 | Standalone | DE0016024 | Indicated for patients with astigmatism of 2.5 dioptre cylinder (DC) and above in at least 1 eye; where correction of astigmatism is considered clinically necessary
Ophthalmic | Intraocular lens replacement | Intraocular lens (IOL) | Monofocal, astigmatism correcting IOL | Bausch and Lomb | MXET300 12.5MM +205 | MX60ET CYL: 3.00D; SPH: 20.50 | Standalone | DE0016024 | Indicated for patients with astigmatism of 2.5 dioptre cylinder (DC) and above in at least 1 eye; where correction of astigmatism is considered clinically necessary
Ophthalmic | Intraocular lens replacement | Intraocular lens (IOL) | Monofocal, astigmatism correcting IOL | Bausch and Lomb | MXET300 12.5MM +210 | MX60ET CYL: 3.00D; SPH: 21.00 | Standalone | DE0016024 | Indicated for patients with astigmatism of 2.5 dioptre cylinder (DC) and above in at least 1 eye; where correction of astigmatism is considered clinically necessary
Ophthalmic | Intraocular lens replacement | Intraocular lens (IOL) | Monofocal, astigmatism correcting IOL | Bausch and Lomb | MXET300 12.5MM +215 | MX60ET CYL: 3.00D; SPH: 21.50 | Standalone | DE0016024 | Indicated for patients with astigmatism of 2.5 dioptre cylinder (DC) and above in at least 1 eye; where correction of astigmatism is considered clinically necessary
Ophthalmic | Intraocular lens replacement | Intraocular lens (IOL) | Monofocal, astigmatism correcting IOL | Bausch and Lomb | MXET300 12.5MM +220 | MX60ET CYL: 3.00D; SPH: 22.00 | Standalone | DE0016024 | Indicated for patients with astigmatism of 2.5 dioptre cylinder (DC) and above in at least 1 eye; where correction of astigmatism is considered clinically necessary
Ophthalmic | Intraocular lens replacement | Intraocular lens (IOL) | Monofocal, astigmatism correcting IOL | Bausch and Lomb | MXET300 12.5MM +225 | MX60ET CYL: 3.00D; SPH: 22.50 | Standalone | DE0016024 | Indicated for patients with astigmatism of 2.5 dioptre cylinder (DC) and above in at least 1 eye; where correction of astigmatism is considered clinically necessary
Ophthalmic | Intraocular lens replacement | Intraocular lens (IOL) | Monofocal, astigmatism correcting IOL | Bausch and Lomb | MXET300 12.5MM +230 | MX60ET CYL: 3.00D; SPH: 23.00 | Standalone | DE0016024 | Indicated for patients with astigmatism of 2.5 dioptre cylinder (DC) and above in at least 1 eye; where correction of astigmatism is considered clinically necessary
Ophthalmic | Intraocular lens replacement | Intraocular lens (IOL) | Monofocal, astigmatism correcting IOL | Bausch and Lomb | MXET300 12.5MM +235 | MX60ET CYL: 3.00D; SPH: 23.50 | Standalone | DE0016024 | Indicated for patients with astigmatism of 2.5 dioptre cylinder (DC) and above in at least 1 eye; where correction of astigmatism is considered clinically necessary
Ophthalmic | Intraocular lens replacement | Intraocular lens (IOL) | Monofocal, astigmatism correcting IOL | Bausch and Lomb | MXET300 12.5MM +240 | MX60ET CYL: 3.00D; SPH: 24.00 | Standalone | DE0016024 | Indicated for patients with astigmatism of 2.5 dioptre cylinder (DC) and above in at least 1 eye; where correction of astigmatism is considered clinically necessary
Ophthalmic | Intraocular lens replacement | Intraocular lens (IOL) | Monofocal, astigmatism correcting IOL | Bausch and Lomb | MXET300 12.5MM +245 | MX60ET CYL: 3.00D; SPH: 24.50 | Standalone | DE0016024 | Indicated for patients with astigmatism of 2.5 dioptre cylinder (DC) and above in at least 1 eye; where correction of astigmatism is considered clinically necessary
Ophthalmic | Intraocular lens replacement | Intraocular lens (IOL) | Monofocal, astigmatism correcting IOL | Bausch and Lomb | MXET300 12.5MM +250 | MX60ET CYL: 3.00D; SPH: 25.00 | Standalone | DE0016024 | Indicated for patients with astigmatism of 2.5 dioptre cylinder (DC) and above in at least 1 eye; where correction of astigmatism is considered clinically necessary
Ophthalmic | Intraocular lens replacement | Intraocular lens (IOL) | Monofocal, astigmatism correcting IOL | Bausch and Lomb | MXET300 12.5MM +255 | MX60ET CYL: 3.00D; SPH: 25.50 | Standalone | DE0016024 | Indicated for patients with astigmatism of 2.5 dioptre cylinder (DC) and above in at least 1 eye; where correction of astigmatism is considered clinically necessary
Ophthalmic | Intraocular lens replacement | Intraocular lens (IOL) | Monofocal, astigmatism correcting IOL | Bausch and Lomb | MXET300 12.5MM +260 | MX60ET CYL: 3.00D; SPH: 26.00 | Standalone | DE0016024 | Indicated for patients with astigmatism of 2.5 dioptre cylinder (DC) and above in at least 1 eye; where correction of astigmatism is considered clinically necessary
Ophthalmic | Intraocular lens replacement | Intraocular lens (IOL) | Monofocal, astigmatism correcting IOL | Bausch and Lomb | MXET300 12.5MM +265 | MX60ET CYL: 3.00D; SPH: 26.50 | Standalone | DE0016024 | Indicated for patients with astigmatism of 2.5 dioptre cylinder (DC) and above in at least 1 eye; where correction of astigmatism is considered clinically necessary
Ophthalmic | Intraocular lens replacement | Intraocular lens (IOL) | Monofocal, astigmatism correcting IOL | Bausch and Lomb | MXET300 12.5MM +270 | MX60ET CYL: 3.00D; SPH: 27.00 | Standalone | DE0016024 | Indicated for patients with astigmatism of 2.5 dioptre cylinder (DC) and above in at least 1 eye; where correction of astigmatism is considered clinically necessary
Ophthalmic | Intraocular lens replacement | Intraocular lens (IOL) | Monofocal, astigmatism correcting IOL | Bausch and Lomb | MXET300 12.5MM +275 | MX60ET CYL: 3.00D; SPH: 27.50 | Standalone | DE0016024 | Indicated for patients with astigmatism of 2.5 dioptre cylinder (DC) and above in at least 1 eye; where correction of astigmatism is considered clinically necessary
Ophthalmic | Intraocular lens replacement | Intraocular lens (IOL) | Monofocal, astigmatism correcting IOL | Bausch and Lomb | MXET300 12.5MM +280 | MX60ET CYL: 3.00D; SPH: 28.00 | Standalone | DE0016024 | Indicated for patients with astigmatism of 2.5 dioptre cylinder (DC) and above in at least 1 eye; where correction of astigmatism is considered clinically necessary
Ophthalmic | Intraocular lens replacement | Intraocular lens (IOL) | Monofocal, astigmatism correcting IOL | Bausch and Lomb | MXET300 12.5MM +285 | MX60ET CYL: 3.00D; SPH: 28.50 | Standalone | DE0016024 | Indicated for patients with astigmatism of 2.5 dioptre cylinder (DC) and above in at least 1 eye; where correction of astigmatism is considered clinically necessary
Ophthalmic | Intraocular lens replacement | Intraocular lens (IOL) | Monofocal, astigmatism correcting IOL | Bausch and Lomb | MXET300 12.5MM +290 | MX60ET CYL: 3.00D; SPH: 29.00 | Standalone | DE0016024 | Indicated for patients with astigmatism of 2.5 dioptre cylinder (DC) and above in at least 1 eye; where correction of astigmatism is considered clinically necessary
Ophthalmic | Intraocular lens replacement | Intraocular lens (IOL) | Monofocal, astigmatism correcting IOL | Bausch and Lomb | MXET300 12.5MM +295 | MX60ET CYL: 3.00D; SPH: 29.50 | Standalone | DE0016024 | Indicated for patients with astigmatism of 2.5 dioptre cylinder (DC) and above in at least 1 eye; where correction of astigmatism is considered clinically necessary
Ophthalmic | Intraocular lens replacement | Intraocular lens (IOL) | Monofocal, astigmatism correcting IOL | Bausch and Lomb | MXET300 12.5MM +300 | MX60ET CYL: 3.00D; SPH: 30.00 | Standalone | DE0016024 | Indicated for patients with astigmatism of 2.5 dioptre cylinder (DC) and above in at least 1 eye; where correction of astigmatism is considered clinically necessary
Ophthalmic | Intraocular lens replacement | Intraocular lens (IOL) | Monofocal, astigmatism correcting IOL | Bausch and Lomb | MXET350 12.5MM +060 | MX60ET CYL: 3.50D; SPH: 6.00 | Standalone | DE0016024 | Indicated for patients with astigmatism of 2.5 dioptre cylinder (DC) and above in at least 1 eye; where correction of astigmatism is considered clinically necessary
Ophthalmic | Intraocular lens replacement | Intraocular lens (IOL) | Monofocal, astigmatism correcting IOL | Bausch and Lomb | MXET350 12.5MM +065 | MX60ET CYL: 3.50D; SPH: 6.50 | Standalone | DE0016024 | Indicated for patients with astigmatism of 2.5 dioptre cylinder (DC) and above in at least 1 eye; where correction of astigmatism is considered clinically necessary
Ophthalmic | Intraocular lens replacement | Intraocular lens (IOL) | Monofocal, astigmatism correcting IOL | Bausch and Lomb | MXET350 12.5MM +070 | MX60ET CYL: 3.50D; SPH: 7.00 | Standalone | DE0016024 | Indicated for patients with astigmatism of 2.5 dioptre cylinder (DC) and above in at least 1 eye; where correction of astigmatism is considered clinically necessary
Ophthalmic | Intraocular lens replacement | Intraocular lens (IOL) | Monofocal, astigmatism correcting IOL | Bausch and Lomb | MXET350 12.5MM +075 | MX60ET CYL: 3.50D; SPH: 7.50 | Standalone | DE0016024 | Indicated for patients with astigmatism of 2.5 dioptre cylinder (DC) and above in at least 1 eye; where correction of astigmatism is considered clinically necessary
Ophthalmic | Intraocular lens replacement | Intraocular lens (IOL) | Monofocal, astigmatism correcting IOL | Bausch and Lomb | MXET350 12.5MM +080 | MX60ET CYL: 3.50D; SPH: 8.00 | Standalone | DE0016024 | Indicated for patients with astigmatism of 2.5 dioptre cylinder (DC) and above in at least 1 eye; where correction of astigmatism is considered clinically necessary
Ophthalmic | Intraocular lens replacement | Intraocular lens (IOL) | Monofocal, astigmatism correcting IOL | Bausch and Lomb | MXET350 12.5MM +085 | MX60ET CYL: 3.50D; SPH: 8.50 | Standalone | DE0016024 | Indicated for patients with astigmatism of 2.5 dioptre cylinder (DC) and above in at least 1 eye; where correction of astigmatism is considered clinically necessary
Ophthalmic | Intraocular lens replacement | Intraocular lens (IOL) | Monofocal, astigmatism correcting IOL | Bausch and Lomb | MXET350 12.5MM +090 | MX60ET CYL: 3.50D; SPH: 9.00 | Standalone | DE0016024 | Indicated for patients with astigmatism of 2.5 dioptre cylinder (DC) and above in at least 1 eye; where correction of astigmatism is considered clinically necessary
Ophthalmic | Intraocular lens replacement | Intraocular lens (IOL) | Monofocal, astigmatism correcting IOL | Bausch and Lomb | MXET350 12.5MM +095 | MX60ET CYL: 3.50D; SPH: 9.50 | Standalone | DE0016024 | Indicated for patients with astigmatism of 2.5 dioptre cylinder (DC) and above in at least 1 eye; where correction of astigmatism is considered clinically necessary
Ophthalmic | Intraocular lens replacement | Intraocular lens (IOL) | Monofocal, astigmatism correcting IOL | Bausch and Lomb | MXET350 12.5MM +100 | MX60ET CYL: 3.50D; SPH: 10.00 | Standalone | DE0016024 | Indicated for patients with astigmatism of 2.5 dioptre cylinder (DC) and above in at least 1 eye; where correction of astigmatism is considered clinically necessary
Ophthalmic | Intraocular lens replacement | Intraocular lens (IOL) | Monofocal, astigmatism correcting IOL | Bausch and Lomb | MXET350 12.5MM +105 | MX60ET CYL: 3.50D; SPH: 10.50 | Standalone | DE0016024 | Indicated for patients with astigmatism of 2.5 dioptre cylinder (DC) and above in at least 1 eye; where correction of astigmatism is considered clinically necessary
Ophthalmic | Intraocular lens replacement | Intraocular lens (IOL) | Monofocal, astigmatism correcting IOL | Bausch and Lomb | MXET350 12.5MM +110 | MX60ET CYL: 3.50D; SPH: 11.00 | Standalone | DE0016024 | Indicated for patients with astigmatism of 2.5 dioptre cylinder (DC) and above in at least 1 eye; where correction of astigmatism is considered clinically necessary
Ophthalmic | Intraocular lens replacement | Intraocular lens (IOL) | Monofocal, astigmatism correcting IOL | Bausch and Lomb | MXET350 12.5MM +115 | MX60ET CYL: 3.50D; SPH: 11.50 | Standalone | DE0016024 | Indicated for patients with astigmatism of 2.5 dioptre cylinder (DC) and above in at least 1 eye; where correction of astigmatism is considered clinically necessary
Ophthalmic | Intraocular lens replacement | Intraocular lens (IOL) | Monofocal, astigmatism correcting IOL | Bausch and Lomb | MXET350 12.5MM +120 | MX60ET CYL: 3.50D; SPH: 12.00 | Standalone | DE0016024 | Indicated for patients with astigmatism of 2.5 dioptre cylinder (DC) and above in at least 1 eye; where correction of astigmatism is considered clinically necessary
Ophthalmic | Intraocular lens replacement | Intraocular lens (IOL) | Monofocal, astigmatism correcting IOL | Bausch and Lomb | MXET350 12.5MM +125 | MX60ET CYL: 3.50D; SPH: 12.50 | Standalone | DE0016024 | Indicated for patients with astigmatism of 2.5 dioptre cylinder (DC) and above in at least 1 eye; where correction of astigmatism is considered clinically necessary
Ophthalmic | Intraocular lens replacement | Intraocular lens (IOL) | Monofocal, astigmatism correcting IOL | Bausch and Lomb | MXET350 12.5MM +130 | MX60ET CYL: 3.50D; SPH: 13.00 | Standalone | DE0016024 | Indicated for patients with astigmatism of 2.5 dioptre cylinder (DC) and above in at least 1 eye; where correction of astigmatism is considered clinically necessary
Ophthalmic | Intraocular lens replacement | Intraocular lens (IOL) | Monofocal, astigmatism correcting IOL | Bausch and Lomb | MXET350 12.5MM +135 | MX60ET CYL: 3.50D; SPH: 1350 | Standalone | DE0016024 | Indicated for patients with astigmatism of 2.5 dioptre cylinder (DC) and above in at least 1 eye; where correction of astigmatism is considered clinically necessary
Ophthalmic | Intraocular lens replacement | Intraocular lens (IOL) | Monofocal, astigmatism correcting IOL | Bausch and Lomb | MXET350 12.5MM +140 | MX60ET CYL: 3.50D; SPH: 1400 | Standalone | DE0016024 | Indicated for patients with astigmatism of 2.5 dioptre cylinder (DC) and above in at least 1 eye; where correction of astigmatism is considered clinically necessary
Ophthalmic | Intraocular lens replacement | Intraocular lens (IOL) | Monofocal, astigmatism correcting IOL | Bausch and Lomb | MXET350 12.5MM +145 | MX60ET CYL: 3.50D; SPH: 14.50 | Standalone | DE0016024 | Indicated for patients with astigmatism of 2.5 dioptre cylinder (DC) and above in at least 1 eye; where correction of astigmatism is considered clinically necessary
Ophthalmic | Intraocular lens replacement | Intraocular lens (IOL) | Monofocal, astigmatism correcting IOL | Bausch and Lomb | MXET350 12.5MM +150 | MX60ET CYL: 3.50D; SPH: 15.00 | Standalone | DE0016024 | Indicated for patients with astigmatism of 2.5 dioptre cylinder (DC) and above in at least 1 eye; where correction of astigmatism is considered clinically necessary
Ophthalmic | Intraocular lens replacement | Intraocular lens (IOL) | Monofocal, astigmatism correcting IOL | Bausch and Lomb | MXET350 12.5MM +155 | MX60ET CYL: 3.50D; SPH: 15.50 | Standalone | DE0016024 | Indicated for patients with astigmatism of 2.5 dioptre cylinder (DC) and above in at least 1 eye; where correction of astigmatism is considered clinically necessary
Ophthalmic | Intraocular lens replacement | Intraocular lens (IOL) | Monofocal, astigmatism correcting IOL | Bausch and Lomb | MXET350 12.5MM +160 | MX60ET CYL: 3.50D; SPH: 16.00 | Standalone | DE0016024 | Indicated for patients with astigmatism of 2.5 dioptre cylinder (DC) and above in at least 1 eye; where correction of astigmatism is considered clinically necessary
Ophthalmic | Intraocular lens replacement | Intraocular lens (IOL) | Monofocal, astigmatism correcting IOL | Bausch and Lomb | MXET350 12.5MM +165 | MX60ET CYL: 3.50D; SPH: 16.50 | Standalone | DE0016024 | Indicated for patients with astigmatism of 2.5 dioptre cylinder (DC) and above in at least 1 eye; where correction of astigmatism is considered clinically necessary
Ophthalmic | Intraocular lens replacement | Intraocular lens (IOL) | Monofocal, astigmatism correcting IOL | Bausch and Lomb | MXET350 12.5MM +170 | MX60ET CYL: 3.50D; SPH: 17.00 | Standalone | DE0016024 | Indicated for patients with astigmatism of 2.5 dioptre cylinder (DC) and above in at least 1 eye; where correction of astigmatism is considered clinically necessary
Ophthalmic | Intraocular lens replacement | Intraocular lens (IOL) | Monofocal, astigmatism correcting IOL | Bausch and Lomb | MXET350 12.5MM +175 | MX60ET CYL: 3.50D; SPH: 17.50 | Standalone | DE0016024 | Indicated for patients with astigmatism of 2.5 dioptre cylinder (DC) and above in at least 1 eye; where correction of astigmatism is considered clinically necessary
Ophthalmic | Intraocular lens replacement | Intraocular lens (IOL) | Monofocal, astigmatism correcting IOL | Bausch and Lomb | MXET350 12.5MM +180 | MX60ET CYL: 3.50D; SPH: 18.00 | Standalone | DE0016024 | Indicated for patients with astigmatism of 2.5 dioptre cylinder (DC) and above in at least 1 eye; where correction of astigmatism is considered clinically necessary
Ophthalmic | Intraocular lens replacement | Intraocular lens (IOL) | Monofocal, astigmatism correcting IOL | Bausch and Lomb | MXET350 12.5MM +185 | MX60ET CYL: 3.50D; SPH: 18.50 | Standalone | DE0016024 | Indicated for patients with astigmatism of 2.5 dioptre cylinder (DC) and above in at least 1 eye; where correction of astigmatism is considered clinically necessary
Ophthalmic | Intraocular lens replacement | Intraocular lens (IOL) | Monofocal, astigmatism correcting IOL | Bausch and Lomb | MXET350 12.5MM +190 | MX60ET CYL: 3.50D; SPH: 19.00 | Standalone | DE0016024 | Indicated for patients with astigmatism of 2.5 dioptre cylinder (DC) and above in at least 1 eye; where correction of astigmatism is considered clinically necessary
Ophthalmic | Intraocular lens replacement | Intraocular lens (IOL) | Monofocal, astigmatism correcting IOL | Bausch and Lomb | MXET350 12.5MM +195 | MX60ET CYL: 3.50D; SPH: 19.50 | Standalone | DE0016024 | Indicated for patients with astigmatism of 2.5 dioptre cylinder (DC) and above in at least 1 eye; where correction of astigmatism is considered clinically necessary
Ophthalmic | Intraocular lens replacement | Intraocular lens (IOL) | Monofocal, astigmatism correcting IOL | Bausch and Lomb | MXET350 12.5MM +200 | MX60ET CYL: 3.50D; SPH: 20.00 | Standalone | DE0016024 | Indicated for patients with astigmatism of 2.5 dioptre cylinder (DC) and above in at least 1 eye; where correction of astigmatism is considered clinically necessary
Ophthalmic | Intraocular lens replacement | Intraocular lens (IOL) | Monofocal, astigmatism correcting IOL | Bausch and Lomb | MXET350 12.5MM +205 | MX60ET CYL: 3.50D; SPH: 20.50 | Standalone | DE0016024 | Indicated for patients with astigmatism of 2.5 dioptre cylinder (DC) and above in at least 1 eye; where correction of astigmatism is considered clinically necessary
Ophthalmic | Intraocular lens replacement | Intraocular lens (IOL) | Monofocal, astigmatism correcting IOL | Bausch and Lomb | MXET350 12.5MM +210 | MX60ET CYL: 3.50D; SPH: 21.00 | Standalone | DE0016024 | Indicated for patients with astigmatism of 2.5 dioptre cylinder (DC) and above in at least 1 eye; where correction of astigmatism is considered clinically necessary
Ophthalmic | Intraocular lens replacement | Intraocular lens (IOL) | Monofocal, astigmatism correcting IOL | Bausch and Lomb | MXET350 12.5MM +215 | MX60ET CYL: 3.50D; SPH: 21.50 | Standalone | DE0016024 | Indicated for patients with astigmatism of 2.5 dioptre cylinder (DC) and above in at least 1 eye; where correction of astigmatism is considered clinically necessary
Ophthalmic | Intraocular lens replacement | Intraocular lens (IOL) | Monofocal, astigmatism correcting IOL | Bausch and Lomb | MXET350 12.5MM +220 | MX60ET CYL: 3.50D; SPH: 22.00 | Standalone | DE0016024 | Indicated for patients with astigmatism of 2.5 dioptre cylinder (DC) and above in at least 1 eye; where correction of astigmatism is considered clinically necessary
Ophthalmic | Intraocular lens replacement | Intraocular lens (IOL) | Monofocal, astigmatism correcting IOL | Bausch and Lomb | MXET350 12.5MM +225 | MX60ET CYL: 3.50D; SPH: 22.50 | Standalone | DE0016024 | Indicated for patients with astigmatism of 2.5 dioptre cylinder (DC) and above in at least 1 eye; where correction of astigmatism is considered clinically necessary
Ophthalmic | Intraocular lens replacement | Intraocular lens (IOL) | Monofocal, astigmatism correcting IOL | Bausch and Lomb | MXET350 12.5MM +230 | MX60ET CYL: 3.50D; SPH: 23.00 | Standalone | DE0016024 | Indicated for patients with astigmatism of 2.5 dioptre cylinder (DC) and above in at least 1 eye; where correction of astigmatism is considered clinically necessary
Ophthalmic | Intraocular lens replacement | Intraocular lens (IOL) | Monofocal, astigmatism correcting IOL | Bausch and Lomb | MXET350 12.5MM +235 | MX60ET CYL: 3.50D; SPH: 23.50 | Standalone | DE0016024 | Indicated for patients with astigmatism of 2.5 dioptre cylinder (DC) and above in at least 1 eye; where correction of astigmatism is considered clinically necessary
Ophthalmic | Intraocular lens replacement | Intraocular lens (IOL) | Monofocal, astigmatism correcting IOL | Bausch and Lomb | MXET350 12.5MM +240 | MX60ET CYL: 3.50D; SPH: 24.00 | Standalone | DE0016024 | Indicated for patients with astigmatism of 2.5 dioptre cylinder (DC) and above in at least 1 eye; where correction of astigmatism is considered clinically necessary
Ophthalmic | Intraocular lens replacement | Intraocular lens (IOL) | Monofocal, astigmatism correcting IOL | Bausch and Lomb | MXET350 12.5MM +245 | MX60ET CYL: 3.50D; SPH: 24.50 | Standalone | DE0016024 | Indicated for patients with astigmatism of 2.5 dioptre cylinder (DC) and above in at least 1 eye; where correction of astigmatism is considered clinically necessary
Ophthalmic | Intraocular lens replacement | Intraocular lens (IOL) | Monofocal, astigmatism correcting IOL | Bausch and Lomb | MXET350 12.5MM +250 | MX60ET CYL: 3.50D; SPH: 25.00 | Standalone | DE0016024 | Indicated for patients with astigmatism of 2.5 dioptre cylinder (DC) and above in at least 1 eye; where correction of astigmatism is considered clinically necessary
Ophthalmic | Intraocular lens replacement | Intraocular lens (IOL) | Monofocal, astigmatism correcting IOL | Bausch and Lomb | MXET350 12.5MM +255 | MX60ET CYL: 3.50D; SPH: 25.50 | Standalone | DE0016024 | Indicated for patients with astigmatism of 2.5 dioptre cylinder (DC) and above in at least 1 eye; where correction of astigmatism is considered clinically necessary
Ophthalmic | Intraocular lens replacement | Intraocular lens (IOL) | Monofocal, astigmatism correcting IOL | Bausch and Lomb | MXET350 12.5MM +260 | MX60ET CYL: 3.50D; SPH: 26.00 | Standalone | DE0016024 | Indicated for patients with astigmatism of 2.5 dioptre cylinder (DC) and above in at least 1 eye; where correction of astigmatism is considered clinically necessary
Ophthalmic | Intraocular lens replacement | Intraocular lens (IOL) | Monofocal, astigmatism correcting IOL | Bausch and Lomb | MXET350 12.5MM +265 | MX60ET CYL: 3.50D; SPH: 26.50 | Standalone | DE0016024 | Indicated for patients with astigmatism of 2.5 dioptre cylinder (DC) and above in at least 1 eye; where correction of astigmatism is considered clinically necessary
Ophthalmic | Intraocular lens replacement | Intraocular lens (IOL) | Monofocal, astigmatism correcting IOL | Bausch and Lomb | MXET350 12.5MM +270 | MX60ET CYL: 3.50D; SPH: 27.00 | Standalone | DE0016024 | Indicated for patients with astigmatism of 2.5 dioptre cylinder (DC) and above in at least 1 eye; where correction of astigmatism is considered clinically necessary
Ophthalmic | Intraocular lens replacement | Intraocular lens (IOL) | Monofocal, astigmatism correcting IOL | Bausch and Lomb | MXET350 12.5MM +275 | MX60ET CYL: 3.50D; SPH: 27.50 | Standalone | DE0016024 | Indicated for patients with astigmatism of 2.5 dioptre cylinder (DC) and above in at least 1 eye; where correction of astigmatism is considered clinically necessary
Ophthalmic | Intraocular lens replacement | Intraocular lens (IOL) | Monofocal, astigmatism correcting IOL | Bausch and Lomb | MXET350 12.5MM +280 | MX60ET CYL: 3.50D; SPH: 28.00 | Standalone | DE0016024 | Indicated for patients with astigmatism of 2.5 dioptre cylinder (DC) and above in at least 1 eye; where correction of astigmatism is considered clinically necessary
Ophthalmic | Intraocular lens replacement | Intraocular lens (IOL) | Monofocal, astigmatism correcting IOL | Bausch and Lomb | MXET350 12.5MM +285 | MX60ET CYL: 3.50D; SPH: 28.50 | Standalone | DE0016024 | Indicated for patients with astigmatism of 2.5 dioptre cylinder (DC) and above in at least 1 eye; where correction of astigmatism is considered clinically necessary
Ophthalmic | Intraocular lens replacement | Intraocular lens (IOL) | Monofocal, astigmatism correcting IOL | Bausch and Lomb | MXET350 12.5MM +290 | MX60ET CYL: 3.50D; SPH: 29.00 | Standalone | DE0016024 | Indicated for patients with astigmatism of 2.5 dioptre cylinder (DC) and above in at least 1 eye; where correction of astigmatism is considered clinically necessary
Ophthalmic | Intraocular lens replacement | Intraocular lens (IOL) | Monofocal, astigmatism correcting IOL | Bausch and Lomb | MXET350 12.5MM +295 | MX60ET CYL: 3.50D; SPH: 29.50 | Standalone | DE0016024 | Indicated for patients with astigmatism of 2.5 dioptre cylinder (DC) and above in at least 1 eye; where correction of astigmatism is considered clinically necessary
Ophthalmic | Intraocular lens replacement | Intraocular lens (IOL) | Monofocal, astigmatism correcting IOL | Bausch and Lomb | MXET350 12.5MM +300 | MX60ET CYL: 3.50D; SPH: 30.00 | Standalone | DE0016024 | Indicated for patients with astigmatism of 2.5 dioptre cylinder (DC) and above in at least 1 eye; where correction of astigmatism is considered clinically necessary
Ophthalmic | Intraocular lens replacement | Intraocular lens (IOL) | Monofocal, astigmatism correcting IOL | Bausch and Lomb | MXET425 12.5MM +060 | MX60ET CYL: 4.25D; SPH: 6.00 | Standalone | DE0016024 | Indicated for patients with astigmatism of 2.5 dioptre cylinder (DC) and above in at least 1 eye; where correction of astigmatism is considered clinically necessary
Ophthalmic | Intraocular lens replacement | Intraocular lens (IOL) | Monofocal, astigmatism correcting IOL | Bausch and Lomb | MXET425 12.5MM +065 | MX60ET CYL: 4.25D; SPH: 6.50 | Standalone | DE0016024 | Indicated for patients with astigmatism of 2.5 dioptre cylinder (DC) and above in at least 1 eye; where correction of astigmatism is considered clinically necessary
Ophthalmic | Intraocular lens replacement | Intraocular lens (IOL) | Monofocal, astigmatism correcting IOL | Bausch and Lomb | MXET425 12.5MM +070 | MX60ET CYL: 4.25D; SPH: 7.00 | Standalone | DE0016024 | Indicated for patients with astigmatism of 2.5 dioptre cylinder (DC) and above in at least 1 eye; where correction of astigmatism is considered clinically necessary
Ophthalmic | Intraocular lens replacement | Intraocular lens (IOL) | Monofocal, astigmatism correcting IOL | Bausch and Lomb | MXET425 12.5MM +075 | MX60ET CYL: 4.25D; SPH: 7.50 | Standalone | DE0016024 | Indicated for patients with astigmatism of 2.5 dioptre cylinder (DC) and above in at least 1 eye; where correction of astigmatism is considered clinically necessary
Ophthalmic | Intraocular lens replacement | Intraocular lens (IOL) | Monofocal, astigmatism correcting IOL | Bausch and Lomb | MXET425 12.5MM +080 | MX60ET CYL: 4.25D; SPH: 8.00 | Standalone | DE0016024 | Indicated for patients with astigmatism of 2.5 dioptre cylinder (DC) and above in at least 1 eye; where correction of astigmatism is considered clinically necessary
Ophthalmic | Intraocular lens replacement | Intraocular lens (IOL) | Monofocal, astigmatism correcting IOL | Bausch and Lomb | MXET425 12.5MM +085 | MX60ET CYL: 4.25D; SPH: 8.50 | Standalone | DE0016024 | Indicated for patients with astigmatism of 2.5 dioptre cylinder (DC) and above in at least 1 eye; where correction of astigmatism is considered clinically necessary
Ophthalmic | Intraocular lens replacement | Intraocular lens (IOL) | Monofocal, astigmatism correcting IOL | Bausch and Lomb | MXET425 12.5MM +090 | MX60ET CYL: 4.25D; SPH: 9.00 | Standalone | DE0016024 | Indicated for patients with astigmatism of 2.5 dioptre cylinder (DC) and above in at least 1 eye; where correction of astigmatism is considered clinically necessary
Ophthalmic | Intraocular lens replacement | Intraocular lens (IOL) | Monofocal, astigmatism correcting IOL | Bausch and Lomb | MXET425 12.5MM +095 | MX60ET CYL: 4.25D; SPH: 9.50 | Standalone | DE0016024 | Indicated for patients with astigmatism of 2.5 dioptre cylinder (DC) and above in at least 1 eye; where correction of astigmatism is considered clinically necessary
Ophthalmic | Intraocular lens replacement | Intraocular lens (IOL) | Monofocal, astigmatism correcting IOL | Bausch and Lomb | MXET425 12.5MM +100 | MX60ET CYL: 4.25D; SPH: 10.00 | Standalone | DE0016024 | Indicated for patients with astigmatism of 2.5 dioptre cylinder (DC) and above in at least 1 eye; where correction of astigmatism is considered clinically necessary
Ophthalmic | Intraocular lens replacement | Intraocular lens (IOL) | Monofocal, astigmatism correcting IOL | Bausch and Lomb | MXET425 12.5MM +105 | MX60ET CYL: 4.25D; SPH: 10.50 | Standalone | DE0016024 | Indicated for patients with astigmatism of 2.5 dioptre cylinder (DC) and above in at least 1 eye; where correction of astigmatism is considered clinically necessary
Ophthalmic | Intraocular lens replacement | Intraocular lens (IOL) | Monofocal, astigmatism correcting IOL | Bausch and Lomb | MXET425 12.5MM +110 | MX60ET CYL: 4.25D; SPH: 11.00 | Standalone | DE0016024 | Indicated for patients with astigmatism of 2.5 dioptre cylinder (DC) and above in at least 1 eye; where correction of astigmatism is considered clinically necessary
Ophthalmic | Intraocular lens replacement | Intraocular lens (IOL) | Monofocal, astigmatism correcting IOL | Bausch and Lomb | MXET425 12.5MM +115 | MX60ET CYL: 4.25D; SPH: 11.50 | Standalone | DE0016024 | Indicated for patients with astigmatism of 2.5 dioptre cylinder (DC) and above in at least 1 eye; where correction of astigmatism is considered clinically necessary
Ophthalmic | Intraocular lens replacement | Intraocular lens (IOL) | Monofocal, astigmatism correcting IOL | Bausch and Lomb | MXET425 12.5MM +120 | MX60ET CYL: 4.25D; SPH: 12.00 | Standalone | DE0016024 | Indicated for patients with astigmatism of 2.5 dioptre cylinder (DC) and above in at least 1 eye; where correction of astigmatism is considered clinically necessary
Ophthalmic | Intraocular lens replacement | Intraocular lens (IOL) | Monofocal, astigmatism correcting IOL | Bausch and Lomb | MXET425 12.5MM +125 | MX60ET CYL: 4.25D; SPH: 12.50 | Standalone | DE0016024 | Indicated for patients with astigmatism of 2.5 dioptre cylinder (DC) and above in at least 1 eye; where correction of astigmatism is considered clinically necessary
Ophthalmic | Intraocular lens replacement | Intraocular lens (IOL) | Monofocal, astigmatism correcting IOL | Bausch and Lomb | MXET425 12.5MM +130 | MX60ET CYL: 4.25D; SPH: 13.00 | Standalone | DE0016024 | Indicated for patients with astigmatism of 2.5 dioptre cylinder (DC) and above in at least 1 eye; where correction of astigmatism is considered clinically necessary
Ophthalmic | Intraocular lens replacement | Intraocular lens (IOL) | Monofocal, astigmatism correcting IOL | Bausch and Lomb | MXET425 12.5MM +135 | MX60ET CYL: 4.25D; SPH: 1350 | Standalone | DE0016024 | Indicated for patients with astigmatism of 2.5 dioptre cylinder (DC) and above in at least 1 eye; where correction of astigmatism is considered clinically necessary
Ophthalmic | Intraocular lens replacement | Intraocular lens (IOL) | Monofocal, astigmatism correcting IOL | Bausch and Lomb | MXET425 12.5MM +140 | MX60ET CYL: 4.25D; SPH: 1400 | Standalone | DE0016024 | Indicated for patients with astigmatism of 2.5 dioptre cylinder (DC) and above in at least 1 eye; where correction of astigmatism is considered clinically necessary
Ophthalmic | Intraocular lens replacement | Intraocular lens (IOL) | Monofocal, astigmatism correcting IOL | Bausch and Lomb | MXET425 12.5MM +145 | MX60ET CYL: 4.25D; SPH: 14.50 | Standalone | DE0016024 | Indicated for patients with astigmatism of 2.5 dioptre cylinder (DC) and above in at least 1 eye; where correction of astigmatism is considered clinically necessary
Ophthalmic | Intraocular lens replacement | Intraocular lens (IOL) | Monofocal, astigmatism correcting IOL | Bausch and Lomb | MXET425 12.5MM +150 | MX60ET CYL: 4.25D; SPH: 15.00 | Standalone | DE0016024 | Indicated for patients with astigmatism of 2.5 dioptre cylinder (DC) and above in at least 1 eye; where correction of astigmatism is considered clinically necessary
Ophthalmic | Intraocular lens replacement | Intraocular lens (IOL) | Monofocal, astigmatism correcting IOL | Bausch and Lomb | MXET425 12.5MM +155 | MX60ET CYL: 4.25D; SPH: 15.50 | Standalone | DE0016024 | Indicated for patients with astigmatism of 2.5 dioptre cylinder (DC) and above in at least 1 eye; where correction of astigmatism is considered clinically necessary
Ophthalmic | Intraocular lens replacement | Intraocular lens (IOL) | Monofocal, astigmatism correcting IOL | Bausch and Lomb | MXET425 12.5MM +160 | MX60ET CYL: 4.25D; SPH: 16.00 | Standalone | DE0016024 | Indicated for patients with astigmatism of 2.5 dioptre cylinder (DC) and above in at least 1 eye; where correction of astigmatism is considered clinically necessary
Ophthalmic | Intraocular lens replacement | Intraocular lens (IOL) | Monofocal, astigmatism correcting IOL | Bausch and Lomb | MXET425 12.5MM +165 | MX60ET CYL: 4.25D; SPH: 16.50 | Standalone | DE0016024 | Indicated for patients with astigmatism of 2.5 dioptre cylinder (DC) and above in at least 1 eye; where correction of astigmatism is considered clinically necessary
Ophthalmic | Intraocular lens replacement | Intraocular lens (IOL) | Monofocal, astigmatism correcting IOL | Bausch and Lomb | MXET425 12.5MM +170 | MX60ET CYL: 4.25D; SPH: 17.00 | Standalone | DE0016024 | Indicated for patients with astigmatism of 2.5 dioptre cylinder (DC) and above in at least 1 eye; where correction of astigmatism is considered clinically necessary
Ophthalmic | Intraocular lens replacement | Intraocular lens (IOL) | Monofocal, astigmatism correcting IOL | Bausch and Lomb | MXET425 12.5MM +175 | MX60ET CYL: 4.25D; SPH: 17.50 | Standalone | DE0016024 | Indicated for patients with astigmatism of 2.5 dioptre cylinder (DC) and above in at least 1 eye; where correction of astigmatism is considered clinically necessary
Ophthalmic | Intraocular lens replacement | Intraocular lens (IOL) | Monofocal, astigmatism correcting IOL | Bausch and Lomb | MXET425 12.5MM +180 | MX60ET CYL: 4.25D; SPH: 18.00 | Standalone | DE0016024 | Indicated for patients with astigmatism of 2.5 dioptre cylinder (DC) and above in at least 1 eye; where correction of astigmatism is considered clinically necessary
Ophthalmic | Intraocular lens replacement | Intraocular lens (IOL) | Monofocal, astigmatism correcting IOL | Bausch and Lomb | MXET425 12.5MM +185 | MX60ET CYL: 4.25D; SPH: 18.50 | Standalone | DE0016024 | Indicated for patients with astigmatism of 2.5 dioptre cylinder (DC) and above in at least 1 eye; where correction of astigmatism is considered clinically necessary
Ophthalmic | Intraocular lens replacement | Intraocular lens (IOL) | Monofocal, astigmatism correcting IOL | Bausch and Lomb | MXET425 12.5MM +190 | MX60ET CYL: 4.25D; SPH: 19.00 | Standalone | DE0016024 | Indicated for patients with astigmatism of 2.5 dioptre cylinder (DC) and above in at least 1 eye; where correction of astigmatism is considered clinically necessary
Ophthalmic | Intraocular lens replacement | Intraocular lens (IOL) | Monofocal, astigmatism correcting IOL | Bausch and Lomb | MXET425 12.5MM +195 | MX60ET CYL: 4.25D; SPH: 19.50 | Standalone | DE0016024 | Indicated for patients with astigmatism of 2.5 dioptre cylinder (DC) and above in at least 1 eye; where correction of astigmatism is considered clinically necessary
Ophthalmic | Intraocular lens replacement | Intraocular lens (IOL) | Monofocal, astigmatism correcting IOL | Bausch and Lomb | MXET425 12.5MM +200 | MX60ET CYL: 4.25D; SPH: 20.00 | Standalone | DE0016024 | Indicated for patients with astigmatism of 2.5 dioptre cylinder (DC) and above in at least 1 eye; where correction of astigmatism is considered clinically necessary
Ophthalmic | Intraocular lens replacement | Intraocular lens (IOL) | Monofocal, astigmatism correcting IOL | Bausch and Lomb | MXET425 12.5MM +205 | MX60ET CYL: 4.25D; SPH: 20.50 | Standalone | DE0016024 | Indicated for patients with astigmatism of 2.5 dioptre cylinder (DC) and above in at least 1 eye; where correction of astigmatism is considered clinically necessary
Ophthalmic | Intraocular lens replacement | Intraocular lens (IOL) | Monofocal, astigmatism correcting IOL | Bausch and Lomb | MXET425 12.5MM +210 | MX60ET CYL: 4.25D; SPH: 21.00 | Standalone | DE0016024 | Indicated for patients with astigmatism of 2.5 dioptre cylinder (DC) and above in at least 1 eye; where correction of astigmatism is considered clinically necessary
Ophthalmic | Intraocular lens replacement | Intraocular lens (IOL) | Monofocal, astigmatism correcting IOL | Bausch and Lomb | MXET425 12.5MM +215 | MX60ET CYL: 4.25D; SPH: 21.50 | Standalone | DE0016024 | Indicated for patients with astigmatism of 2.5 dioptre cylinder (DC) and above in at least 1 eye; where correction of astigmatism is considered clinically necessary
Ophthalmic | Intraocular lens replacement | Intraocular lens (IOL) | Monofocal, astigmatism correcting IOL | Bausch and Lomb | MXET425 12.5MM +220 | MX60ET CYL: 4.25D; SPH: 22.00 | Standalone | DE0016024 | Indicated for patients with astigmatism of 2.5 dioptre cylinder (DC) and above in at least 1 eye; where correction of astigmatism is considered clinically necessary
Ophthalmic | Intraocular lens replacement | Intraocular lens (IOL) | Monofocal, astigmatism correcting IOL | Bausch and Lomb | MXET425 12.5MM +225 | MX60ET CYL: 4.25D; SPH: 22.50 | Standalone | DE0016024 | Indicated for patients with astigmatism of 2.5 dioptre cylinder (DC) and above in at least 1 eye; where correction of astigmatism is considered clinically necessary
Ophthalmic | Intraocular lens replacement | Intraocular lens (IOL) | Monofocal, astigmatism correcting IOL | Bausch and Lomb | MXET425 12.5MM +230 | MX60ET CYL: 4.25D; SPH: 23.00 | Standalone | DE0016024 | Indicated for patients with astigmatism of 2.5 dioptre cylinder (DC) and above in at least 1 eye; where correction of astigmatism is considered clinically necessary
Ophthalmic | Intraocular lens replacement | Intraocular lens (IOL) | Monofocal, astigmatism correcting IOL | Bausch and Lomb | MXET425 12.5MM +235 | MX60ET CYL: 4.25D; SPH: 23.50 | Standalone | DE0016024 | Indicated for patients with astigmatism of 2.5 dioptre cylinder (DC) and above in at least 1 eye; where correction of astigmatism is considered clinically necessary
Ophthalmic | Intraocular lens replacement | Intraocular lens (IOL) | Monofocal, astigmatism correcting IOL | Bausch and Lomb | MXET425 12.5MM +240 | MX60ET CYL: 4.25D; SPH: 24.00 | Standalone | DE0016024 | Indicated for patients with astigmatism of 2.5 dioptre cylinder (DC) and above in at least 1 eye; where correction of astigmatism is considered clinically necessary
Ophthalmic | Intraocular lens replacement | Intraocular lens (IOL) | Monofocal, astigmatism correcting IOL | Bausch and Lomb | MXET425 12.5MM +245 | MX60ET CYL: 4.25D; SPH: 24.50 | Standalone | DE0016024 | Indicated for patients with astigmatism of 2.5 dioptre cylinder (DC) and above in at least 1 eye; where correction of astigmatism is considered clinically necessary
Ophthalmic | Intraocular lens replacement | Intraocular lens (IOL) | Monofocal, astigmatism correcting IOL | Bausch and Lomb | MXET425 12.5MM +250 | MX60ET CYL: 4.25D; SPH: 25.00 | Standalone | DE0016024 | Indicated for patients with astigmatism of 2.5 dioptre cylinder (DC) and above in at least 1 eye; where correction of astigmatism is considered clinically necessary
Ophthalmic | Intraocular lens replacement | Intraocular lens (IOL) | Monofocal, astigmatism correcting IOL | Bausch and Lomb | MXET425 12.5MM +255 | MX60ET CYL: 4.25D; SPH: 25.50 | Standalone | DE0016024 | Indicated for patients with astigmatism of 2.5 dioptre cylinder (DC) and above in at least 1 eye; where correction of astigmatism is considered clinically necessary
Ophthalmic | Intraocular lens replacement | Intraocular lens (IOL) | Monofocal, astigmatism correcting IOL | Bausch and Lomb | MXET425 12.5MM +260 | MX60ET CYL: 4.25D; SPH: 26.00 | Standalone | DE0016024 | Indicated for patients with astigmatism of 2.5 dioptre cylinder (DC) and above in at least 1 eye; where correction of astigmatism is considered clinically necessary
Ophthalmic | Intraocular lens replacement | Intraocular lens (IOL) | Monofocal, astigmatism correcting IOL | Bausch and Lomb | MXET425 12.5MM +265 | MX60ET CYL: 4.25D; SPH: 26.50 | Standalone | DE0016024 | Indicated for patients with astigmatism of 2.5 dioptre cylinder (DC) and above in at least 1 eye; where correction of astigmatism is considered clinically necessary
Ophthalmic | Intraocular lens replacement | Intraocular lens (IOL) | Monofocal, astigmatism correcting IOL | Bausch and Lomb | MXET425 12.5MM +270 | MX60ET CYL: 4.25D; SPH: 27.00 | Standalone | DE0016024 | Indicated for patients with astigmatism of 2.5 dioptre cylinder (DC) and above in at least 1 eye; where correction of astigmatism is considered clinically necessary
Ophthalmic | Intraocular lens replacement | Intraocular lens (IOL) | Monofocal, astigmatism correcting IOL | Bausch and Lomb | MXET425 12.5MM +275 | MX60ET CYL: 4.25D; SPH: 27.50 | Standalone | DE0016024 | Indicated for patients with astigmatism of 2.5 dioptre cylinder (DC) and above in at least 1 eye; where correction of astigmatism is considered clinically necessary
Ophthalmic | Intraocular lens replacement | Intraocular lens (IOL) | Monofocal, astigmatism correcting IOL | Bausch and Lomb | MXET425 12.5MM +280 | MX60ET CYL: 4.25D; SPH: 28.00 | Standalone | DE0016024 | Indicated for patients with astigmatism of 2.5 dioptre cylinder (DC) and above in at least 1 eye; where correction of astigmatism is considered clinically necessary
Ophthalmic | Intraocular lens replacement | Intraocular lens (IOL) | Monofocal, astigmatism correcting IOL | Bausch and Lomb | MXET425 12.5MM +285 | MX60ET CYL: 4.25D; SPH: 28.50 | Standalone | DE0016024 | Indicated for patients with astigmatism of 2.5 dioptre cylinder (DC) and above in at least 1 eye; where correction of astigmatism is considered clinically necessary
Ophthalmic | Intraocular lens replacement | Intraocular lens (IOL) | Monofocal, astigmatism correcting IOL | Bausch and Lomb | MXET425 12.5MM +290 | MX60ET CYL: 4.25D; SPH: 29.00 | Standalone | DE0016024 | Indicated for patients with astigmatism of 2.5 dioptre cylinder (DC) and above in at least 1 eye; where correction of astigmatism is considered clinically necessary
Ophthalmic | Intraocular lens replacement | Intraocular lens (IOL) | Monofocal, astigmatism correcting IOL | Bausch and Lomb | MXET425 12.5MM +295 | MX60ET CYL: 4.25D; SPH: 29.50 | Standalone | DE0016024 | Indicated for patients with astigmatism of 2.5 dioptre cylinder (DC) and above in at least 1 eye; where correction of astigmatism is considered clinically necessary
Ophthalmic | Intraocular lens replacement | Intraocular lens (IOL) | Monofocal, astigmatism correcting IOL | Bausch and Lomb | MXET425 12.5MM +300 | MX60ET CYL: 4.25D; SPH: 30.00 | Standalone | DE0016024 | Indicated for patients with astigmatism of 2.5 dioptre cylinder (DC) and above in at least 1 eye; where correction of astigmatism is considered clinically necessary
Ophthalmic | Intraocular lens replacement | Intraocular lens (IOL) | Monofocal, astigmatism correcting IOL | Bausch and Lomb | MXET500 12.5MM +060 | MX60ET CYL: 5.00D; SPH: 6.00 | Standalone | DE0016024 | Indicated for patients with astigmatism of 2.5 dioptre cylinder (DC) and above in at least 1 eye; where correction of astigmatism is considered clinically necessary
Ophthalmic | Intraocular lens replacement | Intraocular lens (IOL) | Monofocal, astigmatism correcting IOL | Bausch and Lomb | MXET500 12.5MM +065 | MX60ET CYL: 5.00D; SPH: 6.50 | Standalone | DE0016024 | Indicated for patients with astigmatism of 2.5 dioptre cylinder (DC) and above in at least 1 eye; where correction of astigmatism is considered clinically necessary
Ophthalmic | Intraocular lens replacement | Intraocular lens (IOL) | Monofocal, astigmatism correcting IOL | Bausch and Lomb | MXET500 12.5MM +070 | MX60ET CYL: 5.00D; SPH: 7.00 | Standalone | DE0016024 | Indicated for patients with astigmatism of 2.5 dioptre cylinder (DC) and above in at least 1 eye; where correction of astigmatism is considered clinically necessary
Ophthalmic | Intraocular lens replacement | Intraocular lens (IOL) | Monofocal, astigmatism correcting IOL | Bausch and Lomb | MXET500 12.5MM +075 | MX60ET CYL: 5.00D; SPH: 7.50 | Standalone | DE0016024 | Indicated for patients with astigmatism of 2.5 dioptre cylinder (DC) and above in at least 1 eye; where correction of astigmatism is considered clinically necessary
Ophthalmic | Intraocular lens replacement | Intraocular lens (IOL) | Monofocal, astigmatism correcting IOL | Bausch and Lomb | MXET500 12.5MM +080 | MX60ET CYL: 5.00D; SPH: 8.00 | Standalone | DE0016024 | Indicated for patients with astigmatism of 2.5 dioptre cylinder (DC) and above in at least 1 eye; where correction of astigmatism is considered clinically necessary
Ophthalmic | Intraocular lens replacement | Intraocular lens (IOL) | Monofocal, astigmatism correcting IOL | Bausch and Lomb | MXET500 12.5MM +085 | MX60ET CYL: 5.00D; SPH: 8.50 | Standalone | DE0016024 | Indicated for patients with astigmatism of 2.5 dioptre cylinder (DC) and above in at least 1 eye; where correction of astigmatism is considered clinically necessary
Ophthalmic | Intraocular lens replacement | Intraocular lens (IOL) | Monofocal, astigmatism correcting IOL | Bausch and Lomb | MXET500 12.5MM +090 | MX60ET CYL: 5.00D; SPH: 9.00 | Standalone | DE0016024 | Indicated for patients with astigmatism of 2.5 dioptre cylinder (DC) and above in at least 1 eye; where correction of astigmatism is considered clinically necessary
Ophthalmic | Intraocular lens replacement | Intraocular lens (IOL) | Monofocal, astigmatism correcting IOL | Bausch and Lomb | MXET500 12.5MM +095 | MX60ET CYL: 5.00D; SPH: 9.50 | Standalone | DE0016024 | Indicated for patients with astigmatism of 2.5 dioptre cylinder (DC) and above in at least 1 eye; where correction of astigmatism is considered clinically necessary
Ophthalmic | Intraocular lens replacement | Intraocular lens (IOL) | Monofocal, astigmatism correcting IOL | Bausch and Lomb | MXET500 12.5MM +100 | MX60ET CYL: 5.00D; SPH: 10.00 | Standalone | DE0016024 | Indicated for patients with astigmatism of 2.5 dioptre cylinder (DC) and above in at least 1 eye; where correction of astigmatism is considered clinically necessary
Ophthalmic | Intraocular lens replacement | Intraocular lens (IOL) | Monofocal, astigmatism correcting IOL | Bausch and Lomb | MXET500 12.5MM +105 | MX60ET CYL: 5.00D; SPH: 10.50 | Standalone | DE0016024 | Indicated for patients with astigmatism of 2.5 dioptre cylinder (DC) and above in at least 1 eye; where correction of astigmatism is considered clinically necessary
Ophthalmic | Intraocular lens replacement | Intraocular lens (IOL) | Monofocal, astigmatism correcting IOL | Bausch and Lomb | MXET500 12.5MM +110 | MX60ET CYL: 5.00D; SPH: 11.00 | Standalone | DE0016024 | Indicated for patients with astigmatism of 2.5 dioptre cylinder (DC) and above in at least 1 eye; where correction of astigmatism is considered clinically necessary
Ophthalmic | Intraocular lens replacement | Intraocular lens (IOL) | Monofocal, astigmatism correcting IOL | Bausch and Lomb | MXET500 12.5MM +115 | MX60ET CYL: 5.00D; SPH: 11.50 | Standalone | DE0016024 | Indicated for patients with astigmatism of 2.5 dioptre cylinder (DC) and above in at least 1 eye; where correction of astigmatism is considered clinically necessary
Ophthalmic | Intraocular lens replacement | Intraocular lens (IOL) | Monofocal, astigmatism correcting IOL | Bausch and Lomb | MXET500 12.5MM +120 | MX60ET CYL: 5.00D; SPH: 12.00 | Standalone | DE0016024 | Indicated for patients with astigmatism of 2.5 dioptre cylinder (DC) and above in at least 1 eye; where correction of astigmatism is considered clinically necessary
Ophthalmic | Intraocular lens replacement | Intraocular lens (IOL) | Monofocal, astigmatism correcting IOL | Bausch and Lomb | MXET500 12.5MM +125 | MX60ET CYL: 5.00D; SPH: 12.50 | Standalone | DE0016024 | Indicated for patients with astigmatism of 2.5 dioptre cylinder (DC) and above in at least 1 eye; where correction of astigmatism is considered clinically necessary
Ophthalmic | Intraocular lens replacement | Intraocular lens (IOL) | Monofocal, astigmatism correcting IOL | Bausch and Lomb | MXET500 12.5MM +130 | MX60ET CYL: 5.00D; SPH: 13.00 | Standalone | DE0016024 | Indicated for patients with astigmatism of 2.5 dioptre cylinder (DC) and above in at least 1 eye; where correction of astigmatism is considered clinically necessary
Ophthalmic | Intraocular lens replacement | Intraocular lens (IOL) | Monofocal, astigmatism correcting IOL | Bausch and Lomb | MXET500 12.5MM +135 | MX60ET CYL: 5.00D; SPH: 1350 | Standalone | DE0016024 | Indicated for patients with astigmatism of 2.5 dioptre cylinder (DC) and above in at least 1 eye; where correction of astigmatism is considered clinically necessary
Ophthalmic | Intraocular lens replacement | Intraocular lens (IOL) | Monofocal, astigmatism correcting IOL | Bausch and Lomb | MXET500 12.5MM +140 | MX60ET CYL: 5.00D; SPH: 1400 | Standalone | DE0016024 | Indicated for patients with astigmatism of 2.5 dioptre cylinder (DC) and above in at least 1 eye; where correction of astigmatism is considered clinically necessary
Ophthalmic | Intraocular lens replacement | Intraocular lens (IOL) | Monofocal, astigmatism correcting IOL | Bausch and Lomb | MXET500 12.5MM +145 | MX60ET CYL: 5.00D; SPH: 14.50 | Standalone | DE0016024 | Indicated for patients with astigmatism of 2.5 dioptre cylinder (DC) and above in at least 1 eye; where correction of astigmatism is considered clinically necessary
Ophthalmic | Intraocular lens replacement | Intraocular lens (IOL) | Monofocal, astigmatism correcting IOL | Bausch and Lomb | MXET500 12.5MM +150 | MX60ET CYL: 5.00D; SPH: 15.00 | Standalone | DE0016024 | Indicated for patients with astigmatism of 2.5 dioptre cylinder (DC) and above in at least 1 eye; where correction of astigmatism is considered clinically necessary
Ophthalmic | Intraocular lens replacement | Intraocular lens (IOL) | Monofocal, astigmatism correcting IOL | Bausch and Lomb | MXET500 12.5MM +155 | MX60ET CYL: 5.00D; SPH: 15.50 | Standalone | DE0016024 | Indicated for patients with astigmatism of 2.5 dioptre cylinder (DC) and above in at least 1 eye; where correction of astigmatism is considered clinically necessary
Ophthalmic | Intraocular lens replacement | Intraocular lens (IOL) | Monofocal, astigmatism correcting IOL | Bausch and Lomb | MXET500 12.5MM +160 | MX60ET CYL: 5.00D; SPH: 16.00 | Standalone | DE0016024 | Indicated for patients with astigmatism of 2.5 dioptre cylinder (DC) and above in at least 1 eye; where correction of astigmatism is considered clinically necessary
Ophthalmic | Intraocular lens replacement | Intraocular lens (IOL) | Monofocal, astigmatism correcting IOL | Bausch and Lomb | MXET500 12.5MM +165 | MX60ET CYL: 5.00D; SPH: 16.50 | Standalone | DE0016024 | Indicated for patients with astigmatism of 2.5 dioptre cylinder (DC) and above in at least 1 eye; where correction of astigmatism is considered clinically necessary
Ophthalmic | Intraocular lens replacement | Intraocular lens (IOL) | Monofocal, astigmatism correcting IOL | Bausch and Lomb | MXET500 12.5MM +170 | MX60ET CYL: 5.00D; SPH: 17.00 | Standalone | DE0016024 | Indicated for patients with astigmatism of 2.5 dioptre cylinder (DC) and above in at least 1 eye; where correction of astigmatism is considered clinically necessary
Ophthalmic | Intraocular lens replacement | Intraocular lens (IOL) | Monofocal, astigmatism correcting IOL | Bausch and Lomb | MXET500 12.5MM +175 | MX60ET CYL: 5.00D; SPH: 17.50 | Standalone | DE0016024 | Indicated for patients with astigmatism of 2.5 dioptre cylinder (DC) and above in at least 1 eye; where correction of astigmatism is considered clinically necessary
Ophthalmic | Intraocular lens replacement | Intraocular lens (IOL) | Monofocal, astigmatism correcting IOL | Bausch and Lomb | MXET500 12.5MM +180 | MX60ET CYL: 5.00D; SPH: 18.00 | Standalone | DE0016024 | Indicated for patients with astigmatism of 2.5 dioptre cylinder (DC) and above in at least 1 eye; where correction of astigmatism is considered clinically necessary
Ophthalmic | Intraocular lens replacement | Intraocular lens (IOL) | Monofocal, astigmatism correcting IOL | Bausch and Lomb | MXET500 12.5MM +185 | MX60ET CYL: 5.00D; SPH: 18.50 | Standalone | DE0016024 | Indicated for patients with astigmatism of 2.5 dioptre cylinder (DC) and above in at least 1 eye; where correction of astigmatism is considered clinically necessary
Ophthalmic | Intraocular lens replacement | Intraocular lens (IOL) | Monofocal, astigmatism correcting IOL | Bausch and Lomb | MXET500 12.5MM +190 | MX60ET CYL: 5.00D; SPH: 19.00 | Standalone | DE0016024 | Indicated for patients with astigmatism of 2.5 dioptre cylinder (DC) and above in at least 1 eye; where correction of astigmatism is considered clinically necessary
Ophthalmic | Intraocular lens replacement | Intraocular lens (IOL) | Monofocal, astigmatism correcting IOL | Bausch and Lomb | MXET500 12.5MM +195 | MX60ET CYL: 5.00D; SPH: 19.50 | Standalone | DE0016024 | Indicated for patients with astigmatism of 2.5 dioptre cylinder (DC) and above in at least 1 eye; where correction of astigmatism is considered clinically necessary
Ophthalmic | Intraocular lens replacement | Intraocular lens (IOL) | Monofocal, astigmatism correcting IOL | Bausch and Lomb | MXET500 12.5MM +200 | MX60ET CYL: 5.00D; SPH: 20.00 | Standalone | DE0016024 | Indicated for patients with astigmatism of 2.5 dioptre cylinder (DC) and above in at least 1 eye; where correction of astigmatism is considered clinically necessary
Ophthalmic | Intraocular lens replacement | Intraocular lens (IOL) | Monofocal, astigmatism correcting IOL | Bausch and Lomb | MXET500 12.5MM +205 | MX60ET CYL: 5.00D; SPH: 20.50 | Standalone | DE0016024 | Indicated for patients with astigmatism of 2.5 dioptre cylinder (DC) and above in at least 1 eye; where correction of astigmatism is considered clinically necessary
Ophthalmic | Intraocular lens replacement | Intraocular lens (IOL) | Monofocal, astigmatism correcting IOL | Bausch and Lomb | MXET500 12.5MM +210 | MX60ET CYL: 5.00D; SPH: 21.00 | Standalone | DE0016024 | Indicated for patients with astigmatism of 2.5 dioptre cylinder (DC) and above in at least 1 eye; where correction of astigmatism is considered clinically necessary
Ophthalmic | Intraocular lens replacement | Intraocular lens (IOL) | Monofocal, astigmatism correcting IOL | Bausch and Lomb | MXET500 12.5MM +215 | MX60ET CYL: 5.00D; SPH: 21.50 | Standalone | DE0016024 | Indicated for patients with astigmatism of 2.5 dioptre cylinder (DC) and above in at least 1 eye; where correction of astigmatism is considered clinically necessary
Ophthalmic | Intraocular lens replacement | Intraocular lens (IOL) | Monofocal, astigmatism correcting IOL | Bausch and Lomb | MXET500 12.5MM +220 | MX60ET CYL: 5.00D; SPH: 22.00 | Standalone | DE0016024 | Indicated for patients with astigmatism of 2.5 dioptre cylinder (DC) and above in at least 1 eye; where correction of astigmatism is considered clinically necessary
Ophthalmic | Intraocular lens replacement | Intraocular lens (IOL) | Monofocal, astigmatism correcting IOL | Bausch and Lomb | MXET500 12.5MM +225 | MX60ET CYL: 5.00D; SPH: 22.50 | Standalone | DE0016024 | Indicated for patients with astigmatism of 2.5 dioptre cylinder (DC) and above in at least 1 eye; where correction of astigmatism is considered clinically necessary
Ophthalmic | Intraocular lens replacement | Intraocular lens (IOL) | Monofocal, astigmatism correcting IOL | Bausch and Lomb | MXET500 12.5MM +230 | MX60ET CYL: 5.00D; SPH: 23.00 | Standalone | DE0016024 | Indicated for patients with astigmatism of 2.5 dioptre cylinder (DC) and above in at least 1 eye; where correction of astigmatism is considered clinically necessary
Ophthalmic | Intraocular lens replacement | Intraocular lens (IOL) | Monofocal, astigmatism correcting IOL | Bausch and Lomb | MXET500 12.5MM +235 | MX60ET CYL: 5.00D; SPH: 23.50 | Standalone | DE0016024 | Indicated for patients with astigmatism of 2.5 dioptre cylinder (DC) and above in at least 1 eye; where correction of astigmatism is considered clinically necessary
Ophthalmic | Intraocular lens replacement | Intraocular lens (IOL) | Monofocal, astigmatism correcting IOL | Bausch and Lomb | MXET500 12.5MM +240 | MX60ET CYL: 5.00D; SPH: 24.00 | Standalone | DE0016024 | Indicated for patients with astigmatism of 2.5 dioptre cylinder (DC) and above in at least 1 eye; where correction of astigmatism is considered clinically necessary
Ophthalmic | Intraocular lens replacement | Intraocular lens (IOL) | Monofocal, astigmatism correcting IOL | Bausch and Lomb | MXET500 12.5MM +245 | MX60ET CYL: 5.00D; SPH: 24.50 | Standalone | DE0016024 | Indicated for patients with astigmatism of 2.5 dioptre cylinder (DC) and above in at least 1 eye; where correction of astigmatism is considered clinically necessary
Ophthalmic | Intraocular lens replacement | Intraocular lens (IOL) | Monofocal, astigmatism correcting IOL | Bausch and Lomb | MXET500 12.5MM +250 | MX60ET CYL: 5.00D; SPH: 25.00 | Standalone | DE0016024 | Indicated for patients with astigmatism of 2.5 dioptre cylinder (DC) and above in at least 1 eye; where correction of astigmatism is considered clinically necessary
Ophthalmic | Intraocular lens replacement | Intraocular lens (IOL) | Monofocal, astigmatism correcting IOL | Bausch and Lomb | MXET500 12.5MM +255 | MX60ET CYL: 5.00D; SPH: 25.50 | Standalone | DE0016024 | Indicated for patients with astigmatism of 2.5 dioptre cylinder (DC) and above in at least 1 eye; where correction of astigmatism is considered clinically necessary
Ophthalmic | Intraocular lens replacement | Intraocular lens (IOL) | Monofocal, astigmatism correcting IOL | Bausch and Lomb | MXET500 12.5MM +260 | MX60ET CYL: 5.00D; SPH: 26.00 | Standalone | DE0016024 | Indicated for patients with astigmatism of 2.5 dioptre cylinder (DC) and above in at least 1 eye; where correction of astigmatism is considered clinically necessary
Ophthalmic | Intraocular lens replacement | Intraocular lens (IOL) | Monofocal, astigmatism correcting IOL | Bausch and Lomb | MXET500 12.5MM +265 | MX60ET CYL: 5.00D; SPH: 26.50 | Standalone | DE0016024 | Indicated for patients with astigmatism of 2.5 dioptre cylinder (DC) and above in at least 1 eye; where correction of astigmatism is considered clinically necessary
Ophthalmic | Intraocular lens replacement | Intraocular lens (IOL) | Monofocal, astigmatism correcting IOL | Bausch and Lomb | MXET500 12.5MM +270 | MX60ET CYL: 5.00D; SPH: 27.00 | Standalone | DE0016024 | Indicated for patients with astigmatism of 2.5 dioptre cylinder (DC) and above in at least 1 eye; where correction of astigmatism is considered clinically necessary
Ophthalmic | Intraocular lens replacement | Intraocular lens (IOL) | Monofocal, astigmatism correcting IOL | Bausch and Lomb | MXET500 12.5MM +275 | MX60ET CYL: 5.00D; SPH: 27.50 | Standalone | DE0016024 | Indicated for patients with astigmatism of 2.5 dioptre cylinder (DC) and above in at least 1 eye; where correction of astigmatism is considered clinically necessary
Ophthalmic | Intraocular lens replacement | Intraocular lens (IOL) | Monofocal, astigmatism correcting IOL | Bausch and Lomb | MXET500 12.5MM +280 | MX60ET CYL: 5.00D; SPH: 28.00 | Standalone | DE0016024 | Indicated for patients with astigmatism of 2.5 dioptre cylinder (DC) and above in at least 1 eye; where correction of astigmatism is considered clinically necessary
Ophthalmic | Intraocular lens replacement | Intraocular lens (IOL) | Monofocal, astigmatism correcting IOL | Bausch and Lomb | MXET500 12.5MM +285 | MX60ET CYL: 5.00D; SPH: 28.50 | Standalone | DE0016024 | Indicated for patients with astigmatism of 2.5 dioptre cylinder (DC) and above in at least 1 eye; where correction of astigmatism is considered clinically necessary
Ophthalmic | Intraocular lens replacement | Intraocular lens (IOL) | Monofocal, astigmatism correcting IOL | Bausch and Lomb | MXET500 12.5MM +290 | MX60ET CYL: 5.00D; SPH: 29.00 | Standalone | DE0016024 | Indicated for patients with astigmatism of 2.5 dioptre cylinder (DC) and above in at least 1 eye; where correction of astigmatism is considered clinically necessary
Ophthalmic | Intraocular lens replacement | Intraocular lens (IOL) | Monofocal, astigmatism correcting IOL | Bausch and Lomb | MXET500 12.5MM +295 | MX60ET CYL: 5.00D; SPH: 29.50 | Standalone | DE0016024 | Indicated for patients with astigmatism of 2.5 dioptre cylinder (DC) and above in at least 1 eye; where correction of astigmatism is considered clinically necessary
Ophthalmic | Intraocular lens replacement | Intraocular lens (IOL) | Monofocal, astigmatism correcting IOL | Bausch and Lomb | MXET500 12.5MM +300 | MX60ET CYL: 5.00D; SPH: 30.00 | Standalone | DE0016024 | Indicated for patients with astigmatism of 2.5 dioptre cylinder (DC) and above in at least 1 eye; where correction of astigmatism is considered clinically necessary
Ophthalmic | Intraocular lens replacement | Intraocular lens (IOL) | Monofocal, astigmatism correcting IOL | Bausch and Lomb | MXET575 12.5MM +060 | MX60ET CYL: 5.75D; SPH: 6.00 | Standalone | DE0016024 | Indicated for patients with astigmatism of 2.5 dioptre cylinder (DC) and above in at least 1 eye; where correction of astigmatism is considered clinically necessary
Ophthalmic | Intraocular lens replacement | Intraocular lens (IOL) | Monofocal, astigmatism correcting IOL | Bausch and Lomb | MXET575 12.5MM +065 | MX60ET CYL: 5.75D; SPH: 6.50 | Standalone | DE0016024 | Indicated for patients with astigmatism of 2.5 dioptre cylinder (DC) and above in at least 1 eye; where correction of astigmatism is considered clinically necessary
Ophthalmic | Intraocular lens replacement | Intraocular lens (IOL) | Monofocal, astigmatism correcting IOL | Bausch and Lomb | MXET575 12.5MM +070 | MX60ET CYL: 5.75D; SPH: 7.00 | Standalone | DE0016024 | Indicated for patients with astigmatism of 2.5 dioptre cylinder (DC) and above in at least 1 eye; where correction of astigmatism is considered clinically necessary
Ophthalmic | Intraocular lens replacement | Intraocular lens (IOL) | Monofocal, astigmatism correcting IOL | Bausch and Lomb | MXET575 12.5MM +075 | MX60ET CYL: 5.75D; SPH: 7.50 | Standalone | DE0016024 | Indicated for patients with astigmatism of 2.5 dioptre cylinder (DC) and above in at least 1 eye; where correction of astigmatism is considered clinically necessary
Ophthalmic | Intraocular lens replacement | Intraocular lens (IOL) | Monofocal, astigmatism correcting IOL | Bausch and Lomb | MXET575 12.5MM +080 | MX60ET CYL: 5.75D; SPH: 8.00 | Standalone | DE0016024 | Indicated for patients with astigmatism of 2.5 dioptre cylinder (DC) and above in at least 1 eye; where correction of astigmatism is considered clinically necessary
Ophthalmic | Intraocular lens replacement | Intraocular lens (IOL) | Monofocal, astigmatism correcting IOL | Bausch and Lomb | MXET575 12.5MM +085 | MX60ET CYL: 5.75D; SPH: 8.50 | Standalone | DE0016024 | Indicated for patients with astigmatism of 2.5 dioptre cylinder (DC) and above in at least 1 eye; where correction of astigmatism is considered clinically necessary
Ophthalmic | Intraocular lens replacement | Intraocular lens (IOL) | Monofocal, astigmatism correcting IOL | Bausch and Lomb | MXET575 12.5MM +090 | MX60ET CYL: 5.75D; SPH: 9.00 | Standalone | DE0016024 | Indicated for patients with astigmatism of 2.5 dioptre cylinder (DC) and above in at least 1 eye; where correction of astigmatism is considered clinically necessary
Ophthalmic | Intraocular lens replacement | Intraocular lens (IOL) | Monofocal, astigmatism correcting IOL | Bausch and Lomb | MXET575 12.5MM +095 | MX60ET CYL: 5.75D; SPH: 9.50 | Standalone | DE0016024 | Indicated for patients with astigmatism of 2.5 dioptre cylinder (DC) and above in at least 1 eye; where correction of astigmatism is considered clinically necessary
Ophthalmic | Intraocular lens replacement | Intraocular lens (IOL) | Monofocal, astigmatism correcting IOL | Bausch and Lomb | MXET575 12.5MM +100 | MX60ET CYL: 5.75D; SPH: 10.00 | Standalone | DE0016024 | Indicated for patients with astigmatism of 2.5 dioptre cylinder (DC) and above in at least 1 eye; where correction of astigmatism is considered clinically necessary
Ophthalmic | Intraocular lens replacement | Intraocular lens (IOL) | Monofocal, astigmatism correcting IOL | Bausch and Lomb | MXET575 12.5MM +105 | MX60ET CYL: 5.75D; SPH: 10.50 | Standalone | DE0016024 | Indicated for patients with astigmatism of 2.5 dioptre cylinder (DC) and above in at least 1 eye; where correction of astigmatism is considered clinically necessary
Ophthalmic | Intraocular lens replacement | Intraocular lens (IOL) | Monofocal, astigmatism correcting IOL | Bausch and Lomb | MXET575 12.5MM +110 | MX60ET CYL: 5.75D; SPH: 11.00 | Standalone | DE0016024 | Indicated for patients with astigmatism of 2.5 dioptre cylinder (DC) and above in at least 1 eye; where correction of astigmatism is considered clinically necessary
Ophthalmic | Intraocular lens replacement | Intraocular lens (IOL) | Monofocal, astigmatism correcting IOL | Bausch and Lomb | MXET575 12.5MM +115 | MX60ET CYL: 5.75D; SPH: 11.50 | Standalone | DE0016024 | Indicated for patients with astigmatism of 2.5 dioptre cylinder (DC) and above in at least 1 eye; where correction of astigmatism is considered clinically necessary
Ophthalmic | Intraocular lens replacement | Intraocular lens (IOL) | Monofocal, astigmatism correcting IOL | Bausch and Lomb | MXET575 12.5MM +120 | MX60ET CYL: 5.75D; SPH: 12.00 | Standalone | DE0016024 | Indicated for patients with astigmatism of 2.5 dioptre cylinder (DC) and above in at least 1 eye; where correction of astigmatism is considered clinically necessary
Ophthalmic | Intraocular lens replacement | Intraocular lens (IOL) | Monofocal, astigmatism correcting IOL | Bausch and Lomb | MXET575 12.5MM +125 | MX60ET CYL: 5.75D; SPH: 12.50 | Standalone | DE0016024 | Indicated for patients with astigmatism of 2.5 dioptre cylinder (DC) and above in at least 1 eye; where correction of astigmatism is considered clinically necessary
Ophthalmic | Intraocular lens replacement | Intraocular lens (IOL) | Monofocal, astigmatism correcting IOL | Bausch and Lomb | MXET575 12.5MM +130 | MX60ET CYL: 5.75D; SPH: 13.00 | Standalone | DE0016024 | Indicated for patients with astigmatism of 2.5 dioptre cylinder (DC) and above in at least 1 eye; where correction of astigmatism is considered clinically necessary
Ophthalmic | Intraocular lens replacement | Intraocular lens (IOL) | Monofocal, astigmatism correcting IOL | Bausch and Lomb | MXET575 12.5MM +135 | MX60ET CYL: 5.75D; SPH: 1350 | Standalone | DE0016024 | Indicated for patients with astigmatism of 2.5 dioptre cylinder (DC) and above in at least 1 eye; where correction of astigmatism is considered clinically necessary
Ophthalmic | Intraocular lens replacement | Intraocular lens (IOL) | Monofocal, astigmatism correcting IOL | Bausch and Lomb | MXET575 12.5MM +140 | MX60ET CYL: 5.75D; SPH: 1400 | Standalone | DE0016024 | Indicated for patients with astigmatism of 2.5 dioptre cylinder (DC) and above in at least 1 eye; where correction of astigmatism is considered clinically necessary
Ophthalmic | Intraocular lens replacement | Intraocular lens (IOL) | Monofocal, astigmatism correcting IOL | Bausch and Lomb | MXET575 12.5MM +145 | MX60ET CYL: 5.75D; SPH: 14.50 | Standalone | DE0016024 | Indicated for patients with astigmatism of 2.5 dioptre cylinder (DC) and above in at least 1 eye; where correction of astigmatism is considered clinically necessary
Ophthalmic | Intraocular lens replacement | Intraocular lens (IOL) | Monofocal, astigmatism correcting IOL | Bausch and Lomb | MXET575 12.5MM +150 | MX60ET CYL: 5.75D; SPH: 15.00 | Standalone | DE0016024 | Indicated for patients with astigmatism of 2.5 dioptre cylinder (DC) and above in at least 1 eye; where correction of astigmatism is considered clinically necessary
Ophthalmic | Intraocular lens replacement | Intraocular lens (IOL) | Monofocal, astigmatism correcting IOL | Bausch and Lomb | MXET575 12.5MM +155 | MX60ET CYL: 5.75D; SPH: 15.50 | Standalone | DE0016024 | Indicated for patients with astigmatism of 2.5 dioptre cylinder (DC) and above in at least 1 eye; where correction of astigmatism is considered clinically necessary
Ophthalmic | Intraocular lens replacement | Intraocular lens (IOL) | Monofocal, astigmatism correcting IOL | Bausch and Lomb | MXET575 12.5MM +160 | MX60ET CYL: 5.75D; SPH: 16.00 | Standalone | DE0016024 | Indicated for patients with astigmatism of 2.5 dioptre cylinder (DC) and above in at least 1 eye; where correction of astigmatism is considered clinically necessary
Ophthalmic | Intraocular lens replacement | Intraocular lens (IOL) | Monofocal, astigmatism correcting IOL | Bausch and Lomb | MXET575 12.5MM +165 | MX60ET CYL: 5.75D; SPH: 16.50 | Standalone | DE0016024 | Indicated for patients with astigmatism of 2.5 dioptre cylinder (DC) and above in at least 1 eye; where correction of astigmatism is considered clinically necessary
Ophthalmic | Intraocular lens replacement | Intraocular lens (IOL) | Monofocal, astigmatism correcting IOL | Bausch and Lomb | MXET575 12.5MM +170 | MX60ET CYL: 5.75D; SPH: 17.00 | Standalone | DE0016024 | Indicated for patients with astigmatism of 2.5 dioptre cylinder (DC) and above in at least 1 eye; where correction of astigmatism is considered clinically necessary
Ophthalmic | Intraocular lens replacement | Intraocular lens (IOL) | Monofocal, astigmatism correcting IOL | Bausch and Lomb | MXET575 12.5MM +175 | MX60ET CYL: 5.75D; SPH: 17.50 | Standalone | DE0016024 | Indicated for patients with astigmatism of 2.5 dioptre cylinder (DC) and above in at least 1 eye; where correction of astigmatism is considered clinically necessary
Ophthalmic | Intraocular lens replacement | Intraocular lens (IOL) | Monofocal, astigmatism correcting IOL | Bausch and Lomb | MXET575 12.5MM +180 | MX60ET CYL: 5.75D; SPH: 18.00 | Standalone | DE0016024 | Indicated for patients with astigmatism of 2.5 dioptre cylinder (DC) and above in at least 1 eye; where correction of astigmatism is considered clinically necessary
Ophthalmic | Intraocular lens replacement | Intraocular lens (IOL) | Monofocal, astigmatism correcting IOL | Bausch and Lomb | MXET575 12.5MM +185 | MX60ET CYL: 5.75D; SPH: 18.50 | Standalone | DE0016024 | Indicated for patients with astigmatism of 2.5 dioptre cylinder (DC) and above in at least 1 eye; where correction of astigmatism is considered clinically necessary
Ophthalmic | Intraocular lens replacement | Intraocular lens (IOL) | Monofocal, astigmatism correcting IOL | Bausch and Lomb | MXET575 12.5MM +190 | MX60ET CYL: 5.75D; SPH: 19.00 | Standalone | DE0016024 | Indicated for patients with astigmatism of 2.5 dioptre cylinder (DC) and above in at least 1 eye; where correction of astigmatism is considered clinically necessary
Ophthalmic | Intraocular lens replacement | Intraocular lens (IOL) | Monofocal, astigmatism correcting IOL | Bausch and Lomb | MXET575 12.5MM +195 | MX60ET CYL: 5.75D; SPH: 19.50 | Standalone | DE0016024 | Indicated for patients with astigmatism of 2.5 dioptre cylinder (DC) and above in at least 1 eye; where correction of astigmatism is considered clinically necessary
Ophthalmic | Intraocular lens replacement | Intraocular lens (IOL) | Monofocal, astigmatism correcting IOL | Bausch and Lomb | MXET575 12.5MM +200 | MX60ET CYL: 5.75D; SPH: 20.00 | Standalone | DE0016024 | Indicated for patients with astigmatism of 2.5 dioptre cylinder (DC) and above in at least 1 eye; where correction of astigmatism is considered clinically necessary
Ophthalmic | Intraocular lens replacement | Intraocular lens (IOL) | Monofocal, astigmatism correcting IOL | Bausch and Lomb | MXET575 12.5MM +205 | MX60ET CYL: 5.75D; SPH: 20.50 | Standalone | DE0016024 | Indicated for patients with astigmatism of 2.5 dioptre cylinder (DC) and above in at least 1 eye; where correction of astigmatism is considered clinically necessary
Ophthalmic | Intraocular lens replacement | Intraocular lens (IOL) | Monofocal, astigmatism correcting IOL | Bausch and Lomb | MXET575 12.5MM +210 | MX60ET CYL: 5.75D; SPH: 21.00 | Standalone | DE0016024 | Indicated for patients with astigmatism of 2.5 dioptre cylinder (DC) and above in at least 1 eye; where correction of astigmatism is considered clinically necessary
Ophthalmic | Intraocular lens replacement | Intraocular lens (IOL) | Monofocal, astigmatism correcting IOL | Bausch and Lomb | MXET575 12.5MM +215 | MX60ET CYL: 5.75D; SPH: 21.50 | Standalone | DE0016024 | Indicated for patients with astigmatism of 2.5 dioptre cylinder (DC) and above in at least 1 eye; where correction of astigmatism is considered clinically necessary
Ophthalmic | Intraocular lens replacement | Intraocular lens (IOL) | Monofocal, astigmatism correcting IOL | Bausch and Lomb | MXET575 12.5MM +220 | MX60ET CYL: 5.75D; SPH: 22.00 | Standalone | DE0016024 | Indicated for patients with astigmatism of 2.5 dioptre cylinder (DC) and above in at least 1 eye; where correction of astigmatism is considered clinically necessary
Ophthalmic | Intraocular lens replacement | Intraocular lens (IOL) | Monofocal, astigmatism correcting IOL | Bausch and Lomb | MXET575 12.5MM +225 | MX60ET CYL: 5.75D; SPH: 22.50 | Standalone | DE0016024 | Indicated for patients with astigmatism of 2.5 dioptre cylinder (DC) and above in at least 1 eye; where correction of astigmatism is considered clinically necessary
Ophthalmic | Intraocular lens replacement | Intraocular lens (IOL) | Monofocal, astigmatism correcting IOL | Bausch and Lomb | MXET575 12.5MM +230 | MX60ET CYL: 5.75D; SPH: 23.00 | Standalone | DE0016024 | Indicated for patients with astigmatism of 2.5 dioptre cylinder (DC) and above in at least 1 eye; where correction of astigmatism is considered clinically necessary
Ophthalmic | Intraocular lens replacement | Intraocular lens (IOL) | Monofocal, astigmatism correcting IOL | Bausch and Lomb | MXET575 12.5MM +235 | MX60ET CYL: 5.75D; SPH: 23.50 | Standalone | DE0016024 | Indicated for patients with astigmatism of 2.5 dioptre cylinder (DC) and above in at least 1 eye; where correction of astigmatism is considered clinically necessary
Ophthalmic | Intraocular lens replacement | Intraocular lens (IOL) | Monofocal, astigmatism correcting IOL | Bausch and Lomb | MXET575 12.5MM +240 | MX60ET CYL: 5.75D; SPH: 24.00 | Standalone | DE0016024 | Indicated for patients with astigmatism of 2.5 dioptre cylinder (DC) and above in at least 1 eye; where correction of astigmatism is considered clinically necessary
Ophthalmic | Intraocular lens replacement | Intraocular lens (IOL) | Monofocal, astigmatism correcting IOL | Bausch and Lomb | MXET575 12.5MM +245 | MX60ET CYL: 5.75D; SPH: 24.50 | Standalone | DE0016024 | Indicated for patients with astigmatism of 2.5 dioptre cylinder (DC) and above in at least 1 eye; where correction of astigmatism is considered clinically necessary
Ophthalmic | Intraocular lens replacement | Intraocular lens (IOL) | Monofocal, astigmatism correcting IOL | Bausch and Lomb | MXET575 12.5MM +250 | MX60ET CYL: 5.75D; SPH: 25.00 | Standalone | DE0016024 | Indicated for patients with astigmatism of 2.5 dioptre cylinder (DC) and above in at least 1 eye; where correction of astigmatism is considered clinically necessary
Ophthalmic | Intraocular lens replacement | Intraocular lens (IOL) | Monofocal, astigmatism correcting IOL | Bausch and Lomb | MXET575 12.5MM +255 | MX60ET CYL: 5.75D; SPH: 25.50 | Standalone | DE0016024 | Indicated for patients with astigmatism of 2.5 dioptre cylinder (DC) and above in at least 1 eye; where correction of astigmatism is considered clinically necessary
Ophthalmic | Intraocular lens replacement | Intraocular lens (IOL) | Monofocal, astigmatism correcting IOL | Bausch and Lomb | MXET575 12.5MM +260 | MX60ET CYL: 5.75D; SPH: 26.00 | Standalone | DE0016024 | Indicated for patients with astigmatism of 2.5 dioptre cylinder (DC) and above in at least 1 eye; where correction of astigmatism is considered clinically necessary
Ophthalmic | Intraocular lens replacement | Intraocular lens (IOL) | Monofocal, astigmatism correcting IOL | Bausch and Lomb | MXET575 12.5MM +265 | MX60ET CYL: 5.75D; SPH: 26.50 | Standalone | DE0016024 | Indicated for patients with astigmatism of 2.5 dioptre cylinder (DC) and above in at least 1 eye; where correction of astigmatism is considered clinically necessary
Ophthalmic | Intraocular lens replacement | Intraocular lens (IOL) | Monofocal, astigmatism correcting IOL | Bausch and Lomb | MXET575 12.5MM +270 | MX60ET CYL: 5.75D; SPH: 27.00 | Standalone | DE0016024 | Indicated for patients with astigmatism of 2.5 dioptre cylinder (DC) and above in at least 1 eye; where correction of astigmatism is considered clinically necessary
Ophthalmic | Intraocular lens replacement | Intraocular lens (IOL) | Monofocal, astigmatism correcting IOL | Bausch and Lomb | MXET575 12.5MM +275 | MX60ET CYL: 5.75D; SPH: 27.50 | Standalone | DE0016024 | Indicated for patients with astigmatism of 2.5 dioptre cylinder (DC) and above in at least 1 eye; where correction of astigmatism is considered clinically necessary
Ophthalmic | Intraocular lens replacement | Intraocular lens (IOL) | Monofocal, astigmatism correcting IOL | Bausch and Lomb | MXET575 12.5MM +280 | MX60ET CYL: 5.75D; SPH: 28.00 | Standalone | DE0016024 | Indicated for patients with astigmatism of 2.5 dioptre cylinder (DC) and above in at least 1 eye; where correction of astigmatism is considered clinically necessary
Ophthalmic | Intraocular lens replacement | Intraocular lens (IOL) | Monofocal, astigmatism correcting IOL | Bausch and Lomb | MXET575 12.5MM +285 | MX60ET CYL: 5.75D; SPH: 28.50 | Standalone | DE0016024 | Indicated for patients with astigmatism of 2.5 dioptre cylinder (DC) and above in at least 1 eye; where correction of astigmatism is considered clinically necessary
Ophthalmic | Intraocular lens replacement | Intraocular lens (IOL) | Monofocal, astigmatism correcting IOL | Bausch and Lomb | MXET575 12.5MM +290 | MX60ET CYL: 5.75D; SPH: 29.00 | Standalone | DE0016024 | Indicated for patients with astigmatism of 2.5 dioptre cylinder (DC) and above in at least 1 eye; where correction of astigmatism is considered clinically necessary
Ophthalmic | Intraocular lens replacement | Intraocular lens (IOL) | Monofocal, astigmatism correcting IOL | Bausch and Lomb | MXET575 12.5MM +295 | MX60ET CYL: 5.75D; SPH: 29.50 | Standalone | DE0016024 | Indicated for patients with astigmatism of 2.5 dioptre cylinder (DC) and above in at least 1 eye; where correction of astigmatism is considered clinically necessary
Ophthalmic | Intraocular lens replacement | Intraocular lens (IOL) | Monofocal, astigmatism correcting IOL | Bausch and Lomb | MXET575 12.5MM +300 | MX60ET CYL: 5.75D; SPH: 30.00 | Standalone | DE0016024 | Indicated for patients with astigmatism of 2.5 dioptre cylinder (DC) and above in at least 1 eye; where correction of astigmatism is considered clinically necessary
Ophthalmic | Intraocular lens replacement | Intraocular lens (IOL) | Monofocal, astigmatism correcting IOL | Carl Zeiss | AT TORBI 709MP DPT 00.0 CYL 01.0 | AT TORBI 709MP DPT 00.0 CYL 01.0 | Standalone | DE0011835 | Indicated for patients with astigmatism of 2.5 dioptre cylinder (DC) and above in at least 1 eye; where correction of astigmatism is considered clinically necessary
Ophthalmic | Intraocular lens replacement | Intraocular lens (IOL) | Monofocal, astigmatism correcting IOL | Carl Zeiss | AT TORBI 709MP DPT 00.0 CYL 01.5 | AT TORBI 709MP DPT 00.0 CYL 01.5 | Standalone | DE0011835 | Indicated for patients with astigmatism of 2.5 dioptre cylinder (DC) and above in at least 1 eye; where correction of astigmatism is considered clinically necessary
Ophthalmic | Intraocular lens replacement | Intraocular lens (IOL) | Monofocal, astigmatism correcting IOL | Carl Zeiss | AT TORBI 709MP DPT 00.0 CYL 02.0 | AT TORBI 709MP DPT 00.0 CYL 02.0 | Standalone | DE0011835 | Indicated for patients with astigmatism of 2.5 dioptre cylinder (DC) and above in at least 1 eye; where correction of astigmatism is considered clinically necessary
Ophthalmic | Intraocular lens replacement | Intraocular lens (IOL) | Monofocal, astigmatism correcting IOL | Carl Zeiss | AT TORBI 709MP DPT 00.0 CYL 02.5 | AT TORBI 709MP DPT 00.0 CYL 02.5 | Standalone | DE0011835 | Indicated for patients with astigmatism of 2.5 dioptre cylinder (DC) and above in at least 1 eye; where correction of astigmatism is considered clinically necessary
Ophthalmic | Intraocular lens replacement | Intraocular lens (IOL) | Monofocal, astigmatism correcting IOL | Carl Zeiss | AT TORBI 709MP DPT 00.0 CYL 03.0 | AT TORBI 709MP DPT 00.0 CYL 03.0 | Standalone | DE0011835 | Indicated for patients with astigmatism of 2.5 dioptre cylinder (DC) and above in at least 1 eye; where correction of astigmatism is considered clinically necessary
Ophthalmic | Intraocular lens replacement | Intraocular lens (IOL) | Monofocal, astigmatism correcting IOL | Carl Zeiss | AT TORBI 709MP DPT 00.0 CYL 03.5 | AT TORBI 709MP DPT 00.0 CYL 03.5 | Standalone | DE0011835 | Indicated for patients with astigmatism of 2.5 dioptre cylinder (DC) and above in at least 1 eye; where correction of astigmatism is considered clinically necessary
Ophthalmic | Intraocular lens replacement | Intraocular lens (IOL) | Monofocal, astigmatism correcting IOL | Carl Zeiss | AT TORBI 709MP DPT 00.0 CYL 04.0 | AT TORBI 709MP DPT 00.0 CYL 04.0 | Standalone | DE0011835 | Indicated for patients with astigmatism of 2.5 dioptre cylinder (DC) and above in at least 1 eye; where correction of astigmatism is considered clinically necessary
Ophthalmic | Intraocular lens replacement | Intraocular lens (IOL) | Monofocal, astigmatism correcting IOL | Carl Zeiss | AT TORBI 709MP DPT 00.5 CYL 01.0 | AT TORBI 709MP DPT 00.5 CYL 01.0 | Standalone | DE0011835 | Indicated for patients with astigmatism of 2.5 dioptre cylinder (DC) and above in at least 1 eye; where correction of astigmatism is considered clinically necessary
Ophthalmic | Intraocular lens replacement | Intraocular lens (IOL) | Monofocal, astigmatism correcting IOL | Carl Zeiss | AT TORBI 709MP DPT -00.5 CYL 01.0 | AT TORBI 709MP DPT -00.5 CYL 01.0 | Standalone | DE0011835 | Indicated for patients with astigmatism of 2.5 dioptre cylinder (DC) and above in at least 1 eye; where correction of astigmatism is considered clinically necessary
Ophthalmic | Intraocular lens replacement | Intraocular lens (IOL) | Monofocal, astigmatism correcting IOL | Carl Zeiss | AT TORBI 709MP DPT 00.5 CYL 01.5 | AT TORBI 709MP DPT 00.5 CYL 01.5 | Standalone | DE0011835 | Indicated for patients with astigmatism of 2.5 dioptre cylinder (DC) and above in at least 1 eye; where correction of astigmatism is considered clinically necessary
Ophthalmic | Intraocular lens replacement | Intraocular lens (IOL) | Monofocal, astigmatism correcting IOL | Carl Zeiss | AT TORBI 709MP DPT -00.5 CYL 01.5 | AT TORBI 709MP DPT -00.5 CYL 01.5 | Standalone | DE0011835 | Indicated for patients with astigmatism of 2.5 dioptre cylinder (DC) and above in at least 1 eye; where correction of astigmatism is considered clinically necessary
Ophthalmic | Intraocular lens replacement | Intraocular lens (IOL) | Monofocal, astigmatism correcting IOL | Carl Zeiss | AT TORBI 709MP DPT 00.5 CYL 02.0 | AT TORBI 709MP DPT 00.5 CYL 02.0 | Standalone | DE0011835 | Indicated for patients with astigmatism of 2.5 dioptre cylinder (DC) and above in at least 1 eye; where correction of astigmatism is considered clinically necessary
Ophthalmic | Intraocular lens replacement | Intraocular lens (IOL) | Monofocal, astigmatism correcting IOL | Carl Zeiss | AT TORBI 709MP DPT -00.5 CYL 02.0 | AT TORBI 709MP DPT -00.5 CYL 02.0 | Standalone | DE0011835 | Indicated for patients with astigmatism of 2.5 dioptre cylinder (DC) and above in at least 1 eye; where correction of astigmatism is considered clinically necessary
Ophthalmic | Intraocular lens replacement | Intraocular lens (IOL) | Monofocal, astigmatism correcting IOL | Carl Zeiss | AT TORBI 709MP DPT 00.5 CYL 02.5 | AT TORBI 709MP DPT 00.5 CYL 02.5 | Standalone | DE0011835 | Indicated for patients with astigmatism of 2.5 dioptre cylinder (DC) and above in at least 1 eye; where correction of astigmatism is considered clinically necessary
Ophthalmic | Intraocular lens replacement | Intraocular lens (IOL) | Monofocal, astigmatism correcting IOL | Carl Zeiss | AT TORBI 709MP DPT -00.5 CYL 02.5 | AT TORBI 709MP DPT -00.5 CYL 02.5 | Standalone | DE0011835 | Indicated for patients with astigmatism of 2.5 dioptre cylinder (DC) and above in at least 1 eye; where correction of astigmatism is considered clinically necessary
Ophthalmic | Intraocular lens replacement | Intraocular lens (IOL) | Monofocal, astigmatism correcting IOL | Carl Zeiss | AT TORBI 709MP DPT 00.5 CYL 03.0 | AT TORBI 709MP DPT 00.5 CYL 03.0 | Standalone | DE0011835 | Indicated for patients with astigmatism of 2.5 dioptre cylinder (DC) and above in at least 1 eye; where correction of astigmatism is considered clinically necessary
Ophthalmic | Intraocular lens replacement | Intraocular lens (IOL) | Monofocal, astigmatism correcting IOL | Carl Zeiss | AT TORBI 709MP DPT -00.5 CYL 03.0 | AT TORBI 709MP DPT -00.5 CYL 03.0 | Standalone | DE0011835 | Indicated for patients with astigmatism of 2.5 dioptre cylinder (DC) and above in at least 1 eye; where correction of astigmatism is considered clinically necessary
Ophthalmic | Intraocular lens replacement | Intraocular lens (IOL) | Monofocal, astigmatism correcting IOL | Carl Zeiss | AT TORBI 709MP DPT 00.5 CYL 03.5 | AT TORBI 709MP DPT 00.5 CYL 03.5 | Standalone | DE0011835 | Indicated for patients with astigmatism of 2.5 dioptre cylinder (DC) and above in at least 1 eye; where correction of astigmatism is considered clinically necessary
Ophthalmic | Intraocular lens replacement | Intraocular lens (IOL) | Monofocal, astigmatism correcting IOL | Carl Zeiss | AT TORBI 709MP DPT -00.5 CYL 03.5 | AT TORBI 709MP DPT -00.5 CYL 03.5 | Standalone | DE0011835 | Indicated for patients with astigmatism of 2.5 dioptre cylinder (DC) and above in at least 1 eye; where correction of astigmatism is considered clinically necessary
Ophthalmic | Intraocular lens replacement | Intraocular lens (IOL) | Monofocal, astigmatism correcting IOL | Carl Zeiss | AT TORBI 709MP DPT 00.5 CYL 04.0 | AT TORBI 709MP DPT 00.5 CYL 04.0 | Standalone | DE0011835 | Indicated for patients with astigmatism of 2.5 dioptre cylinder (DC) and above in at least 1 eye; where correction of astigmatism is considered clinically necessary
Ophthalmic | Intraocular lens replacement | Intraocular lens (IOL) | Monofocal, astigmatism correcting IOL | Carl Zeiss | AT TORBI 709MP DPT -00.5 CYL 04.0 | AT TORBI 709MP DPT -00.5 CYL 04.0 | Standalone | DE0011835 | Indicated for patients with astigmatism of 2.5 dioptre cylinder (DC) and above in at least 1 eye; where correction of astigmatism is considered clinically necessary
Ophthalmic | Intraocular lens replacement | Intraocular lens (IOL) | Monofocal, astigmatism correcting IOL | Carl Zeiss | AT TORBI 709MP DPT 01.0 CYL 01.0 | AT TORBI 709MP DPT 01.0 CYL 01.0 | Standalone | DE0011835 | Indicated for patients with astigmatism of 2.5 dioptre cylinder (DC) and above in at least 1 eye; where correction of astigmatism is considered clinically necessary
Ophthalmic | Intraocular lens replacement | Intraocular lens (IOL) | Monofocal, astigmatism correcting IOL | Carl Zeiss | AT TORBI 709MP DPT -01.0 CYL 01.0 | AT TORBI 709MP DPT -01.0 CYL 01.0 | Standalone | DE0011835 | Indicated for patients with astigmatism of 2.5 dioptre cylinder (DC) and above in at least 1 eye; where correction of astigmatism is considered clinically necessary
Ophthalmic | Intraocular lens replacement | Intraocular lens (IOL) | Monofocal, astigmatism correcting IOL | Carl Zeiss | AT TORBI 709MP DPT 01.0 CYL 01.5 | AT TORBI 709MP DPT 01.0 CYL 01.5 | Standalone | DE0011835 | Indicated for patients with astigmatism of 2.5 dioptre cylinder (DC) and above in at least 1 eye; where correction of astigmatism is considered clinically necessary
Ophthalmic | Intraocular lens replacement | Intraocular lens (IOL) | Monofocal, astigmatism correcting IOL | Carl Zeiss | AT TORBI 709MP DPT -01.0 CYL 01.5 | AT TORBI 709MP DPT -01.0 CYL 01.5 | Standalone | DE0011835 | Indicated for patients with astigmatism of 2.5 dioptre cylinder (DC) and above in at least 1 eye; where correction of astigmatism is considered clinically necessary
Ophthalmic | Intraocular lens replacement | Intraocular lens (IOL) | Monofocal, astigmatism correcting IOL | Carl Zeiss | AT TORBI 709MP DPT 01.0 CYL 02.0 | AT TORBI 709MP DPT 01.0 CYL 02.0 | Standalone | DE0011835 | Indicated for patients with astigmatism of 2.5 dioptre cylinder (DC) and above in at least 1 eye; where correction of astigmatism is considered clinically necessary
Ophthalmic | Intraocular lens replacement | Intraocular lens (IOL) | Monofocal, astigmatism correcting IOL | Carl Zeiss | AT TORBI 709MP DPT -01.0 CYL 02.0 | AT TORBI 709MP DPT -01.0 CYL 02.0 | Standalone | DE0011835 | Indicated for patients with astigmatism of 2.5 dioptre cylinder (DC) and above in at least 1 eye; where correction of astigmatism is considered clinically necessary
Ophthalmic | Intraocular lens replacement | Intraocular lens (IOL) | Monofocal, astigmatism correcting IOL | Carl Zeiss | AT TORBI 709MP DPT 01.0 CYL 02.5 | AT TORBI 709MP DPT 01.0 CYL 02.5 | Standalone | DE0011835 | Indicated for patients with astigmatism of 2.5 dioptre cylinder (DC) and above in at least 1 eye; where correction of astigmatism is considered clinically necessary
Ophthalmic | Intraocular lens replacement | Intraocular lens (IOL) | Monofocal, astigmatism correcting IOL | Carl Zeiss | AT TORBI 709MP DPT -01.0 CYL 02.5 | AT TORBI 709MP DPT -01.0 CYL 02.5 | Standalone | DE0011835 | Indicated for patients with astigmatism of 2.5 dioptre cylinder (DC) and above in at least 1 eye; where correction of astigmatism is considered clinically necessary
Ophthalmic | Intraocular lens replacement | Intraocular lens (IOL) | Monofocal, astigmatism correcting IOL | Carl Zeiss | AT TORBI 709MP DPT 01.0 CYL 03.0 | AT TORBI 709MP DPT 01.0 CYL 03.0 | Standalone | DE0011835 | Indicated for patients with astigmatism of 2.5 dioptre cylinder (DC) and above in at least 1 eye; where correction of astigmatism is considered clinically necessary
Ophthalmic | Intraocular lens replacement | Intraocular lens (IOL) | Monofocal, astigmatism correcting IOL | Carl Zeiss | AT TORBI 709MP DPT -01.0 CYL 03.0 | AT TORBI 709MP DPT -01.0 CYL 03.0 | Standalone | DE0011835 | Indicated for patients with astigmatism of 2.5 dioptre cylinder (DC) and above in at least 1 eye; where correction of astigmatism is considered clinically necessary
Ophthalmic | Intraocular lens replacement | Intraocular lens (IOL) | Monofocal, astigmatism correcting IOL | Carl Zeiss | AT TORBI 709MP DPT 01.0 CYL 03.5 | AT TORBI 709MP DPT 01.0 CYL 03.5 | Standalone | DE0011835 | Indicated for patients with astigmatism of 2.5 dioptre cylinder (DC) and above in at least 1 eye; where correction of astigmatism is considered clinically necessary
Ophthalmic | Intraocular lens replacement | Intraocular lens (IOL) | Monofocal, astigmatism correcting IOL | Carl Zeiss | AT TORBI 709MP DPT -01.0 CYL 03.5 | AT TORBI 709MP DPT -01.0 CYL 03.5 | Standalone | DE0011835 | Indicated for patients with astigmatism of 2.5 dioptre cylinder (DC) and above in at least 1 eye; where correction of astigmatism is considered clinically necessary
Ophthalmic | Intraocular lens replacement | Intraocular lens (IOL) | Monofocal, astigmatism correcting IOL | Carl Zeiss | AT TORBI 709MP DPT 01.0 CYL 04.0 | AT TORBI 709MP DPT 01.0 CYL 04.0 | Standalone | DE0011835 | Indicated for patients with astigmatism of 2.5 dioptre cylinder (DC) and above in at least 1 eye; where correction of astigmatism is considered clinically necessary
Ophthalmic | Intraocular lens replacement | Intraocular lens (IOL) | Monofocal, astigmatism correcting IOL | Carl Zeiss | AT TORBI 709MP DPT -01.0 CYL 04.0 | AT TORBI 709MP DPT -01.0 CYL 04.0 | Standalone | DE0011835 | Indicated for patients with astigmatism of 2.5 dioptre cylinder (DC) and above in at least 1 eye; where correction of astigmatism is considered clinically necessary
Ophthalmic | Intraocular lens replacement | Intraocular lens (IOL) | Monofocal, astigmatism correcting IOL | Carl Zeiss | AT TORBI 709MP DPT 01.5 CYL 01.0 | AT TORBI 709MP DPT 01.5 CYL 01.0 | Standalone | DE0011835 | Indicated for patients with astigmatism of 2.5 dioptre cylinder (DC) and above in at least 1 eye; where correction of astigmatism is considered clinically necessary
Ophthalmic | Intraocular lens replacement | Intraocular lens (IOL) | Monofocal, astigmatism correcting IOL | Carl Zeiss | AT TORBI 709MP DPT -01.5 CYL 01.0 | AT TORBI 709MP DPT -01.5 CYL 01.0 | Standalone | DE0011835 | Indicated for patients with astigmatism of 2.5 dioptre cylinder (DC) and above in at least 1 eye; where correction of astigmatism is considered clinically necessary
Ophthalmic | Intraocular lens replacement | Intraocular lens (IOL) | Monofocal, astigmatism correcting IOL | Carl Zeiss | AT TORBI 709MP DPT 01.5 CYL 01.5 | AT TORBI 709MP DPT 01.5 CYL 01.5 | Standalone | DE0011835 | Indicated for patients with astigmatism of 2.5 dioptre cylinder (DC) and above in at least 1 eye; where correction of astigmatism is considered clinically necessary
Ophthalmic | Intraocular lens replacement | Intraocular lens (IOL) | Monofocal, astigmatism correcting IOL | Carl Zeiss | AT TORBI 709MP DPT -01.5 CYL 01.5 | AT TORBI 709MP DPT -01.5 CYL 01.5 | Standalone | DE0011835 | Indicated for patients with astigmatism of 2.5 dioptre cylinder (DC) and above in at least 1 eye; where correction of astigmatism is considered clinically necessary
Ophthalmic | Intraocular lens replacement | Intraocular lens (IOL) | Monofocal, astigmatism correcting IOL | Carl Zeiss | AT TORBI 709MP DPT 01.5 CYL 02.0 | AT TORBI 709MP DPT 01.5 CYL 02.0 | Standalone | DE0011835 | Indicated for patients with astigmatism of 2.5 dioptre cylinder (DC) and above in at least 1 eye; where correction of astigmatism is considered clinically necessary
Ophthalmic | Intraocular lens replacement | Intraocular lens (IOL) | Monofocal, astigmatism correcting IOL | Carl Zeiss | AT TORBI 709MP DPT -01.5 CYL 02.0 | AT TORBI 709MP DPT -01.5 CYL 02.0 | Standalone | DE0011835 | Indicated for patients with astigmatism of 2.5 dioptre cylinder (DC) and above in at least 1 eye; where correction of astigmatism is considered clinically necessary
Ophthalmic | Intraocular lens replacement | Intraocular lens (IOL) | Monofocal, astigmatism correcting IOL | Carl Zeiss | AT TORBI 709MP DPT 01.5 CYL 02.5 | AT TORBI 709MP DPT 01.5 CYL 02.5 | Standalone | DE0011835 | Indicated for patients with astigmatism of 2.5 dioptre cylinder (DC) and above in at least 1 eye; where correction of astigmatism is considered clinically necessary
Ophthalmic | Intraocular lens replacement | Intraocular lens (IOL) | Monofocal, astigmatism correcting IOL | Carl Zeiss | AT TORBI 709MP DPT -01.5 CYL 02.5 | AT TORBI 709MP DPT -01.5 CYL 02.5 | Standalone | DE0011835 | Indicated for patients with astigmatism of 2.5 dioptre cylinder (DC) and above in at least 1 eye; where correction of astigmatism is considered clinically necessary
Ophthalmic | Intraocular lens replacement | Intraocular lens (IOL) | Monofocal, astigmatism correcting IOL | Carl Zeiss | AT TORBI 709MP DPT 01.5 CYL 03.0 | AT TORBI 709MP DPT 01.5 CYL 03.0 | Standalone | DE0011835 | Indicated for patients with astigmatism of 2.5 dioptre cylinder (DC) and above in at least 1 eye; where correction of astigmatism is considered clinically necessary
Ophthalmic | Intraocular lens replacement | Intraocular lens (IOL) | Monofocal, astigmatism correcting IOL | Carl Zeiss | AT TORBI 709MP DPT -01.5 CYL 03.0 | AT TORBI 709MP DPT -01.5 CYL 03.0 | Standalone | DE0011835 | Indicated for patients with astigmatism of 2.5 dioptre cylinder (DC) and above in at least 1 eye; where correction of astigmatism is considered clinically necessary
Ophthalmic | Intraocular lens replacement | Intraocular lens (IOL) | Monofocal, astigmatism correcting IOL | Carl Zeiss | AT TORBI 709MP DPT 01.5 CYL 03.5 | AT TORBI 709MP DPT 01.5 CYL 03.5 | Standalone | DE0011835 | Indicated for patients with astigmatism of 2.5 dioptre cylinder (DC) and above in at least 1 eye; where correction of astigmatism is considered clinically necessary
Ophthalmic | Intraocular lens replacement | Intraocular lens (IOL) | Monofocal, astigmatism correcting IOL | Carl Zeiss | AT TORBI 709MP DPT -01.5 CYL 03.5 | AT TORBI 709MP DPT -01.5 CYL 03.5 | Standalone | DE0011835 | Indicated for patients with astigmatism of 2.5 dioptre cylinder (DC) and above in at least 1 eye; where correction of astigmatism is considered clinically necessary
Ophthalmic | Intraocular lens replacement | Intraocular lens (IOL) | Monofocal, astigmatism correcting IOL | Carl Zeiss | AT TORBI 709MP DPT 01.5 CYL 04.0 | AT TORBI 709MP DPT 01.5 CYL 04.0 | Standalone | DE0011835 | Indicated for patients with astigmatism of 2.5 dioptre cylinder (DC) and above in at least 1 eye; where correction of astigmatism is considered clinically necessary
Ophthalmic | Intraocular lens replacement | Intraocular lens (IOL) | Monofocal, astigmatism correcting IOL | Carl Zeiss | AT TORBI 709MP DPT -01.5 CYL 04.0 | AT TORBI 709MP DPT -01.5 CYL 04.0 | Standalone | DE0011835 | Indicated for patients with astigmatism of 2.5 dioptre cylinder (DC) and above in at least 1 eye; where correction of astigmatism is considered clinically necessary
Ophthalmic | Intraocular lens replacement | Intraocular lens (IOL) | Monofocal, astigmatism correcting IOL | Carl Zeiss | AT TORBI 709MP DPT 02.0 CYL 01.0 | AT TORBI 709MP DPT 02.0 CYL 01.0 | Standalone | DE0011835 | Indicated for patients with astigmatism of 2.5 dioptre cylinder (DC) and above in at least 1 eye; where correction of astigmatism is considered clinically necessary
Ophthalmic | Intraocular lens replacement | Intraocular lens (IOL) | Monofocal, astigmatism correcting IOL | Carl Zeiss | AT TORBI 709MP DPT -02.0 CYL 01.0 | AT TORBI 709MP DPT -02.0 CYL 01.0 | Standalone | DE0011835 | Indicated for patients with astigmatism of 2.5 dioptre cylinder (DC) and above in at least 1 eye; where correction of astigmatism is considered clinically necessary
Ophthalmic | Intraocular lens replacement | Intraocular lens (IOL) | Monofocal, astigmatism correcting IOL | Carl Zeiss | AT TORBI 709MP DPT 02.0 CYL 01.5 | AT TORBI 709MP DPT 02.0 CYL 01.5 | Standalone | DE0011835 | Indicated for patients with astigmatism of 2.5 dioptre cylinder (DC) and above in at least 1 eye; where correction of astigmatism is considered clinically necessary
Ophthalmic | Intraocular lens replacement | Intraocular lens (IOL) | Monofocal, astigmatism correcting IOL | Carl Zeiss | AT TORBI 709MP DPT -02.0 CYL 01.5 | AT TORBI 709MP DPT -02.0 CYL 01.5 | Standalone | DE0011835 | Indicated for patients with astigmatism of 2.5 dioptre cylinder (DC) and above in at least 1 eye; where correction of astigmatism is considered clinically necessary
Ophthalmic | Intraocular lens replacement | Intraocular lens (IOL) | Monofocal, astigmatism correcting IOL | Carl Zeiss | AT TORBI 709MP DPT 02.0 CYL 02.0 | AT TORBI 709MP DPT 02.0 CYL 02.0 | Standalone | DE0011835 | Indicated for patients with astigmatism of 2.5 dioptre cylinder (DC) and above in at least 1 eye; where correction of astigmatism is considered clinically necessary
Ophthalmic | Intraocular lens replacement | Intraocular lens (IOL) | Monofocal, astigmatism correcting IOL | Carl Zeiss | AT TORBI 709MP DPT -02.0 CYL 02.0 | AT TORBI 709MP DPT -02.0 CYL 02.0 | Standalone | DE0011835 | Indicated for patients with astigmatism of 2.5 dioptre cylinder (DC) and above in at least 1 eye; where correction of astigmatism is considered clinically necessary
Ophthalmic | Intraocular lens replacement | Intraocular lens (IOL) | Monofocal, astigmatism correcting IOL | Carl Zeiss | AT TORBI 709MP DPT 02.0 CYL 02.5 | AT TORBI 709MP DPT 02.0 CYL 02.5 | Standalone | DE0011835 | Indicated for patients with astigmatism of 2.5 dioptre cylinder (DC) and above in at least 1 eye; where correction of astigmatism is considered clinically necessary
Ophthalmic | Intraocular lens replacement | Intraocular lens (IOL) | Monofocal, astigmatism correcting IOL | Carl Zeiss | AT TORBI 709MP DPT -02.0 CYL 02.5 | AT TORBI 709MP DPT -02.0 CYL 02.5 | Standalone | DE0011835 | Indicated for patients with astigmatism of 2.5 dioptre cylinder (DC) and above in at least 1 eye; where correction of astigmatism is considered clinically necessary
Ophthalmic | Intraocular lens replacement | Intraocular lens (IOL) | Monofocal, astigmatism correcting IOL | Carl Zeiss | AT TORBI 709MP DPT 02.0 CYL 03.0 | AT TORBI 709MP DPT 02.0 CYL 03.0 | Standalone | DE0011835 | Indicated for patients with astigmatism of 2.5 dioptre cylinder (DC) and above in at least 1 eye; where correction of astigmatism is considered clinically necessary
Ophthalmic | Intraocular lens replacement | Intraocular lens (IOL) | Monofocal, astigmatism correcting IOL | Carl Zeiss | AT TORBI 709MP DPT -02.0 CYL 03.0 | AT TORBI 709MP DPT -02.0 CYL 03.0 | Standalone | DE0011835 | Indicated for patients with astigmatism of 2.5 dioptre cylinder (DC) and above in at least 1 eye; where correction of astigmatism is considered clinically necessary
Ophthalmic | Intraocular lens replacement | Intraocular lens (IOL) | Monofocal, astigmatism correcting IOL | Carl Zeiss | AT TORBI 709MP DPT 02.0 CYL 03.5 | AT TORBI 709MP DPT 02.0 CYL 03.5 | Standalone | DE0011835 | Indicated for patients with astigmatism of 2.5 dioptre cylinder (DC) and above in at least 1 eye; where correction of astigmatism is considered clinically necessary
Ophthalmic | Intraocular lens replacement | Intraocular lens (IOL) | Monofocal, astigmatism correcting IOL | Carl Zeiss | AT TORBI 709MP DPT -02.0 CYL 03.5 | AT TORBI 709MP DPT -02.0 CYL 03.5 | Standalone | DE0011835 | Indicated for patients with astigmatism of 2.5 dioptre cylinder (DC) and above in at least 1 eye; where correction of astigmatism is considered clinically necessary
Ophthalmic | Intraocular lens replacement | Intraocular lens (IOL) | Monofocal, astigmatism correcting IOL | Carl Zeiss | AT TORBI 709MP DPT 02.0 CYL 04.0 | AT TORBI 709MP DPT 02.0 CYL 04.0 | Standalone | DE0011835 | Indicated for patients with astigmatism of 2.5 dioptre cylinder (DC) and above in at least 1 eye; where correction of astigmatism is considered clinically necessary
Ophthalmic | Intraocular lens replacement | Intraocular lens (IOL) | Monofocal, astigmatism correcting IOL | Carl Zeiss | AT TORBI 709MP DPT -02.0 CYL 04.0 | AT TORBI 709MP DPT -02.0 CYL 04.0 | Standalone | DE0011835 | Indicated for patients with astigmatism of 2.5 dioptre cylinder (DC) and above in at least 1 eye; where correction of astigmatism is considered clinically necessary
Ophthalmic | Intraocular lens replacement | Intraocular lens (IOL) | Monofocal, astigmatism correcting IOL | Carl Zeiss | AT TORBI 709MP DPT 02.5 CYL 01.0 | AT TORBI 709MP DPT 02.5 CYL 01.0 | Standalone | DE0011835 | Indicated for patients with astigmatism of 2.5 dioptre cylinder (DC) and above in at least 1 eye; where correction of astigmatism is considered clinically necessary
Ophthalmic | Intraocular lens replacement | Intraocular lens (IOL) | Monofocal, astigmatism correcting IOL | Carl Zeiss | AT TORBI 709MP DPT -02.5 CYL 01.0 | AT TORBI 709MP DPT -02.5 CYL 01.0 | Standalone | DE0011835 | Indicated for patients with astigmatism of 2.5 dioptre cylinder (DC) and above in at least 1 eye; where correction of astigmatism is considered clinically necessary
Ophthalmic | Intraocular lens replacement | Intraocular lens (IOL) | Monofocal, astigmatism correcting IOL | Carl Zeiss | AT TORBI 709MP DPT 02.5 CYL 01.5 | AT TORBI 709MP DPT 02.5 CYL 01.5 | Standalone | DE0011835 | Indicated for patients with astigmatism of 2.5 dioptre cylinder (DC) and above in at least 1 eye; where correction of astigmatism is considered clinically necessary
Ophthalmic | Intraocular lens replacement | Intraocular lens (IOL) | Monofocal, astigmatism correcting IOL | Carl Zeiss | AT TORBI 709MP DPT -02.5 CYL 01.5 | AT TORBI 709MP DPT -02.5 CYL 01.5 | Standalone | DE0011835 | Indicated for patients with astigmatism of 2.5 dioptre cylinder (DC) and above in at least 1 eye; where correction of astigmatism is considered clinically necessary
Ophthalmic | Intraocular lens replacement | Intraocular lens (IOL) | Monofocal, astigmatism correcting IOL | Carl Zeiss | AT TORBI 709MP DPT 02.5 CYL 02.0 | AT TORBI 709MP DPT 02.5 CYL 02.0 | Standalone | DE0011835 | Indicated for patients with astigmatism of 2.5 dioptre cylinder (DC) and above in at least 1 eye; where correction of astigmatism is considered clinically necessary
Ophthalmic | Intraocular lens replacement | Intraocular lens (IOL) | Monofocal, astigmatism correcting IOL | Carl Zeiss | AT TORBI 709MP DPT -02.5 CYL 02.0 | AT TORBI 709MP DPT -02.5 CYL 02.0 | Standalone | DE0011835 | Indicated for patients with astigmatism of 2.5 dioptre cylinder (DC) and above in at least 1 eye; where correction of astigmatism is considered clinically necessary
Ophthalmic | Intraocular lens replacement | Intraocular lens (IOL) | Monofocal, astigmatism correcting IOL | Carl Zeiss | AT TORBI 709MP DPT 02.5 CYL 02.5 | AT TORBI 709MP DPT 02.5 CYL 02.5 | Standalone | DE0011835 | Indicated for patients with astigmatism of 2.5 dioptre cylinder (DC) and above in at least 1 eye; where correction of astigmatism is considered clinically necessary
Ophthalmic | Intraocular lens replacement | Intraocular lens (IOL) | Monofocal, astigmatism correcting IOL | Carl Zeiss | AT TORBI 709MP DPT -02.5 CYL 02.5 | AT TORBI 709MP DPT -02.5 CYL 02.5 | Standalone | DE0011835 | Indicated for patients with astigmatism of 2.5 dioptre cylinder (DC) and above in at least 1 eye; where correction of astigmatism is considered clinically necessary
Ophthalmic | Intraocular lens replacement | Intraocular lens (IOL) | Monofocal, astigmatism correcting IOL | Carl Zeiss | AT TORBI 709MP DPT 02.5 CYL 03.0 | AT TORBI 709MP DPT 02.5 CYL 03.0 | Standalone | DE0011835 | Indicated for patients with astigmatism of 2.5 dioptre cylinder (DC) and above in at least 1 eye; where correction of astigmatism is considered clinically necessary
Ophthalmic | Intraocular lens replacement | Intraocular lens (IOL) | Monofocal, astigmatism correcting IOL | Carl Zeiss | AT TORBI 709MP DPT -02.5 CYL 03.0 | AT TORBI 709MP DPT -02.5 CYL 03.0 | Standalone | DE0011835 | Indicated for patients with astigmatism of 2.5 dioptre cylinder (DC) and above in at least 1 eye; where correction of astigmatism is considered clinically necessary
Ophthalmic | Intraocular lens replacement | Intraocular lens (IOL) | Monofocal, astigmatism correcting IOL | Carl Zeiss | AT TORBI 709MP DPT 02.5 CYL 03.5 | AT TORBI 709MP DPT 02.5 CYL 03.5 | Standalone | DE0011835 | Indicated for patients with astigmatism of 2.5 dioptre cylinder (DC) and above in at least 1 eye; where correction of astigmatism is considered clinically necessary
Ophthalmic | Intraocular lens replacement | Intraocular lens (IOL) | Monofocal, astigmatism correcting IOL | Carl Zeiss | AT TORBI 709MP DPT -02.5 CYL 03.5 | AT TORBI 709MP DPT -02.5 CYL 03.5 | Standalone | DE0011835 | Indicated for patients with astigmatism of 2.5 dioptre cylinder (DC) and above in at least 1 eye; where correction of astigmatism is considered clinically necessary
Ophthalmic | Intraocular lens replacement | Intraocular lens (IOL) | Monofocal, astigmatism correcting IOL | Carl Zeiss | AT TORBI 709MP DPT 02.5 CYL 04.0 | AT TORBI 709MP DPT 02.5 CYL 04.0 | Standalone | DE0011835 | Indicated for patients with astigmatism of 2.5 dioptre cylinder (DC) and above in at least 1 eye; where correction of astigmatism is considered clinically necessary
Ophthalmic | Intraocular lens replacement | Intraocular lens (IOL) | Monofocal, astigmatism correcting IOL | Carl Zeiss | AT TORBI 709MP DPT -02.5 CYL 04.0 | AT TORBI 709MP DPT -02.5 CYL 04.0 | Standalone | DE0011835 | Indicated for patients with astigmatism of 2.5 dioptre cylinder (DC) and above in at least 1 eye; where correction of astigmatism is considered clinically necessary
Ophthalmic | Intraocular lens replacement | Intraocular lens (IOL) | Monofocal, astigmatism correcting IOL | Carl Zeiss | AT TORBI 709MP DPT 03.0 CYL 01.0 | AT TORBI 709MP DPT 03.0 CYL 01.0 | Standalone | DE0011835 | Indicated for patients with astigmatism of 2.5 dioptre cylinder (DC) and above in at least 1 eye; where correction of astigmatism is considered clinically necessary
Ophthalmic | Intraocular lens replacement | Intraocular lens (IOL) | Monofocal, astigmatism correcting IOL | Carl Zeiss | AT TORBI 709MP DPT -03.0 CYL 01.0 | AT TORBI 709MP DPT -03.0 CYL 01.0 | Standalone | DE0011835 | Indicated for patients with astigmatism of 2.5 dioptre cylinder (DC) and above in at least 1 eye; where correction of astigmatism is considered clinically necessary
Ophthalmic | Intraocular lens replacement | Intraocular lens (IOL) | Monofocal, astigmatism correcting IOL | Carl Zeiss | AT TORBI 709MP DPT 03.0 CYL 01.5 | AT TORBI 709MP DPT 03.0 CYL 01.5 | Standalone | DE0011835 | Indicated for patients with astigmatism of 2.5 dioptre cylinder (DC) and above in at least 1 eye; where correction of astigmatism is considered clinically necessary
Ophthalmic | Intraocular lens replacement | Intraocular lens (IOL) | Monofocal, astigmatism correcting IOL | Carl Zeiss | AT TORBI 709MP DPT -03.0 CYL 01.5 | AT TORBI 709MP DPT -03.0 CYL 01.5 | Standalone | DE0011835 | Indicated for patients with astigmatism of 2.5 dioptre cylinder (DC) and above in at least 1 eye; where correction of astigmatism is considered clinically necessary
Ophthalmic | Intraocular lens replacement | Intraocular lens (IOL) | Monofocal, astigmatism correcting IOL | Carl Zeiss | AT TORBI 709MP DPT 03.0 CYL 02.0 | AT TORBI 709MP DPT 03.0 CYL 02.0 | Standalone | DE0011835 | Indicated for patients with astigmatism of 2.5 dioptre cylinder (DC) and above in at least 1 eye; where correction of astigmatism is considered clinically necessary
Ophthalmic | Intraocular lens replacement | Intraocular lens (IOL) | Monofocal, astigmatism correcting IOL | Carl Zeiss | AT TORBI 709MP DPT -03.0 CYL 02.0 | AT TORBI 709MP DPT -03.0 CYL 02.0 | Standalone | DE0011835 | Indicated for patients with astigmatism of 2.5 dioptre cylinder (DC) and above in at least 1 eye; where correction of astigmatism is considered clinically necessary
Ophthalmic | Intraocular lens replacement | Intraocular lens (IOL) | Monofocal, astigmatism correcting IOL | Carl Zeiss | AT TORBI 709MP DPT 03.0 CYL 02.5 | AT TORBI 709MP DPT 03.0 CYL 02.5 | Standalone | DE0011835 | Indicated for patients with astigmatism of 2.5 dioptre cylinder (DC) and above in at least 1 eye; where correction of astigmatism is considered clinically necessary
Ophthalmic | Intraocular lens replacement | Intraocular lens (IOL) | Monofocal, astigmatism correcting IOL | Carl Zeiss | AT TORBI 709MP DPT -03.0 CYL 02.5 | AT TORBI 709MP DPT -03.0 CYL 02.5 | Standalone | DE0011835 | Indicated for patients with astigmatism of 2.5 dioptre cylinder (DC) and above in at least 1 eye; where correction of astigmatism is considered clinically necessary
Ophthalmic | Intraocular lens replacement | Intraocular lens (IOL) | Monofocal, astigmatism correcting IOL | Carl Zeiss | AT TORBI 709MP DPT 03.0 CYL 03.0 | AT TORBI 709MP DPT 03.0 CYL 03.0 | Standalone | DE0011835 | Indicated for patients with astigmatism of 2.5 dioptre cylinder (DC) and above in at least 1 eye; where correction of astigmatism is considered clinically necessary
Ophthalmic | Intraocular lens replacement | Intraocular lens (IOL) | Monofocal, astigmatism correcting IOL | Carl Zeiss | AT TORBI 709MP DPT -03.0 CYL 03.0 | AT TORBI 709MP DPT -03.0 CYL 03.0 | Standalone | DE0011835 | Indicated for patients with astigmatism of 2.5 dioptre cylinder (DC) and above in at least 1 eye; where correction of astigmatism is considered clinically necessary
Ophthalmic | Intraocular lens replacement | Intraocular lens (IOL) | Monofocal, astigmatism correcting IOL | Carl Zeiss | AT TORBI 709MP DPT 03.0 CYL 03.5 | AT TORBI 709MP DPT 03.0 CYL 03.5 | Standalone | DE0011835 | Indicated for patients with astigmatism of 2.5 dioptre cylinder (DC) and above in at least 1 eye; where correction of astigmatism is considered clinically necessary
Ophthalmic | Intraocular lens replacement | Intraocular lens (IOL) | Monofocal, astigmatism correcting IOL | Carl Zeiss | AT TORBI 709MP DPT -03.0 CYL 03.5 | AT TORBI 709MP DPT -03.0 CYL 03.5 | Standalone | DE0011835 | Indicated for patients with astigmatism of 2.5 dioptre cylinder (DC) and above in at least 1 eye; where correction of astigmatism is considered clinically necessary
Ophthalmic | Intraocular lens replacement | Intraocular lens (IOL) | Monofocal, astigmatism correcting IOL | Carl Zeiss | AT TORBI 709MP DPT 03.0 CYL 04.0 | AT TORBI 709MP DPT 03.0 CYL 04.0 | Standalone | DE0011835 | Indicated for patients with astigmatism of 2.5 dioptre cylinder (DC) and above in at least 1 eye; where correction of astigmatism is considered clinically necessary
Ophthalmic | Intraocular lens replacement | Intraocular lens (IOL) | Monofocal, astigmatism correcting IOL | Carl Zeiss | AT TORBI 709MP DPT -03.0 CYL 04.0 | AT TORBI 709MP DPT -03.0 CYL 04.0 | Standalone | DE0011835 | Indicated for patients with astigmatism of 2.5 dioptre cylinder (DC) and above in at least 1 eye; where correction of astigmatism is considered clinically necessary
Ophthalmic | Intraocular lens replacement | Intraocular lens (IOL) | Monofocal, astigmatism correcting IOL | Carl Zeiss | AT TORBI 709MP DPT 03.5 CYL 01.0 | AT TORBI 709MP DPT 03.5 CYL 01.0 | Standalone | DE0011835 | Indicated for patients with astigmatism of 2.5 dioptre cylinder (DC) and above in at least 1 eye; where correction of astigmatism is considered clinically necessary
Ophthalmic | Intraocular lens replacement | Intraocular lens (IOL) | Monofocal, astigmatism correcting IOL | Carl Zeiss | AT TORBI 709MP DPT -03.5 CYL 01.0 | AT TORBI 709MP DPT -03.5 CYL 01.0 | Standalone | DE0011835 | Indicated for patients with astigmatism of 2.5 dioptre cylinder (DC) and above in at least 1 eye; where correction of astigmatism is considered clinically necessary
Ophthalmic | Intraocular lens replacement | Intraocular lens (IOL) | Monofocal, astigmatism correcting IOL | Carl Zeiss | AT TORBI 709MP DPT 03.5 CYL 01.5 | AT TORBI 709MP DPT 03.5 CYL 01.5 | Standalone | DE0011835 | Indicated for patients with astigmatism of 2.5 dioptre cylinder (DC) and above in at least 1 eye; where correction of astigmatism is considered clinically necessary
Ophthalmic | Intraocular lens replacement | Intraocular lens (IOL) | Monofocal, astigmatism correcting IOL | Carl Zeiss | AT TORBI 709MP DPT -03.5 CYL 01.5 | AT TORBI 709MP DPT -03.5 CYL 01.5 | Standalone | DE0011835 | Indicated for patients with astigmatism of 2.5 dioptre cylinder (DC) and above in at least 1 eye; where correction of astigmatism is considered clinically necessary
Ophthalmic | Intraocular lens replacement | Intraocular lens (IOL) | Monofocal, astigmatism correcting IOL | Carl Zeiss | AT TORBI 709MP DPT 03.5 CYL 02.0 | AT TORBI 709MP DPT 03.5 CYL 02.0 | Standalone | DE0011835 | Indicated for patients with astigmatism of 2.5 dioptre cylinder (DC) and above in at least 1 eye; where correction of astigmatism is considered clinically necessary
Ophthalmic | Intraocular lens replacement | Intraocular lens (IOL) | Monofocal, astigmatism correcting IOL | Carl Zeiss | AT TORBI 709MP DPT -03.5 CYL 02.0 | AT TORBI 709MP DPT -03.5 CYL 02.0 | Standalone | DE0011835 | Indicated for patients with astigmatism of 2.5 dioptre cylinder (DC) and above in at least 1 eye; where correction of astigmatism is considered clinically necessary
Ophthalmic | Intraocular lens replacement | Intraocular lens (IOL) | Monofocal, astigmatism correcting IOL | Carl Zeiss | AT TORBI 709MP DPT 03.5 CYL 02.5 | AT TORBI 709MP DPT 03.5 CYL 02.5 | Standalone | DE0011835 | Indicated for patients with astigmatism of 2.5 dioptre cylinder (DC) and above in at least 1 eye; where correction of astigmatism is considered clinically necessary
Ophthalmic | Intraocular lens replacement | Intraocular lens (IOL) | Monofocal, astigmatism correcting IOL | Carl Zeiss | AT TORBI 709MP DPT -03.5 CYL 02.5 | AT TORBI 709MP DPT -03.5 CYL 02.5 | Standalone | DE0011835 | Indicated for patients with astigmatism of 2.5 dioptre cylinder (DC) and above in at least 1 eye; where correction of astigmatism is considered clinically necessary
Ophthalmic | Intraocular lens replacement | Intraocular lens (IOL) | Monofocal, astigmatism correcting IOL | Carl Zeiss | AT TORBI 709MP DPT 03.5 CYL 03.0 | AT TORBI 709MP DPT 03.5 CYL 03.0 | Standalone | DE0011835 | Indicated for patients with astigmatism of 2.5 dioptre cylinder (DC) and above in at least 1 eye; where correction of astigmatism is considered clinically necessary
Ophthalmic | Intraocular lens replacement | Intraocular lens (IOL) | Monofocal, astigmatism correcting IOL | Carl Zeiss | AT TORBI 709MP DPT -03.5 CYL 03.0 | AT TORBI 709MP DPT -03.5 CYL 03.0 | Standalone | DE0011835 | Indicated for patients with astigmatism of 2.5 dioptre cylinder (DC) and above in at least 1 eye; where correction of astigmatism is considered clinically necessary
Ophthalmic | Intraocular lens replacement | Intraocular lens (IOL) | Monofocal, astigmatism correcting IOL | Carl Zeiss | AT TORBI 709MP DPT 03.5 CYL 03.5 | AT TORBI 709MP DPT 03.5 CYL 03.5 | Standalone | DE0011835 | Indicated for patients with astigmatism of 2.5 dioptre cylinder (DC) and above in at least 1 eye; where correction of astigmatism is considered clinically necessary
Ophthalmic | Intraocular lens replacement | Intraocular lens (IOL) | Monofocal, astigmatism correcting IOL | Carl Zeiss | AT TORBI 709MP DPT -03.5 CYL 03.5 | AT TORBI 709MP DPT -03.5 CYL 03.5 | Standalone | DE0011835 | Indicated for patients with astigmatism of 2.5 dioptre cylinder (DC) and above in at least 1 eye; where correction of astigmatism is considered clinically necessary
Ophthalmic | Intraocular lens replacement | Intraocular lens (IOL) | Monofocal, astigmatism correcting IOL | Carl Zeiss | AT TORBI 709MP DPT 03.5 CYL 04.0 | AT TORBI 709MP DPT 03.5 CYL 04.0 | Standalone | DE0011835 | Indicated for patients with astigmatism of 2.5 dioptre cylinder (DC) and above in at least 1 eye; where correction of astigmatism is considered clinically necessary
Ophthalmic | Intraocular lens replacement | Intraocular lens (IOL) | Monofocal, astigmatism correcting IOL | Carl Zeiss | AT TORBI 709MP DPT -03.5 CYL 04.0 | AT TORBI 709MP DPT -03.5 CYL 04.0 | Standalone | DE0011835 | Indicated for patients with astigmatism of 2.5 dioptre cylinder (DC) and above in at least 1 eye; where correction of astigmatism is considered clinically necessary
Ophthalmic | Intraocular lens replacement | Intraocular lens (IOL) | Monofocal, astigmatism correcting IOL | Carl Zeiss | AT TORBI 709MP DPT 04.0 CYL 01.0 | AT TORBI 709MP DPT 04.0 CYL 01.0 | Standalone | DE0011835 | Indicated for patients with astigmatism of 2.5 dioptre cylinder (DC) and above in at least 1 eye; where correction of astigmatism is considered clinically necessary
Ophthalmic | Intraocular lens replacement | Intraocular lens (IOL) | Monofocal, astigmatism correcting IOL | Carl Zeiss | AT TORBI 709MP DPT -04.0 CYL 01.0 | AT TORBI 709MP DPT -04.0 CYL 01.0 | Standalone | DE0011835 | Indicated for patients with astigmatism of 2.5 dioptre cylinder (DC) and above in at least 1 eye; where correction of astigmatism is considered clinically necessary
Ophthalmic | Intraocular lens replacement | Intraocular lens (IOL) | Monofocal, astigmatism correcting IOL | Carl Zeiss | AT TORBI 709MP DPT 04.0 CYL 01.5 | AT TORBI 709MP DPT 04.0 CYL 01.5 | Standalone | DE0011835 | Indicated for patients with astigmatism of 2.5 dioptre cylinder (DC) and above in at least 1 eye; where correction of astigmatism is considered clinically necessary
Ophthalmic | Intraocular lens replacement | Intraocular lens (IOL) | Monofocal, astigmatism correcting IOL | Carl Zeiss | AT TORBI 709MP DPT -04.0 CYL 01.5 | AT TORBI 709MP DPT -04.0 CYL 01.5 | Standalone | DE0011835 | Indicated for patients with astigmatism of 2.5 dioptre cylinder (DC) and above in at least 1 eye; where correction of astigmatism is considered clinically necessary
Ophthalmic | Intraocular lens replacement | Intraocular lens (IOL) | Monofocal, astigmatism correcting IOL | Carl Zeiss | AT TORBI 709MP DPT 04.0 CYL 02.0 | AT TORBI 709MP DPT 04.0 CYL 02.0 | Standalone | DE0011835 | Indicated for patients with astigmatism of 2.5 dioptre cylinder (DC) and above in at least 1 eye; where correction of astigmatism is considered clinically necessary
Ophthalmic | Intraocular lens replacement | Intraocular lens (IOL) | Monofocal, astigmatism correcting IOL | Carl Zeiss | AT TORBI 709MP DPT -04.0 CYL 02.0 | AT TORBI 709MP DPT -04.0 CYL 02.0 | Standalone | DE0011835 | Indicated for patients with astigmatism of 2.5 dioptre cylinder (DC) and above in at least 1 eye; where correction of astigmatism is considered clinically necessary
Ophthalmic | Intraocular lens replacement | Intraocular lens (IOL) | Monofocal, astigmatism correcting IOL | Carl Zeiss | AT TORBI 709MP DPT 04.0 CYL 02.5 | AT TORBI 709MP DPT 04.0 CYL 02.5 | Standalone | DE0011835 | Indicated for patients with astigmatism of 2.5 dioptre cylinder (DC) and above in at least 1 eye; where correction of astigmatism is considered clinically necessary
Ophthalmic | Intraocular lens replacement | Intraocular lens (IOL) | Monofocal, astigmatism correcting IOL | Carl Zeiss | AT TORBI 709MP DPT -04.0 CYL 02.5 | AT TORBI 709MP DPT -04.0 CYL 02.5 | Standalone | DE0011835 | Indicated for patients with astigmatism of 2.5 dioptre cylinder (DC) and above in at least 1 eye; where correction of astigmatism is considered clinically necessary
Ophthalmic | Intraocular lens replacement | Intraocular lens (IOL) | Monofocal, astigmatism correcting IOL | Carl Zeiss | AT TORBI 709MP DPT 04.0 CYL 03.0 | AT TORBI 709MP DPT 04.0 CYL 03.0 | Standalone | DE0011835 | Indicated for patients with astigmatism of 2.5 dioptre cylinder (DC) and above in at least 1 eye; where correction of astigmatism is considered clinically necessary
Ophthalmic | Intraocular lens replacement | Intraocular lens (IOL) | Monofocal, astigmatism correcting IOL | Carl Zeiss | AT TORBI 709MP DPT -04.0 CYL 03.0 | AT TORBI 709MP DPT -04.0 CYL 03.0 | Standalone | DE0011835 | Indicated for patients with astigmatism of 2.5 dioptre cylinder (DC) and above in at least 1 eye; where correction of astigmatism is considered clinically necessary
Ophthalmic | Intraocular lens replacement | Intraocular lens (IOL) | Monofocal, astigmatism correcting IOL | Carl Zeiss | AT TORBI 709MP DPT 04.0 CYL 03.5 | AT TORBI 709MP DPT 04.0 CYL 03.5 | Standalone | DE0011835 | Indicated for patients with astigmatism of 2.5 dioptre cylinder (DC) and above in at least 1 eye; where correction of astigmatism is considered clinically necessary
Ophthalmic | Intraocular lens replacement | Intraocular lens (IOL) | Monofocal, astigmatism correcting IOL | Carl Zeiss | AT TORBI 709MP DPT -04.0 CYL 03.5 | AT TORBI 709MP DPT -04.0 CYL 03.5 | Standalone | DE0011835 | Indicated for patients with astigmatism of 2.5 dioptre cylinder (DC) and above in at least 1 eye; where correction of astigmatism is considered clinically necessary
Ophthalmic | Intraocular lens replacement | Intraocular lens (IOL) | Monofocal, astigmatism correcting IOL | Carl Zeiss | AT TORBI 709MP DPT 04.0 CYL 04.0 | AT TORBI 709MP DPT 04.0 CYL 04.0 | Standalone | DE0011835 | Indicated for patients with astigmatism of 2.5 dioptre cylinder (DC) and above in at least 1 eye; where correction of astigmatism is considered clinically necessary
Ophthalmic | Intraocular lens replacement | Intraocular lens (IOL) | Monofocal, astigmatism correcting IOL | Carl Zeiss | AT TORBI 709MP DPT -04.0 CYL 04.0 | AT TORBI 709MP DPT -04.0 CYL 04.0 | Standalone | DE0011835 | Indicated for patients with astigmatism of 2.5 dioptre cylinder (DC) and above in at least 1 eye; where correction of astigmatism is considered clinically necessary
Ophthalmic | Intraocular lens replacement | Intraocular lens (IOL) | Monofocal, astigmatism correcting IOL | Carl Zeiss | AT TORBI 709MP DPT 04.5 CYL 01.0 | AT TORBI 709MP DPT 04.5 CYL 01.0 | Standalone | DE0011835 | Indicated for patients with astigmatism of 2.5 dioptre cylinder (DC) and above in at least 1 eye; where correction of astigmatism is considered clinically necessary
Ophthalmic | Intraocular lens replacement | Intraocular lens (IOL) | Monofocal, astigmatism correcting IOL | Carl Zeiss | AT TORBI 709MP DPT -04.5 CYL 01.0 | AT TORBI 709MP DPT -04.5 CYL 01.0 | Standalone | DE0011835 | Indicated for patients with astigmatism of 2.5 dioptre cylinder (DC) and above in at least 1 eye; where correction of astigmatism is considered clinically necessary
Ophthalmic | Intraocular lens replacement | Intraocular lens (IOL) | Monofocal, astigmatism correcting IOL | Carl Zeiss | AT TORBI 709MP DPT 04.5 CYL 01.5 | AT TORBI 709MP DPT 04.5 CYL 01.5 | Standalone | DE0011835 | Indicated for patients with astigmatism of 2.5 dioptre cylinder (DC) and above in at least 1 eye; where correction of astigmatism is considered clinically necessary
Ophthalmic | Intraocular lens replacement | Intraocular lens (IOL) | Monofocal, astigmatism correcting IOL | Carl Zeiss | AT TORBI 709MP DPT -04.5 CYL 01.5 | AT TORBI 709MP DPT -04.5 CYL 01.5 | Standalone | DE0011835 | Indicated for patients with astigmatism of 2.5 dioptre cylinder (DC) and above in at least 1 eye; where correction of astigmatism is considered clinically necessary
Ophthalmic | Intraocular lens replacement | Intraocular lens (IOL) | Monofocal, astigmatism correcting IOL | Carl Zeiss | AT TORBI 709MP DPT 04.5 CYL 02.0 | AT TORBI 709MP DPT 04.5 CYL 02.0 | Standalone | DE0011835 | Indicated for patients with astigmatism of 2.5 dioptre cylinder (DC) and above in at least 1 eye; where correction of astigmatism is considered clinically necessary
Ophthalmic | Intraocular lens replacement | Intraocular lens (IOL) | Monofocal, astigmatism correcting IOL | Carl Zeiss | AT TORBI 709MP DPT -04.5 CYL 02.0 | AT TORBI 709MP DPT -04.5 CYL 02.0 | Standalone | DE0011835 | Indicated for patients with astigmatism of 2.5 dioptre cylinder (DC) and above in at least 1 eye; where correction of astigmatism is considered clinically necessary
Ophthalmic | Intraocular lens replacement | Intraocular lens (IOL) | Monofocal, astigmatism correcting IOL | Carl Zeiss | AT TORBI 709MP DPT 04.5 CYL 02.5 | AT TORBI 709MP DPT 04.5 CYL 02.5 | Standalone | DE0011835 | Indicated for patients with astigmatism of 2.5 dioptre cylinder (DC) and above in at least 1 eye; where correction of astigmatism is considered clinically necessary
Ophthalmic | Intraocular lens replacement | Intraocular lens (IOL) | Monofocal, astigmatism correcting IOL | Carl Zeiss | AT TORBI 709MP DPT -04.5 CYL 02.5 | AT TORBI 709MP DPT -04.5 CYL 02.5 | Standalone | DE0011835 | Indicated for patients with astigmatism of 2.5 dioptre cylinder (DC) and above in at least 1 eye; where correction of astigmatism is considered clinically necessary
Ophthalmic | Intraocular lens replacement | Intraocular lens (IOL) | Monofocal, astigmatism correcting IOL | Carl Zeiss | AT TORBI 709MP DPT 04.5 CYL 03.0 | AT TORBI 709MP DPT 04.5 CYL 03.0 | Standalone | DE0011835 | Indicated for patients with astigmatism of 2.5 dioptre cylinder (DC) and above in at least 1 eye; where correction of astigmatism is considered clinically necessary
Ophthalmic | Intraocular lens replacement | Intraocular lens (IOL) | Monofocal, astigmatism correcting IOL | Carl Zeiss | AT TORBI 709MP DPT -04.5 CYL 03.0 | AT TORBI 709MP DPT -04.5 CYL 03.0 | Standalone | DE0011835 | Indicated for patients with astigmatism of 2.5 dioptre cylinder (DC) and above in at least 1 eye; where correction of astigmatism is considered clinically necessary
Ophthalmic | Intraocular lens replacement | Intraocular lens (IOL) | Monofocal, astigmatism correcting IOL | Carl Zeiss | AT TORBI 709MP DPT 04.5 CYL 03.5 | AT TORBI 709MP DPT 04.5 CYL 03.5 | Standalone | DE0011835 | Indicated for patients with astigmatism of 2.5 dioptre cylinder (DC) and above in at least 1 eye; where correction of astigmatism is considered clinically necessary
Ophthalmic | Intraocular lens replacement | Intraocular lens (IOL) | Monofocal, astigmatism correcting IOL | Carl Zeiss | AT TORBI 709MP DPT -04.5 CYL 03.5 | AT TORBI 709MP DPT -04.5 CYL 03.5 | Standalone | DE0011835 | Indicated for patients with astigmatism of 2.5 dioptre cylinder (DC) and above in at least 1 eye; where correction of astigmatism is considered clinically necessary
Ophthalmic | Intraocular lens replacement | Intraocular lens (IOL) | Monofocal, astigmatism correcting IOL | Carl Zeiss | AT TORBI 709MP DPT 04.5 CYL 04.0 | AT TORBI 709MP DPT 04.5 CYL 04.0 | Standalone | DE0011835 | Indicated for patients with astigmatism of 2.5 dioptre cylinder (DC) and above in at least 1 eye; where correction of astigmatism is considered clinically necessary
Ophthalmic | Intraocular lens replacement | Intraocular lens (IOL) | Monofocal, astigmatism correcting IOL | Carl Zeiss | AT TORBI 709MP DPT -04.5 CYL 04.0 | AT TORBI 709MP DPT -04.5 CYL 04.0 | Standalone | DE0011835 | Indicated for patients with astigmatism of 2.5 dioptre cylinder (DC) and above in at least 1 eye; where correction of astigmatism is considered clinically necessary
Ophthalmic | Intraocular lens replacement | Intraocular lens (IOL) | Monofocal, astigmatism correcting IOL | Carl Zeiss | AT TORBI 709MP DPT 05.0 CYL 01.0 | AT TORBI 709MP DPT 05.0 CYL 01.0 | Standalone | DE0011835 | Indicated for patients with astigmatism of 2.5 dioptre cylinder (DC) and above in at least 1 eye; where correction of astigmatism is considered clinically necessary
Ophthalmic | Intraocular lens replacement | Intraocular lens (IOL) | Monofocal, astigmatism correcting IOL | Carl Zeiss | AT TORBI 709MP DPT -05.0 CYL 01.0 | AT TORBI 709MP DPT -05.0 CYL 01.0 | Standalone | DE0011835 | Indicated for patients with astigmatism of 2.5 dioptre cylinder (DC) and above in at least 1 eye; where correction of astigmatism is considered clinically necessary
Ophthalmic | Intraocular lens replacement | Intraocular lens (IOL) | Monofocal, astigmatism correcting IOL | Carl Zeiss | AT TORBI 709MP DPT 05.0 CYL 01.5 | AT TORBI 709MP DPT 05.0 CYL 01.5 | Standalone | DE0011835 | Indicated for patients with astigmatism of 2.5 dioptre cylinder (DC) and above in at least 1 eye; where correction of astigmatism is considered clinically necessary
Ophthalmic | Intraocular lens replacement | Intraocular lens (IOL) | Monofocal, astigmatism correcting IOL | Carl Zeiss | AT TORBI 709MP DPT -05.0 CYL 01.5 | AT TORBI 709MP DPT -05.0 CYL 01.5 | Standalone | DE0011835 | Indicated for patients with astigmatism of 2.5 dioptre cylinder (DC) and above in at least 1 eye; where correction of astigmatism is considered clinically necessary
Ophthalmic | Intraocular lens replacement | Intraocular lens (IOL) | Monofocal, astigmatism correcting IOL | Carl Zeiss | AT TORBI 709MP DPT 05.0 CYL 02.0 | AT TORBI 709MP DPT 05.0 CYL 02.0 | Standalone | DE0011835 | Indicated for patients with astigmatism of 2.5 dioptre cylinder (DC) and above in at least 1 eye; where correction of astigmatism is considered clinically necessary
Ophthalmic | Intraocular lens replacement | Intraocular lens (IOL) | Monofocal, astigmatism correcting IOL | Carl Zeiss | AT TORBI 709MP DPT -05.0 CYL 02.0 | AT TORBI 709MP DPT -05.0 CYL 02.0 | Standalone | DE0011835 | Indicated for patients with astigmatism of 2.5 dioptre cylinder (DC) and above in at least 1 eye; where correction of astigmatism is considered clinically necessary
Ophthalmic | Intraocular lens replacement | Intraocular lens (IOL) | Monofocal, astigmatism correcting IOL | Carl Zeiss | AT TORBI 709MP DPT 05.0 CYL 02.5 | AT TORBI 709MP DPT 05.0 CYL 02.5 | Standalone | DE0011835 | Indicated for patients with astigmatism of 2.5 dioptre cylinder (DC) and above in at least 1 eye; where correction of astigmatism is considered clinically necessary
Ophthalmic | Intraocular lens replacement | Intraocular lens (IOL) | Monofocal, astigmatism correcting IOL | Carl Zeiss | AT TORBI 709MP DPT -05.0 CYL 02.5 | AT TORBI 709MP DPT -05.0 CYL 02.5 | Standalone | DE0011835 | Indicated for patients with astigmatism of 2.5 dioptre cylinder (DC) and above in at least 1 eye; where correction of astigmatism is considered clinically necessary
Ophthalmic | Intraocular lens replacement | Intraocular lens (IOL) | Monofocal, astigmatism correcting IOL | Carl Zeiss | AT TORBI 709MP DPT 05.0 CYL 03.0 | AT TORBI 709MP DPT 05.0 CYL 03.0 | Standalone | DE0011835 | Indicated for patients with astigmatism of 2.5 dioptre cylinder (DC) and above in at least 1 eye; where correction of astigmatism is considered clinically necessary
Ophthalmic | Intraocular lens replacement | Intraocular lens (IOL) | Monofocal, astigmatism correcting IOL | Carl Zeiss | AT TORBI 709MP DPT -05.0 CYL 03.0 | AT TORBI 709MP DPT -05.0 CYL 03.0 | Standalone | DE0011835 | Indicated for patients with astigmatism of 2.5 dioptre cylinder (DC) and above in at least 1 eye; where correction of astigmatism is considered clinically necessary
Ophthalmic | Intraocular lens replacement | Intraocular lens (IOL) | Monofocal, astigmatism correcting IOL | Carl Zeiss | AT TORBI 709MP DPT 05.0 CYL 03.5 | AT TORBI 709MP DPT 05.0 CYL 03.5 | Standalone | DE0011835 | Indicated for patients with astigmatism of 2.5 dioptre cylinder (DC) and above in at least 1 eye; where correction of astigmatism is considered clinically necessary
Ophthalmic | Intraocular lens replacement | Intraocular lens (IOL) | Monofocal, astigmatism correcting IOL | Carl Zeiss | AT TORBI 709MP DPT -05.0 CYL 03.5 | AT TORBI 709MP DPT -05.0 CYL 03.5 | Standalone | DE0011835 | Indicated for patients with astigmatism of 2.5 dioptre cylinder (DC) and above in at least 1 eye; where correction of astigmatism is considered clinically necessary
Ophthalmic | Intraocular lens replacement | Intraocular lens (IOL) | Monofocal, astigmatism correcting IOL | Carl Zeiss | AT TORBI 709MP DPT 05.0 CYL 04.0 | AT TORBI 709MP DPT 05.0 CYL 04.0 | Standalone | DE0011835 | Indicated for patients with astigmatism of 2.5 dioptre cylinder (DC) and above in at least 1 eye; where correction of astigmatism is considered clinically necessary
Ophthalmic | Intraocular lens replacement | Intraocular lens (IOL) | Monofocal, astigmatism correcting IOL | Carl Zeiss | AT TORBI 709MP DPT -05.0 CYL 04.0 | AT TORBI 709MP DPT -05.0 CYL 04.0 | Standalone | DE0011835 | Indicated for patients with astigmatism of 2.5 dioptre cylinder (DC) and above in at least 1 eye; where correction of astigmatism is considered clinically necessary
Ophthalmic | Intraocular lens replacement | Intraocular lens (IOL) | Monofocal, astigmatism correcting IOL | Carl Zeiss | AT TORBI 709MP DPT 05.5 CYL 01.0 | AT TORBI 709MP DPT 05.5 CYL 01.0 | Standalone | DE0011835 | Indicated for patients with astigmatism of 2.5 dioptre cylinder (DC) and above in at least 1 eye; where correction of astigmatism is considered clinically necessary
Ophthalmic | Intraocular lens replacement | Intraocular lens (IOL) | Monofocal, astigmatism correcting IOL | Carl Zeiss | AT TORBI 709MP DPT -05.5 CYL 01.0 | AT TORBI 709MP DPT -05.5 CYL 01.0 | Standalone | DE0011835 | Indicated for patients with astigmatism of 2.5 dioptre cylinder (DC) and above in at least 1 eye; where correction of astigmatism is considered clinically necessary
Ophthalmic | Intraocular lens replacement | Intraocular lens (IOL) | Monofocal, astigmatism correcting IOL | Carl Zeiss | AT TORBI 709MP DPT 05.5 CYL 01.5 | AT TORBI 709MP DPT 05.5 CYL 01.5 | Standalone | DE0011835 | Indicated for patients with astigmatism of 2.5 dioptre cylinder (DC) and above in at least 1 eye; where correction of astigmatism is considered clinically necessary
Ophthalmic | Intraocular lens replacement | Intraocular lens (IOL) | Monofocal, astigmatism correcting IOL | Carl Zeiss | AT TORBI 709MP DPT -05.5 CYL 01.5 | AT TORBI 709MP DPT -05.5 CYL 01.5 | Standalone | DE0011835 | Indicated for patients with astigmatism of 2.5 dioptre cylinder (DC) and above in at least 1 eye; where correction of astigmatism is considered clinically necessary
Ophthalmic | Intraocular lens replacement | Intraocular lens (IOL) | Monofocal, astigmatism correcting IOL | Carl Zeiss | AT TORBI 709MP DPT 05.5 CYL 02.0 | AT TORBI 709MP DPT 05.5 CYL 02.0 | Standalone | DE0011835 | Indicated for patients with astigmatism of 2.5 dioptre cylinder (DC) and above in at least 1 eye; where correction of astigmatism is considered clinically necessary
Ophthalmic | Intraocular lens replacement | Intraocular lens (IOL) | Monofocal, astigmatism correcting IOL | Carl Zeiss | AT TORBI 709MP DPT -05.5 CYL 02.0 | AT TORBI 709MP DPT -05.5 CYL 02.0 | Standalone | DE0011835 | Indicated for patients with astigmatism of 2.5 dioptre cylinder (DC) and above in at least 1 eye; where correction of astigmatism is considered clinically necessary
Ophthalmic | Intraocular lens replacement | Intraocular lens (IOL) | Monofocal, astigmatism correcting IOL | Carl Zeiss | AT TORBI 709MP DPT 05.5 CYL 02.5 | AT TORBI 709MP DPT 05.5 CYL 02.5 | Standalone | DE0011835 | Indicated for patients with astigmatism of 2.5 dioptre cylinder (DC) and above in at least 1 eye; where correction of astigmatism is considered clinically necessary
Ophthalmic | Intraocular lens replacement | Intraocular lens (IOL) | Monofocal, astigmatism correcting IOL | Carl Zeiss | AT TORBI 709MP DPT -05.5 CYL 02.5 | AT TORBI 709MP DPT -05.5 CYL 02.5 | Standalone | DE0011835 | Indicated for patients with astigmatism of 2.5 dioptre cylinder (DC) and above in at least 1 eye; where correction of astigmatism is considered clinically necessary
Ophthalmic | Intraocular lens replacement | Intraocular lens (IOL) | Monofocal, astigmatism correcting IOL | Carl Zeiss | AT TORBI 709MP DPT 05.5 CYL 03.0 | AT TORBI 709MP DPT 05.5 CYL 03.0 | Standalone | DE0011835 | Indicated for patients with astigmatism of 2.5 dioptre cylinder (DC) and above in at least 1 eye; where correction of astigmatism is considered clinically necessary
Ophthalmic | Intraocular lens replacement | Intraocular lens (IOL) | Monofocal, astigmatism correcting IOL | Carl Zeiss | AT TORBI 709MP DPT -05.5 CYL 03.0 | AT TORBI 709MP DPT -05.5 CYL 03.0 | Standalone | DE0011835 | Indicated for patients with astigmatism of 2.5 dioptre cylinder (DC) and above in at least 1 eye; where correction of astigmatism is considered clinically necessary
Ophthalmic | Intraocular lens replacement | Intraocular lens (IOL) | Monofocal, astigmatism correcting IOL | Carl Zeiss | AT TORBI 709MP DPT 05.5 CYL 03.5 | AT TORBI 709MP DPT 05.5 CYL 03.5 | Standalone | DE0011835 | Indicated for patients with astigmatism of 2.5 dioptre cylinder (DC) and above in at least 1 eye; where correction of astigmatism is considered clinically necessary
Ophthalmic | Intraocular lens replacement | Intraocular lens (IOL) | Monofocal, astigmatism correcting IOL | Carl Zeiss | AT TORBI 709MP DPT -05.5 CYL 03.5 | AT TORBI 709MP DPT -05.5 CYL 03.5 | Standalone | DE0011835 | Indicated for patients with astigmatism of 2.5 dioptre cylinder (DC) and above in at least 1 eye; where correction of astigmatism is considered clinically necessary
Ophthalmic | Intraocular lens replacement | Intraocular lens (IOL) | Monofocal, astigmatism correcting IOL | Carl Zeiss | AT TORBI 709MP DPT 05.5 CYL 04.0 | AT TORBI 709MP DPT 05.5 CYL 04.0 | Standalone | DE0011835 | Indicated for patients with astigmatism of 2.5 dioptre cylinder (DC) and above in at least 1 eye; where correction of astigmatism is considered clinically necessary
Ophthalmic | Intraocular lens replacement | Intraocular lens (IOL) | Monofocal, astigmatism correcting IOL | Carl Zeiss | AT TORBI 709MP DPT -05.5 CYL 04.0 | AT TORBI 709MP DPT -05.5 CYL 04.0 | Standalone | DE0011835 | Indicated for patients with astigmatism of 2.5 dioptre cylinder (DC) and above in at least 1 eye; where correction of astigmatism is considered clinically necessary
Ophthalmic | Intraocular lens replacement | Intraocular lens (IOL) | Monofocal, astigmatism correcting IOL | Carl Zeiss | AT TORBI 709MP DPT 06.0 CYL 01.0 | AT TORBI 709MP DPT 06.0 CYL 01.0 | Standalone | DE0011835 | Indicated for patients with astigmatism of 2.5 dioptre cylinder (DC) and above in at least 1 eye; where correction of astigmatism is considered clinically necessary
Ophthalmic | Intraocular lens replacement | Intraocular lens (IOL) | Monofocal, astigmatism correcting IOL | Carl Zeiss | AT TORBI 709MP DPT -06.0 CYL 01.0 | AT TORBI 709MP DPT -06.0 CYL 01.0 | Standalone | DE0011835 | Indicated for patients with astigmatism of 2.5 dioptre cylinder (DC) and above in at least 1 eye; where correction of astigmatism is considered clinically necessary
Ophthalmic | Intraocular lens replacement | Intraocular lens (IOL) | Monofocal, astigmatism correcting IOL | Carl Zeiss | AT TORBI 709MP DPT 06.0 CYL 01.5 | AT TORBI 709MP DPT 06.0 CYL 01.5 | Standalone | DE0011835 | Indicated for patients with astigmatism of 2.5 dioptre cylinder (DC) and above in at least 1 eye; where correction of astigmatism is considered clinically necessary
Ophthalmic | Intraocular lens replacement | Intraocular lens (IOL) | Monofocal, astigmatism correcting IOL | Carl Zeiss | AT TORBI 709MP DPT -06.0 CYL 01.5 | AT TORBI 709MP DPT -06.0 CYL 01.5 | Standalone | DE0011835 | Indicated for patients with astigmatism of 2.5 dioptre cylinder (DC) and above in at least 1 eye; where correction of astigmatism is considered clinically necessary
Ophthalmic | Intraocular lens replacement | Intraocular lens (IOL) | Monofocal, astigmatism correcting IOL | Carl Zeiss | AT TORBI 709MP DPT 06.0 CYL 02.0 | AT TORBI 709MP DPT 06.0 CYL 02.0 | Standalone | DE0011835 | Indicated for patients with astigmatism of 2.5 dioptre cylinder (DC) and above in at least 1 eye; where correction of astigmatism is considered clinically necessary
Ophthalmic | Intraocular lens replacement | Intraocular lens (IOL) | Monofocal, astigmatism correcting IOL | Carl Zeiss | AT TORBI 709MP DPT -06.0 CYL 02.0 | AT TORBI 709MP DPT -06.0 CYL 02.0 | Standalone | DE0011835 | Indicated for patients with astigmatism of 2.5 dioptre cylinder (DC) and above in at least 1 eye; where correction of astigmatism is considered clinically necessary
Ophthalmic | Intraocular lens replacement | Intraocular lens (IOL) | Monofocal, astigmatism correcting IOL | Carl Zeiss | AT TORBI 709MP DPT 06.0 CYL 02.5 | AT TORBI 709MP DPT 06.0 CYL 02.5 | Standalone | DE0011835 | Indicated for patients with astigmatism of 2.5 dioptre cylinder (DC) and above in at least 1 eye; where correction of astigmatism is considered clinically necessary
Ophthalmic | Intraocular lens replacement | Intraocular lens (IOL) | Monofocal, astigmatism correcting IOL | Carl Zeiss | AT TORBI 709MP DPT -06.0 CYL 02.5 | AT TORBI 709MP DPT -06.0 CYL 02.5 | Standalone | DE0011835 | Indicated for patients with astigmatism of 2.5 dioptre cylinder (DC) and above in at least 1 eye; where correction of astigmatism is considered clinically necessary
Ophthalmic | Intraocular lens replacement | Intraocular lens (IOL) | Monofocal, astigmatism correcting IOL | Carl Zeiss | AT TORBI 709MP DPT 06.0 CYL 03.0 | AT TORBI 709MP DPT 06.0 CYL 03.0 | Standalone | DE0011835 | Indicated for patients with astigmatism of 2.5 dioptre cylinder (DC) and above in at least 1 eye; where correction of astigmatism is considered clinically necessary
Ophthalmic | Intraocular lens replacement | Intraocular lens (IOL) | Monofocal, astigmatism correcting IOL | Carl Zeiss | AT TORBI 709MP DPT -06.0 CYL 03.0 | AT TORBI 709MP DPT -06.0 CYL 03.0 | Standalone | DE0011835 | Indicated for patients with astigmatism of 2.5 dioptre cylinder (DC) and above in at least 1 eye; where correction of astigmatism is considered clinically necessary
Ophthalmic | Intraocular lens replacement | Intraocular lens (IOL) | Monofocal, astigmatism correcting IOL | Carl Zeiss | AT TORBI 709MP DPT 06.0 CYL 03.5 | AT TORBI 709MP DPT 06.0 CYL 03.5 | Standalone | DE0011835 | Indicated for patients with astigmatism of 2.5 dioptre cylinder (DC) and above in at least 1 eye; where correction of astigmatism is considered clinically necessary
Ophthalmic | Intraocular lens replacement | Intraocular lens (IOL) | Monofocal, astigmatism correcting IOL | Carl Zeiss | AT TORBI 709MP DPT -06.0 CYL 03.5 | AT TORBI 709MP DPT -06.0 CYL 03.5 | Standalone | DE0011835 | Indicated for patients with astigmatism of 2.5 dioptre cylinder (DC) and above in at least 1 eye; where correction of astigmatism is considered clinically necessary
Ophthalmic | Intraocular lens replacement | Intraocular lens (IOL) | Monofocal, astigmatism correcting IOL | Carl Zeiss | AT TORBI 709MP DPT 06.0 CYL 04.0 | AT TORBI 709MP DPT 06.0 CYL 04.0 | Standalone | DE0011835 | Indicated for patients with astigmatism of 2.5 dioptre cylinder (DC) and above in at least 1 eye; where correction of astigmatism is considered clinically necessary
Ophthalmic | Intraocular lens replacement | Intraocular lens (IOL) | Monofocal, astigmatism correcting IOL | Carl Zeiss | AT TORBI 709MP DPT -06.0 CYL 04.0 | AT TORBI 709MP DPT -06.0 CYL 04.0 | Standalone | DE0011835 | Indicated for patients with astigmatism of 2.5 dioptre cylinder (DC) and above in at least 1 eye; where correction of astigmatism is considered clinically necessary
Ophthalmic | Intraocular lens replacement | Intraocular lens (IOL) | Monofocal, astigmatism correcting IOL | Carl Zeiss | AT TORBI 709MP DPT 06.5 CYL 01.0 | AT TORBI 709MP DPT 06.5 CYL 01.0 | Standalone | DE0011835 | Indicated for patients with astigmatism of 2.5 dioptre cylinder (DC) and above in at least 1 eye; where correction of astigmatism is considered clinically necessary
Ophthalmic | Intraocular lens replacement | Intraocular lens (IOL) | Monofocal, astigmatism correcting IOL | Carl Zeiss | AT TORBI 709MP DPT -06.5 CYL 01.0 | AT TORBI 709MP DPT -06.5 CYL 01.0 | Standalone | DE0011835 | Indicated for patients with astigmatism of 2.5 dioptre cylinder (DC) and above in at least 1 eye; where correction of astigmatism is considered clinically necessary
Ophthalmic | Intraocular lens replacement | Intraocular lens (IOL) | Monofocal, astigmatism correcting IOL | Carl Zeiss | AT TORBI 709MP DPT 06.5 CYL 01.5 | AT TORBI 709MP DPT 06.5 CYL 01.5 | Standalone | DE0011835 | Indicated for patients with astigmatism of 2.5 dioptre cylinder (DC) and above in at least 1 eye; where correction of astigmatism is considered clinically necessary
Ophthalmic | Intraocular lens replacement | Intraocular lens (IOL) | Monofocal, astigmatism correcting IOL | Carl Zeiss | AT TORBI 709MP DPT -06.5 CYL 01.5 | AT TORBI 709MP DPT -06.5 CYL 01.5 | Standalone | DE0011835 | Indicated for patients with astigmatism of 2.5 dioptre cylinder (DC) and above in at least 1 eye; where correction of astigmatism is considered clinically necessary
Ophthalmic | Intraocular lens replacement | Intraocular lens (IOL) | Monofocal, astigmatism correcting IOL | Carl Zeiss | AT TORBI 709MP DPT 06.5 CYL 02.0 | AT TORBI 709MP DPT 06.5 CYL 02.0 | Standalone | DE0011835 | Indicated for patients with astigmatism of 2.5 dioptre cylinder (DC) and above in at least 1 eye; where correction of astigmatism is considered clinically necessary
Ophthalmic | Intraocular lens replacement | Intraocular lens (IOL) | Monofocal, astigmatism correcting IOL | Carl Zeiss | AT TORBI 709MP DPT -06.5 CYL 02.0 | AT TORBI 709MP DPT -06.5 CYL 02.0 | Standalone | DE0011835 | Indicated for patients with astigmatism of 2.5 dioptre cylinder (DC) and above in at least 1 eye; where correction of astigmatism is considered clinically necessary
Ophthalmic | Intraocular lens replacement | Intraocular lens (IOL) | Monofocal, astigmatism correcting IOL | Carl Zeiss | AT TORBI 709MP DPT 06.5 CYL 02.5 | AT TORBI 709MP DPT 06.5 CYL 02.5 | Standalone | DE0011835 | Indicated for patients with astigmatism of 2.5 dioptre cylinder (DC) and above in at least 1 eye; where correction of astigmatism is considered clinically necessary
Ophthalmic | Intraocular lens replacement | Intraocular lens (IOL) | Monofocal, astigmatism correcting IOL | Carl Zeiss | AT TORBI 709MP DPT -06.5 CYL 02.5 | AT TORBI 709MP DPT -06.5 CYL 02.5 | Standalone | DE0011835 | Indicated for patients with astigmatism of 2.5 dioptre cylinder (DC) and above in at least 1 eye; where correction of astigmatism is considered clinically necessary
Ophthalmic | Intraocular lens replacement | Intraocular lens (IOL) | Monofocal, astigmatism correcting IOL | Carl Zeiss | AT TORBI 709MP DPT 06.5 CYL 03.0 | AT TORBI 709MP DPT 06.5 CYL 03.0 | Standalone | DE0011835 | Indicated for patients with astigmatism of 2.5 dioptre cylinder (DC) and above in at least 1 eye; where correction of astigmatism is considered clinically necessary
Ophthalmic | Intraocular lens replacement | Intraocular lens (IOL) | Monofocal, astigmatism correcting IOL | Carl Zeiss | AT TORBI 709MP DPT -06.5 CYL 03.0 | AT TORBI 709MP DPT -06.5 CYL 03.0 | Standalone | DE0011835 | Indicated for patients with astigmatism of 2.5 dioptre cylinder (DC) and above in at least 1 eye; where correction of astigmatism is considered clinically necessary
Ophthalmic | Intraocular lens replacement | Intraocular lens (IOL) | Monofocal, astigmatism correcting IOL | Carl Zeiss | AT TORBI 709MP DPT 06.5 CYL 03.5 | AT TORBI 709MP DPT 06.5 CYL 03.5 | Standalone | DE0011835 | Indicated for patients with astigmatism of 2.5 dioptre cylinder (DC) and above in at least 1 eye; where correction of astigmatism is considered clinically necessary
Ophthalmic | Intraocular lens replacement | Intraocular lens (IOL) | Monofocal, astigmatism correcting IOL | Carl Zeiss | AT TORBI 709MP DPT -06.5 CYL 03.5 | AT TORBI 709MP DPT -06.5 CYL 03.5 | Standalone | DE0011835 | Indicated for patients with astigmatism of 2.5 dioptre cylinder (DC) and above in at least 1 eye; where correction of astigmatism is considered clinically necessary
Ophthalmic | Intraocular lens replacement | Intraocular lens (IOL) | Monofocal, astigmatism correcting IOL | Carl Zeiss | AT TORBI 709MP DPT 06.5 CYL 04.0 | AT TORBI 709MP DPT 06.5 CYL 04.0 | Standalone | DE0011835 | Indicated for patients with astigmatism of 2.5 dioptre cylinder (DC) and above in at least 1 eye; where correction of astigmatism is considered clinically necessary
Ophthalmic | Intraocular lens replacement | Intraocular lens (IOL) | Monofocal, astigmatism correcting IOL | Carl Zeiss | AT TORBI 709MP DPT -06.5 CYL 04.0 | AT TORBI 709MP DPT -06.5 CYL 04.0 | Standalone | DE0011835 | Indicated for patients with astigmatism of 2.5 dioptre cylinder (DC) and above in at least 1 eye; where correction of astigmatism is considered clinically necessary
Ophthalmic | Intraocular lens replacement | Intraocular lens (IOL) | Monofocal, astigmatism correcting IOL | Carl Zeiss | AT TORBI 709MP DPT 07.0 CYL 01.0 | AT TORBI 709MP DPT 07.0 CYL 01.0 | Standalone | DE0011835 | Indicated for patients with astigmatism of 2.5 dioptre cylinder (DC) and above in at least 1 eye; where correction of astigmatism is considered clinically necessary
Ophthalmic | Intraocular lens replacement | Intraocular lens (IOL) | Monofocal, astigmatism correcting IOL | Carl Zeiss | AT TORBI 709MP DPT -07.0 CYL 01.0 | AT TORBI 709MP DPT -07.0 CYL 01.0 | Standalone | DE0011835 | Indicated for patients with astigmatism of 2.5 dioptre cylinder (DC) and above in at least 1 eye; where correction of astigmatism is considered clinically necessary
Ophthalmic | Intraocular lens replacement | Intraocular lens (IOL) | Monofocal, astigmatism correcting IOL | Carl Zeiss | AT TORBI 709MP DPT 07.0 CYL 01.5 | AT TORBI 709MP DPT 07.0 CYL 01.5 | Standalone | DE0011835 | Indicated for patients with astigmatism of 2.5 dioptre cylinder (DC) and above in at least 1 eye; where correction of astigmatism is considered clinically necessary
Ophthalmic | Intraocular lens replacement | Intraocular lens (IOL) | Monofocal, astigmatism correcting IOL | Carl Zeiss | AT TORBI 709MP DPT -07.0 CYL 01.5 | AT TORBI 709MP DPT -07.0 CYL 01.5 | Standalone | DE0011835 | Indicated for patients with astigmatism of 2.5 dioptre cylinder (DC) and above in at least 1 eye; where correction of astigmatism is considered clinically necessary
Ophthalmic | Intraocular lens replacement | Intraocular lens (IOL) | Monofocal, astigmatism correcting IOL | Carl Zeiss | AT TORBI 709MP DPT 07.0 CYL 02.0 | AT TORBI 709MP DPT 07.0 CYL 02.0 | Standalone | DE0011835 | Indicated for patients with astigmatism of 2.5 dioptre cylinder (DC) and above in at least 1 eye; where correction of astigmatism is considered clinically necessary
Ophthalmic | Intraocular lens replacement | Intraocular lens (IOL) | Monofocal, astigmatism correcting IOL | Carl Zeiss | AT TORBI 709MP DPT -07.0 CYL 02.0 | AT TORBI 709MP DPT -07.0 CYL 02.0 | Standalone | DE0011835 | Indicated for patients with astigmatism of 2.5 dioptre cylinder (DC) and above in at least 1 eye; where correction of astigmatism is considered clinically necessary
Ophthalmic | Intraocular lens replacement | Intraocular lens (IOL) | Monofocal, astigmatism correcting IOL | Carl Zeiss | AT TORBI 709MP DPT 07.0 CYL 02.5 | AT TORBI 709MP DPT 07.0 CYL 02.5 | Standalone | DE0011835 | Indicated for patients with astigmatism of 2.5 dioptre cylinder (DC) and above in at least 1 eye; where correction of astigmatism is considered clinically necessary
Ophthalmic | Intraocular lens replacement | Intraocular lens (IOL) | Monofocal, astigmatism correcting IOL | Carl Zeiss | AT TORBI 709MP DPT -07.0 CYL 02.5 | AT TORBI 709MP DPT -07.0 CYL 02.5 | Standalone | DE0011835 | Indicated for patients with astigmatism of 2.5 dioptre cylinder (DC) and above in at least 1 eye; where correction of astigmatism is considered clinically necessary
Ophthalmic | Intraocular lens replacement | Intraocular lens (IOL) | Monofocal, astigmatism correcting IOL | Carl Zeiss | AT TORBI 709MP DPT 07.0 CYL 03.0 | AT TORBI 709MP DPT 07.0 CYL 03.0 | Standalone | DE0011835 | Indicated for patients with astigmatism of 2.5 dioptre cylinder (DC) and above in at least 1 eye; where correction of astigmatism is considered clinically necessary
Ophthalmic | Intraocular lens replacement | Intraocular lens (IOL) | Monofocal, astigmatism correcting IOL | Carl Zeiss | AT TORBI 709MP DPT -07.0 CYL 03.0 | AT TORBI 709MP DPT -07.0 CYL 03.0 | Standalone | DE0011835 | Indicated for patients with astigmatism of 2.5 dioptre cylinder (DC) and above in at least 1 eye; where correction of astigmatism is considered clinically necessary
Ophthalmic | Intraocular lens replacement | Intraocular lens (IOL) | Monofocal, astigmatism correcting IOL | Carl Zeiss | AT TORBI 709MP DPT 07.0 CYL 03.5 | AT TORBI 709MP DPT 07.0 CYL 03.5 | Standalone | DE0011835 | Indicated for patients with astigmatism of 2.5 dioptre cylinder (DC) and above in at least 1 eye; where correction of astigmatism is considered clinically necessary
Ophthalmic | Intraocular lens replacement | Intraocular lens (IOL) | Monofocal, astigmatism correcting IOL | Carl Zeiss | AT TORBI 709MP DPT -07.0 CYL 03.5 | AT TORBI 709MP DPT -07.0 CYL 03.5 | Standalone | DE0011835 | Indicated for patients with astigmatism of 2.5 dioptre cylinder (DC) and above in at least 1 eye; where correction of astigmatism is considered clinically necessary
Ophthalmic | Intraocular lens replacement | Intraocular lens (IOL) | Monofocal, astigmatism correcting IOL | Carl Zeiss | AT TORBI 709MP DPT 07.0 CYL 04.0 | AT TORBI 709MP DPT 07.0 CYL 04.0 | Standalone | DE0011835 | Indicated for patients with astigmatism of 2.5 dioptre cylinder (DC) and above in at least 1 eye; where correction of astigmatism is considered clinically necessary
Ophthalmic | Intraocular lens replacement | Intraocular lens (IOL) | Monofocal, astigmatism correcting IOL | Carl Zeiss | AT TORBI 709MP DPT -07.0 CYL 04.0 | AT TORBI 709MP DPT -07.0 CYL 04.0 | Standalone | DE0011835 | Indicated for patients with astigmatism of 2.5 dioptre cylinder (DC) and above in at least 1 eye; where correction of astigmatism is considered clinically necessary
Ophthalmic | Intraocular lens replacement | Intraocular lens (IOL) | Monofocal, astigmatism correcting IOL | Carl Zeiss | AT TORBI 709MP DPT 07.5 CYL 01.0 | AT TORBI 709MP DPT 07.5 CYL 01.0 | Standalone | DE0011835 | Indicated for patients with astigmatism of 2.5 dioptre cylinder (DC) and above in at least 1 eye; where correction of astigmatism is considered clinically necessary
Ophthalmic | Intraocular lens replacement | Intraocular lens (IOL) | Monofocal, astigmatism correcting IOL | Carl Zeiss | AT TORBI 709MP DPT -07.5 CYL 01.0 | AT TORBI 709MP DPT -07.5 CYL 01.0 | Standalone | DE0011835 | Indicated for patients with astigmatism of 2.5 dioptre cylinder (DC) and above in at least 1 eye; where correction of astigmatism is considered clinically necessary
Ophthalmic | Intraocular lens replacement | Intraocular lens (IOL) | Monofocal, astigmatism correcting IOL | Carl Zeiss | AT TORBI 709MP DPT 07.5 CYL 01.5 | AT TORBI 709MP DPT 07.5 CYL 01.5 | Standalone | DE0011835 | Indicated for patients with astigmatism of 2.5 dioptre cylinder (DC) and above in at least 1 eye; where correction of astigmatism is considered clinically necessary
Ophthalmic | Intraocular lens replacement | Intraocular lens (IOL) | Monofocal, astigmatism correcting IOL | Carl Zeiss | AT TORBI 709MP DPT -07.5 CYL 01.5 | AT TORBI 709MP DPT -07.5 CYL 01.5 | Standalone | DE0011835 | Indicated for patients with astigmatism of 2.5 dioptre cylinder (DC) and above in at least 1 eye; where correction of astigmatism is considered clinically necessary
Ophthalmic | Intraocular lens replacement | Intraocular lens (IOL) | Monofocal, astigmatism correcting IOL | Carl Zeiss | AT TORBI 709MP DPT 07.5 CYL 02.0 | AT TORBI 709MP DPT 07.5 CYL 02.0 | Standalone | DE0011835 | Indicated for patients with astigmatism of 2.5 dioptre cylinder (DC) and above in at least 1 eye; where correction of astigmatism is considered clinically necessary
Ophthalmic | Intraocular lens replacement | Intraocular lens (IOL) | Monofocal, astigmatism correcting IOL | Carl Zeiss | AT TORBI 709MP DPT -07.5 CYL 02.0 | AT TORBI 709MP DPT -07.5 CYL 02.0 | Standalone | DE0011835 | Indicated for patients with astigmatism of 2.5 dioptre cylinder (DC) and above in at least 1 eye; where correction of astigmatism is considered clinically necessary
Ophthalmic | Intraocular lens replacement | Intraocular lens (IOL) | Monofocal, astigmatism correcting IOL | Carl Zeiss | AT TORBI 709MP DPT 07.5 CYL 02.5 | AT TORBI 709MP DPT 07.5 CYL 02.5 | Standalone | DE0011835 | Indicated for patients with astigmatism of 2.5 dioptre cylinder (DC) and above in at least 1 eye; where correction of astigmatism is considered clinically necessary
Ophthalmic | Intraocular lens replacement | Intraocular lens (IOL) | Monofocal, astigmatism correcting IOL | Carl Zeiss | AT TORBI 709MP DPT -07.5 CYL 02.5 | AT TORBI 709MP DPT -07.5 CYL 02.5 | Standalone | DE0011835 | Indicated for patients with astigmatism of 2.5 dioptre cylinder (DC) and above in at least 1 eye; where correction of astigmatism is considered clinically necessary
Ophthalmic | Intraocular lens replacement | Intraocular lens (IOL) | Monofocal, astigmatism correcting IOL | Carl Zeiss | AT TORBI 709MP DPT 07.5 CYL 03.0 | AT TORBI 709MP DPT 07.5 CYL 03.0 | Standalone | DE0011835 | Indicated for patients with astigmatism of 2.5 dioptre cylinder (DC) and above in at least 1 eye; where correction of astigmatism is considered clinically necessary
Ophthalmic | Intraocular lens replacement | Intraocular lens (IOL) | Monofocal, astigmatism correcting IOL | Carl Zeiss | AT TORBI 709MP DPT -07.5 CYL 03.0 | AT TORBI 709MP DPT -07.5 CYL 03.0 | Standalone | DE0011835 | Indicated for patients with astigmatism of 2.5 dioptre cylinder (DC) and above in at least 1 eye; where correction of astigmatism is considered clinically necessary
Ophthalmic | Intraocular lens replacement | Intraocular lens (IOL) | Monofocal, astigmatism correcting IOL | Carl Zeiss | AT TORBI 709MP DPT 07.5 CYL 03.5 | AT TORBI 709MP DPT 07.5 CYL 03.5 | Standalone | DE0011835 | Indicated for patients with astigmatism of 2.5 dioptre cylinder (DC) and above in at least 1 eye; where correction of astigmatism is considered clinically necessary
Ophthalmic | Intraocular lens replacement | Intraocular lens (IOL) | Monofocal, astigmatism correcting IOL | Carl Zeiss | AT TORBI 709MP DPT -07.5 CYL 03.5 | AT TORBI 709MP DPT -07.5 CYL 03.5 | Standalone | DE0011835 | Indicated for patients with astigmatism of 2.5 dioptre cylinder (DC) and above in at least 1 eye; where correction of astigmatism is considered clinically necessary
Ophthalmic | Intraocular lens replacement | Intraocular lens (IOL) | Monofocal, astigmatism correcting IOL | Carl Zeiss | AT TORBI 709MP DPT 07.5 CYL 04.0 | AT TORBI 709MP DPT 07.5 CYL 04.0 | Standalone | DE0011835 | Indicated for patients with astigmatism of 2.5 dioptre cylinder (DC) and above in at least 1 eye; where correction of astigmatism is considered clinically necessary
Ophthalmic | Intraocular lens replacement | Intraocular lens (IOL) | Monofocal, astigmatism correcting IOL | Carl Zeiss | AT TORBI 709MP DPT -07.5 CYL 04.0 | AT TORBI 709MP DPT -07.5 CYL 04.0 | Standalone | DE0011835 | Indicated for patients with astigmatism of 2.5 dioptre cylinder (DC) and above in at least 1 eye; where correction of astigmatism is considered clinically necessary
Ophthalmic | Intraocular lens replacement | Intraocular lens (IOL) | Monofocal, astigmatism correcting IOL | Carl Zeiss | AT TORBI 709MP DPT 08.0 CYL 01.0 | AT TORBI 709MP DPT 08.0 CYL 01.0 | Standalone | DE0011835 | Indicated for patients with astigmatism of 2.5 dioptre cylinder (DC) and above in at least 1 eye; where correction of astigmatism is considered clinically necessary
Ophthalmic | Intraocular lens replacement | Intraocular lens (IOL) | Monofocal, astigmatism correcting IOL | Carl Zeiss | AT TORBI 709MP DPT -08.0 CYL 01.0 | AT TORBI 709MP DPT -08.0 CYL 01.0 | Standalone | DE0011835 | Indicated for patients with astigmatism of 2.5 dioptre cylinder (DC) and above in at least 1 eye; where correction of astigmatism is considered clinically necessary
Ophthalmic | Intraocular lens replacement | Intraocular lens (IOL) | Monofocal, astigmatism correcting IOL | Carl Zeiss | AT TORBI 709MP DPT 08.0 CYL 01.5 | AT TORBI 709MP DPT 08.0 CYL 01.5 | Standalone | DE0011835 | Indicated for patients with astigmatism of 2.5 dioptre cylinder (DC) and above in at least 1 eye; where correction of astigmatism is considered clinically necessary
Ophthalmic | Intraocular lens replacement | Intraocular lens (IOL) | Monofocal, astigmatism correcting IOL | Carl Zeiss | AT TORBI 709MP DPT -08.0 CYL 01.5 | AT TORBI 709MP DPT -08.0 CYL 01.5 | Standalone | DE0011835 | Indicated for patients with astigmatism of 2.5 dioptre cylinder (DC) and above in at least 1 eye; where correction of astigmatism is considered clinically necessary
Ophthalmic | Intraocular lens replacement | Intraocular lens (IOL) | Monofocal, astigmatism correcting IOL | Carl Zeiss | AT TORBI 709MP DPT 08.0 CYL 02.0 | AT TORBI 709MP DPT 08.0 CYL 02.0 | Standalone | DE0011835 | Indicated for patients with astigmatism of 2.5 dioptre cylinder (DC) and above in at least 1 eye; where correction of astigmatism is considered clinically necessary
Ophthalmic | Intraocular lens replacement | Intraocular lens (IOL) | Monofocal, astigmatism correcting IOL | Carl Zeiss | AT TORBI 709MP DPT -08.0 CYL 02.0 | AT TORBI 709MP DPT -08.0 CYL 02.0 | Standalone | DE0011835 | Indicated for patients with astigmatism of 2.5 dioptre cylinder (DC) and above in at least 1 eye; where correction of astigmatism is considered clinically necessary
Ophthalmic | Intraocular lens replacement | Intraocular lens (IOL) | Monofocal, astigmatism correcting IOL | Carl Zeiss | AT TORBI 709MP DPT 08.0 CYL 02.5 | AT TORBI 709MP DPT 08.0 CYL 02.5 | Standalone | DE0011835 | Indicated for patients with astigmatism of 2.5 dioptre cylinder (DC) and above in at least 1 eye; where correction of astigmatism is considered clinically necessary
Ophthalmic | Intraocular lens replacement | Intraocular lens (IOL) | Monofocal, astigmatism correcting IOL | Carl Zeiss | AT TORBI 709MP DPT -08.0 CYL 02.5 | AT TORBI 709MP DPT -08.0 CYL 02.5 | Standalone | DE0011835 | Indicated for patients with astigmatism of 2.5 dioptre cylinder (DC) and above in at least 1 eye; where correction of astigmatism is considered clinically necessary
Ophthalmic | Intraocular lens replacement | Intraocular lens (IOL) | Monofocal, astigmatism correcting IOL | Carl Zeiss | AT TORBI 709MP DPT 08.0 CYL 03.0 | AT TORBI 709MP DPT 08.0 CYL 03.0 | Standalone | DE0011835 | Indicated for patients with astigmatism of 2.5 dioptre cylinder (DC) and above in at least 1 eye; where correction of astigmatism is considered clinically necessary
Ophthalmic | Intraocular lens replacement | Intraocular lens (IOL) | Monofocal, astigmatism correcting IOL | Carl Zeiss | AT TORBI 709MP DPT -08.0 CYL 03.0 | AT TORBI 709MP DPT -08.0 CYL 03.0 | Standalone | DE0011835 | Indicated for patients with astigmatism of 2.5 dioptre cylinder (DC) and above in at least 1 eye; where correction of astigmatism is considered clinically necessary
Ophthalmic | Intraocular lens replacement | Intraocular lens (IOL) | Monofocal, astigmatism correcting IOL | Carl Zeiss | AT TORBI 709MP DPT 08.0 CYL 03.5 | AT TORBI 709MP DPT 08.0 CYL 03.5 | Standalone | DE0011835 | Indicated for patients with astigmatism of 2.5 dioptre cylinder (DC) and above in at least 1 eye; where correction of astigmatism is considered clinically necessary
Ophthalmic | Intraocular lens replacement | Intraocular lens (IOL) | Monofocal, astigmatism correcting IOL | Carl Zeiss | AT TORBI 709MP DPT -08.0 CYL 03.5 | AT TORBI 709MP DPT -08.0 CYL 03.5 | Standalone | DE0011835 | Indicated for patients with astigmatism of 2.5 dioptre cylinder (DC) and above in at least 1 eye; where correction of astigmatism is considered clinically necessary
Ophthalmic | Intraocular lens replacement | Intraocular lens (IOL) | Monofocal, astigmatism correcting IOL | Carl Zeiss | AT TORBI 709MP DPT 08.0 CYL 04.0 | AT TORBI 709MP DPT 08.0 CYL 04.0 | Standalone | DE0011835 | Indicated for patients with astigmatism of 2.5 dioptre cylinder (DC) and above in at least 1 eye; where correction of astigmatism is considered clinically necessary
Ophthalmic | Intraocular lens replacement | Intraocular lens (IOL) | Monofocal, astigmatism correcting IOL | Carl Zeiss | AT TORBI 709MP DPT -08.0 CYL 04.0 | AT TORBI 709MP DPT -08.0 CYL 04.0 | Standalone | DE0011835 | Indicated for patients with astigmatism of 2.5 dioptre cylinder (DC) and above in at least 1 eye; where correction of astigmatism is considered clinically necessary
Ophthalmic | Intraocular lens replacement | Intraocular lens (IOL) | Monofocal, astigmatism correcting IOL | Carl Zeiss | AT TORBI 709MP DPT 08.5 CYL 01.0 | AT TORBI 709MP DPT 08.5 CYL 01.0 | Standalone | DE0011835 | Indicated for patients with astigmatism of 2.5 dioptre cylinder (DC) and above in at least 1 eye; where correction of astigmatism is considered clinically necessary
Ophthalmic | Intraocular lens replacement | Intraocular lens (IOL) | Monofocal, astigmatism correcting IOL | Carl Zeiss | AT TORBI 709MP DPT -08.5 CYL 01.0 | AT TORBI 709MP DPT -08.5 CYL 01.0 | Standalone | DE0011835 | Indicated for patients with astigmatism of 2.5 dioptre cylinder (DC) and above in at least 1 eye; where correction of astigmatism is considered clinically necessary
Ophthalmic | Intraocular lens replacement | Intraocular lens (IOL) | Monofocal, astigmatism correcting IOL | Carl Zeiss | AT TORBI 709MP DPT 08.5 CYL 01.5 | AT TORBI 709MP DPT 08.5 CYL 01.5 | Standalone | DE0011835 | Indicated for patients with astigmatism of 2.5 dioptre cylinder (DC) and above in at least 1 eye; where correction of astigmatism is considered clinically necessary
Ophthalmic | Intraocular lens replacement | Intraocular lens (IOL) | Monofocal, astigmatism correcting IOL | Carl Zeiss | AT TORBI 709MP DPT -08.5 CYL 01.5 | AT TORBI 709MP DPT -08.5 CYL 01.5 | Standalone | DE0011835 | Indicated for patients with astigmatism of 2.5 dioptre cylinder (DC) and above in at least 1 eye; where correction of astigmatism is considered clinically necessary
Ophthalmic | Intraocular lens replacement | Intraocular lens (IOL) | Monofocal, astigmatism correcting IOL | Carl Zeiss | AT TORBI 709MP DPT 08.5 CYL 02.0 | AT TORBI 709MP DPT 08.5 CYL 02.0 | Standalone | DE0011835 | Indicated for patients with astigmatism of 2.5 dioptre cylinder (DC) and above in at least 1 eye; where correction of astigmatism is considered clinically necessary
Ophthalmic | Intraocular lens replacement | Intraocular lens (IOL) | Monofocal, astigmatism correcting IOL | Carl Zeiss | AT TORBI 709MP DPT -08.5 CYL 02.0 | AT TORBI 709MP DPT -08.5 CYL 02.0 | Standalone | DE0011835 | Indicated for patients with astigmatism of 2.5 dioptre cylinder (DC) and above in at least 1 eye; where correction of astigmatism is considered clinically necessary
Ophthalmic | Intraocular lens replacement | Intraocular lens (IOL) | Monofocal, astigmatism correcting IOL | Carl Zeiss | AT TORBI 709MP DPT 08.5 CYL 02.5 | AT TORBI 709MP DPT 08.5 CYL 02.5 | Standalone | DE0011835 | Indicated for patients with astigmatism of 2.5 dioptre cylinder (DC) and above in at least 1 eye; where correction of astigmatism is considered clinically necessary
Ophthalmic | Intraocular lens replacement | Intraocular lens (IOL) | Monofocal, astigmatism correcting IOL | Carl Zeiss | AT TORBI 709MP DPT -08.5 CYL 02.5 | AT TORBI 709MP DPT -08.5 CYL 02.5 | Standalone | DE0011835 | Indicated for patients with astigmatism of 2.5 dioptre cylinder (DC) and above in at least 1 eye; where correction of astigmatism is considered clinically necessary
Ophthalmic | Intraocular lens replacement | Intraocular lens (IOL) | Monofocal, astigmatism correcting IOL | Carl Zeiss | AT TORBI 709MP DPT 08.5 CYL 03.0 | AT TORBI 709MP DPT 08.5 CYL 03.0 | Standalone | DE0011835 | Indicated for patients with astigmatism of 2.5 dioptre cylinder (DC) and above in at least 1 eye; where correction of astigmatism is considered clinically necessary
Ophthalmic | Intraocular lens replacement | Intraocular lens (IOL) | Monofocal, astigmatism correcting IOL | Carl Zeiss | AT TORBI 709MP DPT -08.5 CYL 03.0 | AT TORBI 709MP DPT -08.5 CYL 03.0 | Standalone | DE0011835 | Indicated for patients with astigmatism of 2.5 dioptre cylinder (DC) and above in at least 1 eye; where correction of astigmatism is considered clinically necessary
Ophthalmic | Intraocular lens replacement | Intraocular lens (IOL) | Monofocal, astigmatism correcting IOL | Carl Zeiss | AT TORBI 709MP DPT 08.5 CYL 03.5 | AT TORBI 709MP DPT 08.5 CYL 03.5 | Standalone | DE0011835 | Indicated for patients with astigmatism of 2.5 dioptre cylinder (DC) and above in at least 1 eye; where correction of astigmatism is considered clinically necessary
Ophthalmic | Intraocular lens replacement | Intraocular lens (IOL) | Monofocal, astigmatism correcting IOL | Carl Zeiss | AT TORBI 709MP DPT -08.5 CYL 03.5 | AT TORBI 709MP DPT -08.5 CYL 03.5 | Standalone | DE0011835 | Indicated for patients with astigmatism of 2.5 dioptre cylinder (DC) and above in at least 1 eye; where correction of astigmatism is considered clinically necessary
Ophthalmic | Intraocular lens replacement | Intraocular lens (IOL) | Monofocal, astigmatism correcting IOL | Carl Zeiss | AT TORBI 709MP DPT 08.5 CYL 04.0 | AT TORBI 709MP DPT 08.5 CYL 04.0 | Standalone | DE0011835 | Indicated for patients with astigmatism of 2.5 dioptre cylinder (DC) and above in at least 1 eye; where correction of astigmatism is considered clinically necessary
Ophthalmic | Intraocular lens replacement | Intraocular lens (IOL) | Monofocal, astigmatism correcting IOL | Carl Zeiss | AT TORBI 709MP DPT -08.5 CYL 04.0 | AT TORBI 709MP DPT -08.5 CYL 04.0 | Standalone | DE0011835 | Indicated for patients with astigmatism of 2.5 dioptre cylinder (DC) and above in at least 1 eye; where correction of astigmatism is considered clinically necessary
Ophthalmic | Intraocular lens replacement | Intraocular lens (IOL) | Monofocal, astigmatism correcting IOL | Carl Zeiss | AT TORBI 709MP DPT 09.0 CYL 01.0 | AT TORBI 709MP DPT 09.0 CYL 01.0 | Standalone | DE0011835 | Indicated for patients with astigmatism of 2.5 dioptre cylinder (DC) and above in at least 1 eye; where correction of astigmatism is considered clinically necessary
Ophthalmic | Intraocular lens replacement | Intraocular lens (IOL) | Monofocal, astigmatism correcting IOL | Carl Zeiss | AT TORBI 709MP DPT -09.0 CYL 01.0 | AT TORBI 709MP DPT -09.0 CYL 01.0 | Standalone | DE0011835 | Indicated for patients with astigmatism of 2.5 dioptre cylinder (DC) and above in at least 1 eye; where correction of astigmatism is considered clinically necessary
Ophthalmic | Intraocular lens replacement | Intraocular lens (IOL) | Monofocal, astigmatism correcting IOL | Carl Zeiss | AT TORBI 709MP DPT 09.0 CYL 01.5 | AT TORBI 709MP DPT 09.0 CYL 01.5 | Standalone | DE0011835 | Indicated for patients with astigmatism of 2.5 dioptre cylinder (DC) and above in at least 1 eye; where correction of astigmatism is considered clinically necessary
Ophthalmic | Intraocular lens replacement | Intraocular lens (IOL) | Monofocal, astigmatism correcting IOL | Carl Zeiss | AT TORBI 709MP DPT -09.0 CYL 01.5 | AT TORBI 709MP DPT -09.0 CYL 01.5 | Standalone | DE0011835 | Indicated for patients with astigmatism of 2.5 dioptre cylinder (DC) and above in at least 1 eye; where correction of astigmatism is considered clinically necessary
Ophthalmic | Intraocular lens replacement | Intraocular lens (IOL) | Monofocal, astigmatism correcting IOL | Carl Zeiss | AT TORBI 709MP DPT 09.0 CYL 02.0 | AT TORBI 709MP DPT 09.0 CYL 02.0 | Standalone | DE0011835 | Indicated for patients with astigmatism of 2.5 dioptre cylinder (DC) and above in at least 1 eye; where correction of astigmatism is considered clinically necessary
Ophthalmic | Intraocular lens replacement | Intraocular lens (IOL) | Monofocal, astigmatism correcting IOL | Carl Zeiss | AT TORBI 709MP DPT -09.0 CYL 02.0 | AT TORBI 709MP DPT -09.0 CYL 02.0 | Standalone | DE0011835 | Indicated for patients with astigmatism of 2.5 dioptre cylinder (DC) and above in at least 1 eye; where correction of astigmatism is considered clinically necessary
Ophthalmic | Intraocular lens replacement | Intraocular lens (IOL) | Monofocal, astigmatism correcting IOL | Carl Zeiss | AT TORBI 709MP DPT 09.0 CYL 02.5 | AT TORBI 709MP DPT 09.0 CYL 02.5 | Standalone | DE0011835 | Indicated for patients with astigmatism of 2.5 dioptre cylinder (DC) and above in at least 1 eye; where correction of astigmatism is considered clinically necessary
Ophthalmic | Intraocular lens replacement | Intraocular lens (IOL) | Monofocal, astigmatism correcting IOL | Carl Zeiss | AT TORBI 709MP DPT -09.0 CYL 02.5 | AT TORBI 709MP DPT -09.0 CYL 02.5 | Standalone | DE0011835 | Indicated for patients with astigmatism of 2.5 dioptre cylinder (DC) and above in at least 1 eye; where correction of astigmatism is considered clinically necessary
Ophthalmic | Intraocular lens replacement | Intraocular lens (IOL) | Monofocal, astigmatism correcting IOL | Carl Zeiss | AT TORBI 709MP DPT 09.0 CYL 03.0 | AT TORBI 709MP DPT 09.0 CYL 03.0 | Standalone | DE0011835 | Indicated for patients with astigmatism of 2.5 dioptre cylinder (DC) and above in at least 1 eye; where correction of astigmatism is considered clinically necessary
Ophthalmic | Intraocular lens replacement | Intraocular lens (IOL) | Monofocal, astigmatism correcting IOL | Carl Zeiss | AT TORBI 709MP DPT -09.0 CYL 03.0 | AT TORBI 709MP DPT -09.0 CYL 03.0 | Standalone | DE0011835 | Indicated for patients with astigmatism of 2.5 dioptre cylinder (DC) and above in at least 1 eye; where correction of astigmatism is considered clinically necessary
Ophthalmic | Intraocular lens replacement | Intraocular lens (IOL) | Monofocal, astigmatism correcting IOL | Carl Zeiss | AT TORBI 709MP DPT 09.0 CYL 03.5 | AT TORBI 709MP DPT 09.0 CYL 03.5 | Standalone | DE0011835 | Indicated for patients with astigmatism of 2.5 dioptre cylinder (DC) and above in at least 1 eye; where correction of astigmatism is considered clinically necessary
Ophthalmic | Intraocular lens replacement | Intraocular lens (IOL) | Monofocal, astigmatism correcting IOL | Carl Zeiss | AT TORBI 709MP DPT -09.0 CYL 03.5 | AT TORBI 709MP DPT -09.0 CYL 03.5 | Standalone | DE0011835 | Indicated for patients with astigmatism of 2.5 dioptre cylinder (DC) and above in at least 1 eye; where correction of astigmatism is considered clinically necessary
Ophthalmic | Intraocular lens replacement | Intraocular lens (IOL) | Monofocal, astigmatism correcting IOL | Carl Zeiss | AT TORBI 709MP DPT 09.0 CYL 04.0 | AT TORBI 709MP DPT 09.0 CYL 04.0 | Standalone | DE0011835 | Indicated for patients with astigmatism of 2.5 dioptre cylinder (DC) and above in at least 1 eye; where correction of astigmatism is considered clinically necessary
Ophthalmic | Intraocular lens replacement | Intraocular lens (IOL) | Monofocal, astigmatism correcting IOL | Carl Zeiss | AT TORBI 709MP DPT -09.0 CYL 04.0 | AT TORBI 709MP DPT -09.0 CYL 04.0 | Standalone | DE0011835 | Indicated for patients with astigmatism of 2.5 dioptre cylinder (DC) and above in at least 1 eye; where correction of astigmatism is considered clinically necessary
Ophthalmic | Intraocular lens replacement | Intraocular lens (IOL) | Monofocal, astigmatism correcting IOL | Carl Zeiss | AT TORBI 709MP DPT 09.5 CYL 01.0 | AT TORBI 709MP DPT 09.5 CYL 01.0 | Standalone | DE0011835 | Indicated for patients with astigmatism of 2.5 dioptre cylinder (DC) and above in at least 1 eye; where correction of astigmatism is considered clinically necessary
Ophthalmic | Intraocular lens replacement | Intraocular lens (IOL) | Monofocal, astigmatism correcting IOL | Carl Zeiss | AT TORBI 709MP DPT -09.5 CYL 01.0 | AT TORBI 709MP DPT -09.5 CYL 01.0 | Standalone | DE0011835 | Indicated for patients with astigmatism of 2.5 dioptre cylinder (DC) and above in at least 1 eye; where correction of astigmatism is considered clinically necessary
Ophthalmic | Intraocular lens replacement | Intraocular lens (IOL) | Monofocal, astigmatism correcting IOL | Carl Zeiss | AT TORBI 709MP DPT 09.5 CYL 01.5 | AT TORBI 709MP DPT 09.5 CYL 01.5 | Standalone | DE0011835 | Indicated for patients with astigmatism of 2.5 dioptre cylinder (DC) and above in at least 1 eye; where correction of astigmatism is considered clinically necessary
Ophthalmic | Intraocular lens replacement | Intraocular lens (IOL) | Monofocal, astigmatism correcting IOL | Carl Zeiss | AT TORBI 709MP DPT -09.5 CYL 01.5 | AT TORBI 709MP DPT -09.5 CYL 01.5 | Standalone | DE0011835 | Indicated for patients with astigmatism of 2.5 dioptre cylinder (DC) and above in at least 1 eye; where correction of astigmatism is considered clinically necessary
Ophthalmic | Intraocular lens replacement | Intraocular lens (IOL) | Monofocal, astigmatism correcting IOL | Carl Zeiss | AT TORBI 709MP DPT 09.5 CYL 02.0 | AT TORBI 709MP DPT 09.5 CYL 02.0 | Standalone | DE0011835 | Indicated for patients with astigmatism of 2.5 dioptre cylinder (DC) and above in at least 1 eye; where correction of astigmatism is considered clinically necessary
Ophthalmic | Intraocular lens replacement | Intraocular lens (IOL) | Monofocal, astigmatism correcting IOL | Carl Zeiss | AT TORBI 709MP DPT -09.5 CYL 02.0 | AT TORBI 709MP DPT -09.5 CYL 02.0 | Standalone | DE0011835 | Indicated for patients with astigmatism of 2.5 dioptre cylinder (DC) and above in at least 1 eye; where correction of astigmatism is considered clinically necessary
Ophthalmic | Intraocular lens replacement | Intraocular lens (IOL) | Monofocal, astigmatism correcting IOL | Carl Zeiss | AT TORBI 709MP DPT 09.5 CYL 02.5 | AT TORBI 709MP DPT 09.5 CYL 02.5 | Standalone | DE0011835 | Indicated for patients with astigmatism of 2.5 dioptre cylinder (DC) and above in at least 1 eye; where correction of astigmatism is considered clinically necessary
Ophthalmic | Intraocular lens replacement | Intraocular lens (IOL) | Monofocal, astigmatism correcting IOL | Carl Zeiss | AT TORBI 709MP DPT -09.5 CYL 02.5 | AT TORBI 709MP DPT -09.5 CYL 02.5 | Standalone | DE0011835 | Indicated for patients with astigmatism of 2.5 dioptre cylinder (DC) and above in at least 1 eye; where correction of astigmatism is considered clinically necessary
Ophthalmic | Intraocular lens replacement | Intraocular lens (IOL) | Monofocal, astigmatism correcting IOL | Carl Zeiss | AT TORBI 709MP DPT 09.5 CYL 03.0 | AT TORBI 709MP DPT 09.5 CYL 03.0 | Standalone | DE0011835 | Indicated for patients with astigmatism of 2.5 dioptre cylinder (DC) and above in at least 1 eye; where correction of astigmatism is considered clinically necessary
Ophthalmic | Intraocular lens replacement | Intraocular lens (IOL) | Monofocal, astigmatism correcting IOL | Carl Zeiss | AT TORBI 709MP DPT -09.5 CYL 03.0 | AT TORBI 709MP DPT -09.5 CYL 03.0 | Standalone | DE0011835 | Indicated for patients with astigmatism of 2.5 dioptre cylinder (DC) and above in at least 1 eye; where correction of astigmatism is considered clinically necessary
Ophthalmic | Intraocular lens replacement | Intraocular lens (IOL) | Monofocal, astigmatism correcting IOL | Carl Zeiss | AT TORBI 709MP DPT 09.5 CYL 03.5 | AT TORBI 709MP DPT 09.5 CYL 03.5 | Standalone | DE0011835 | Indicated for patients with astigmatism of 2.5 dioptre cylinder (DC) and above in at least 1 eye; where correction of astigmatism is considered clinically necessary
Ophthalmic | Intraocular lens replacement | Intraocular lens (IOL) | Monofocal, astigmatism correcting IOL | Carl Zeiss | AT TORBI 709MP DPT -09.5 CYL 03.5 | AT TORBI 709MP DPT -09.5 CYL 03.5 | Standalone | DE0011835 | Indicated for patients with astigmatism of 2.5 dioptre cylinder (DC) and above in at least 1 eye; where correction of astigmatism is considered clinically necessary
Ophthalmic | Intraocular lens replacement | Intraocular lens (IOL) | Monofocal, astigmatism correcting IOL | Carl Zeiss | AT TORBI 709MP DPT 09.5 CYL 04.0 | AT TORBI 709MP DPT 09.5 CYL 04.0 | Standalone | DE0011835 | Indicated for patients with astigmatism of 2.5 dioptre cylinder (DC) and above in at least 1 eye; where correction of astigmatism is considered clinically necessary
Ophthalmic | Intraocular lens replacement | Intraocular lens (IOL) | Monofocal, astigmatism correcting IOL | Carl Zeiss | AT TORBI 709MP DPT -09.5 CYL 04.0 | AT TORBI 709MP DPT -09.5 CYL 04.0 | Standalone | DE0011835 | Indicated for patients with astigmatism of 2.5 dioptre cylinder (DC) and above in at least 1 eye; where correction of astigmatism is considered clinically necessary
Ophthalmic | Intraocular lens replacement | Intraocular lens (IOL) | Monofocal, astigmatism correcting IOL | Carl Zeiss | AT TORBI 709MP DPT 10.0 CYL 01.0 | AT TORBI 709MP DPT 10.0 CYL 01.0 | Standalone | DE0011835 | Indicated for patients with astigmatism of 2.5 dioptre cylinder (DC) and above in at least 1 eye; where correction of astigmatism is considered clinically necessary
Ophthalmic | Intraocular lens replacement | Intraocular lens (IOL) | Monofocal, astigmatism correcting IOL | Carl Zeiss | AT TORBI 709MP DPT -10.0 CYL 01.0 | AT TORBI 709MP DPT -10.0 CYL 01.0 | Standalone | DE0011835 | Indicated for patients with astigmatism of 2.5 dioptre cylinder (DC) and above in at least 1 eye; where correction of astigmatism is considered clinically necessary
Ophthalmic | Intraocular lens replacement | Intraocular lens (IOL) | Monofocal, astigmatism correcting IOL | Carl Zeiss | AT TORBI 709MP DPT 10.0 CYL 01.5 | AT TORBI 709MP DPT 10.0 CYL 01.5 | Standalone | DE0011835 | Indicated for patients with astigmatism of 2.5 dioptre cylinder (DC) and above in at least 1 eye; where correction of astigmatism is considered clinically necessary
Ophthalmic | Intraocular lens replacement | Intraocular lens (IOL) | Monofocal, astigmatism correcting IOL | Carl Zeiss | AT TORBI 709MP DPT -10.0 CYL 01.5 | AT TORBI 709MP DPT -10.0 CYL 01.5 | Standalone | DE0011835 | Indicated for patients with astigmatism of 2.5 dioptre cylinder (DC) and above in at least 1 eye; where correction of astigmatism is considered clinically necessary
Ophthalmic | Intraocular lens replacement | Intraocular lens (IOL) | Monofocal, astigmatism correcting IOL | Carl Zeiss | AT TORBI 709MP DPT 10.0 CYL 02.0 | AT TORBI 709MP DPT 10.0 CYL 02.0 | Standalone | DE0011835 | Indicated for patients with astigmatism of 2.5 dioptre cylinder (DC) and above in at least 1 eye; where correction of astigmatism is considered clinically necessary
Ophthalmic | Intraocular lens replacement | Intraocular lens (IOL) | Monofocal, astigmatism correcting IOL | Carl Zeiss | AT TORBI 709MP DPT -10.0 CYL 02.0 | AT TORBI 709MP DPT -10.0 CYL 02.0 | Standalone | DE0011835 | Indicated for patients with astigmatism of 2.5 dioptre cylinder (DC) and above in at least 1 eye; where correction of astigmatism is considered clinically necessary
Ophthalmic | Intraocular lens replacement | Intraocular lens (IOL) | Monofocal, astigmatism correcting IOL | Carl Zeiss | AT TORBI 709MP DPT 10.0 CYL 02.5 | AT TORBI 709MP DPT 10.0 CYL 02.5 | Standalone | DE0011835 | Indicated for patients with astigmatism of 2.5 dioptre cylinder (DC) and above in at least 1 eye; where correction of astigmatism is considered clinically necessary
Ophthalmic | Intraocular lens replacement | Intraocular lens (IOL) | Monofocal, astigmatism correcting IOL | Carl Zeiss | AT TORBI 709MP DPT -10.0 CYL 02.5 | AT TORBI 709MP DPT -10.0 CYL 02.5 | Standalone | DE0011835 | Indicated for patients with astigmatism of 2.5 dioptre cylinder (DC) and above in at least 1 eye; where correction of astigmatism is considered clinically necessary
Ophthalmic | Intraocular lens replacement | Intraocular lens (IOL) | Monofocal, astigmatism correcting IOL | Carl Zeiss | AT TORBI 709MP DPT 10.0 CYL 03.0 | AT TORBI 709MP DPT 10.0 CYL 03.0 | Standalone | DE0011835 | Indicated for patients with astigmatism of 2.5 dioptre cylinder (DC) and above in at least 1 eye; where correction of astigmatism is considered clinically necessary
Ophthalmic | Intraocular lens replacement | Intraocular lens (IOL) | Monofocal, astigmatism correcting IOL | Carl Zeiss | AT TORBI 709MP DPT -10.0 CYL 03.0 | AT TORBI 709MP DPT -10.0 CYL 03.0 | Standalone | DE0011835 | Indicated for patients with astigmatism of 2.5 dioptre cylinder (DC) and above in at least 1 eye; where correction of astigmatism is considered clinically necessary
Ophthalmic | Intraocular lens replacement | Intraocular lens (IOL) | Monofocal, astigmatism correcting IOL | Carl Zeiss | AT TORBI 709MP DPT 10.0 CYL 03.5 | AT TORBI 709MP DPT 10.0 CYL 03.5 | Standalone | DE0011835 | Indicated for patients with astigmatism of 2.5 dioptre cylinder (DC) and above in at least 1 eye; where correction of astigmatism is considered clinically necessary
Ophthalmic | Intraocular lens replacement | Intraocular lens (IOL) | Monofocal, astigmatism correcting IOL | Carl Zeiss | AT TORBI 709MP DPT -10.0 CYL 03.5 | AT TORBI 709MP DPT -10.0 CYL 03.5 | Standalone | DE0011835 | Indicated for patients with astigmatism of 2.5 dioptre cylinder (DC) and above in at least 1 eye; where correction of astigmatism is considered clinically necessary
Ophthalmic | Intraocular lens replacement | Intraocular lens (IOL) | Monofocal, astigmatism correcting IOL | Carl Zeiss | AT TORBI 709MP DPT 10.0 CYL 04.0 | AT TORBI 709MP DPT 10.0 CYL 04.0 | Standalone | DE0011835 | Indicated for patients with astigmatism of 2.5 dioptre cylinder (DC) and above in at least 1 eye; where correction of astigmatism is considered clinically necessary
Ophthalmic | Intraocular lens replacement | Intraocular lens (IOL) | Monofocal, astigmatism correcting IOL | Carl Zeiss | AT TORBI 709MP DPT -10.0 CYL 04.0 | AT TORBI 709MP DPT -10.0 CYL 04.0 | Standalone | DE0011835 | Indicated for patients with astigmatism of 2.5 dioptre cylinder (DC) and above in at least 1 eye; where correction of astigmatism is considered clinically necessary
Ophthalmic | Intraocular lens replacement | Intraocular lens (IOL) | Monofocal, astigmatism correcting IOL | Carl Zeiss | AT TORBI 709MP DPT 10.5 CYL 01.0 | AT TORBI 709MP DPT 10.5 CYL 01.0 | Standalone | DE0011835 | Indicated for patients with astigmatism of 2.5 dioptre cylinder (DC) and above in at least 1 eye; where correction of astigmatism is considered clinically necessary
Ophthalmic | Intraocular lens replacement | Intraocular lens (IOL) | Monofocal, astigmatism correcting IOL | Carl Zeiss | AT TORBI 709MP DPT 10.5 CYL 01.5 | AT TORBI 709MP DPT 10.5 CYL 01.5 | Standalone | DE0011835 | Indicated for patients with astigmatism of 2.5 dioptre cylinder (DC) and above in at least 1 eye; where correction of astigmatism is considered clinically necessary
Ophthalmic | Intraocular lens replacement | Intraocular lens (IOL) | Monofocal, astigmatism correcting IOL | Carl Zeiss | AT TORBI 709MP DPT 10.5 CYL 02.0 | AT TORBI 709MP DPT 10.5 CYL 02.0 | Standalone | DE0011835 | Indicated for patients with astigmatism of 2.5 dioptre cylinder (DC) and above in at least 1 eye; where correction of astigmatism is considered clinically necessary
Ophthalmic | Intraocular lens replacement | Intraocular lens (IOL) | Monofocal, astigmatism correcting IOL | Carl Zeiss | AT TORBI 709MP DPT 10.5 CYL 02.5 | AT TORBI 709MP DPT 10.5 CYL 02.5 | Standalone | DE0011835 | Indicated for patients with astigmatism of 2.5 dioptre cylinder (DC) and above in at least 1 eye; where correction of astigmatism is considered clinically necessary
Ophthalmic | Intraocular lens replacement | Intraocular lens (IOL) | Monofocal, astigmatism correcting IOL | Carl Zeiss | AT TORBI 709MP DPT 10.5 CYL 03.0 | AT TORBI 709MP DPT 10.5 CYL 03.0 | Standalone | DE0011835 | Indicated for patients with astigmatism of 2.5 dioptre cylinder (DC) and above in at least 1 eye; where correction of astigmatism is considered clinically necessary
Ophthalmic | Intraocular lens replacement | Intraocular lens (IOL) | Monofocal, astigmatism correcting IOL | Carl Zeiss | AT TORBI 709MP DPT 10.5 CYL 03.5 | AT TORBI 709MP DPT 10.5 CYL 03.5 | Standalone | DE0011835 | Indicated for patients with astigmatism of 2.5 dioptre cylinder (DC) and above in at least 1 eye; where correction of astigmatism is considered clinically necessary
Ophthalmic | Intraocular lens replacement | Intraocular lens (IOL) | Monofocal, astigmatism correcting IOL | Carl Zeiss | AT TORBI 709MP DPT 10.5 CYL 04.0 | AT TORBI 709MP DPT 10.5 CYL 04.0 | Standalone | DE0011835 | Indicated for patients with astigmatism of 2.5 dioptre cylinder (DC) and above in at least 1 eye; where correction of astigmatism is considered clinically necessary
Ophthalmic | Intraocular lens replacement | Intraocular lens (IOL) | Monofocal, astigmatism correcting IOL | Carl Zeiss | AT TORBI 709MP DPT 11.0 CYL 01.0 | AT TORBI 709MP DPT 11.0 CYL 01.0 | Standalone | DE0011835 | Indicated for patients with astigmatism of 2.5 dioptre cylinder (DC) and above in at least 1 eye; where correction of astigmatism is considered clinically necessary
Ophthalmic | Intraocular lens replacement | Intraocular lens (IOL) | Monofocal, astigmatism correcting IOL | Carl Zeiss | AT TORBI 709MP DPT 11.0 CYL 01.5 | AT TORBI 709MP DPT 11.0 CYL 01.5 | Standalone | DE0011835 | Indicated for patients with astigmatism of 2.5 dioptre cylinder (DC) and above in at least 1 eye; where correction of astigmatism is considered clinically necessary
Ophthalmic | Intraocular lens replacement | Intraocular lens (IOL) | Monofocal, astigmatism correcting IOL | Carl Zeiss | AT TORBI 709MP DPT 11.0 CYL 02.0 | AT TORBI 709MP DPT 11.0 CYL 02.0 | Standalone | DE0011835 | Indicated for patients with astigmatism of 2.5 dioptre cylinder (DC) and above in at least 1 eye; where correction of astigmatism is considered clinically necessary
Ophthalmic | Intraocular lens replacement | Intraocular lens (IOL) | Monofocal, astigmatism correcting IOL | Carl Zeiss | AT TORBI 709MP DPT 11.0 CYL 02.5 | AT TORBI 709MP DPT 11.0 CYL 02.5 | Standalone | DE0011835 | Indicated for patients with astigmatism of 2.5 dioptre cylinder (DC) and above in at least 1 eye; where correction of astigmatism is considered clinically necessary
Ophthalmic | Intraocular lens replacement | Intraocular lens (IOL) | Monofocal, astigmatism correcting IOL | Carl Zeiss | AT TORBI 709MP DPT 11.0 CYL 03.0 | AT TORBI 709MP DPT 11.0 CYL 03.0 | Standalone | DE0011835 | Indicated for patients with astigmatism of 2.5 dioptre cylinder (DC) and above in at least 1 eye; where correction of astigmatism is considered clinically necessary
Ophthalmic | Intraocular lens replacement | Intraocular lens (IOL) | Monofocal, astigmatism correcting IOL | Carl Zeiss | AT TORBI 709MP DPT 11.0 CYL 03.5 | AT TORBI 709MP DPT 11.0 CYL 03.5 | Standalone | DE0011835 | Indicated for patients with astigmatism of 2.5 dioptre cylinder (DC) and above in at least 1 eye; where correction of astigmatism is considered clinically necessary
Ophthalmic | Intraocular lens replacement | Intraocular lens (IOL) | Monofocal, astigmatism correcting IOL | Carl Zeiss | AT TORBI 709MP DPT 11.0 CYL 04.0 | AT TORBI 709MP DPT 11.0 CYL 04.0 | Standalone | DE0011835 | Indicated for patients with astigmatism of 2.5 dioptre cylinder (DC) and above in at least 1 eye; where correction of astigmatism is considered clinically necessary
Ophthalmic | Intraocular lens replacement | Intraocular lens (IOL) | Monofocal, astigmatism correcting IOL | Carl Zeiss | AT TORBI 709MP DPT 11.5 CYL 01.0 | AT TORBI 709MP DPT 11.5 CYL 01.0 | Standalone | DE0011835 | Indicated for patients with astigmatism of 2.5 dioptre cylinder (DC) and above in at least 1 eye; where correction of astigmatism is considered clinically necessary
Ophthalmic | Intraocular lens replacement | Intraocular lens (IOL) | Monofocal, astigmatism correcting IOL | Carl Zeiss | AT TORBI 709MP DPT 11.5 CYL 01.5 | AT TORBI 709MP DPT 11.5 CYL 01.5 | Standalone | DE0011835 | Indicated for patients with astigmatism of 2.5 dioptre cylinder (DC) and above in at least 1 eye; where correction of astigmatism is considered clinically necessary
Ophthalmic | Intraocular lens replacement | Intraocular lens (IOL) | Monofocal, astigmatism correcting IOL | Carl Zeiss | AT TORBI 709MP DPT 11.5 CYL 02.0 | AT TORBI 709MP DPT 11.5 CYL 02.0 | Standalone | DE0011835 | Indicated for patients with astigmatism of 2.5 dioptre cylinder (DC) and above in at least 1 eye; where correction of astigmatism is considered clinically necessary
Ophthalmic | Intraocular lens replacement | Intraocular lens (IOL) | Monofocal, astigmatism correcting IOL | Carl Zeiss | AT TORBI 709MP DPT 11.5 CYL 02.5 | AT TORBI 709MP DPT 11.5 CYL 02.5 | Standalone | DE0011835 | Indicated for patients with astigmatism of 2.5 dioptre cylinder (DC) and above in at least 1 eye; where correction of astigmatism is considered clinically necessary
Ophthalmic | Intraocular lens replacement | Intraocular lens (IOL) | Monofocal, astigmatism correcting IOL | Carl Zeiss | AT TORBI 709MP DPT 11.5 CYL 03.0 | AT TORBI 709MP DPT 11.5 CYL 03.0 | Standalone | DE0011835 | Indicated for patients with astigmatism of 2.5 dioptre cylinder (DC) and above in at least 1 eye; where correction of astigmatism is considered clinically necessary
Ophthalmic | Intraocular lens replacement | Intraocular lens (IOL) | Monofocal, astigmatism correcting IOL | Carl Zeiss | AT TORBI 709MP DPT 11.5 CYL 03.5 | AT TORBI 709MP DPT 11.5 CYL 03.5 | Standalone | DE0011835 | Indicated for patients with astigmatism of 2.5 dioptre cylinder (DC) and above in at least 1 eye; where correction of astigmatism is considered clinically necessary
Ophthalmic | Intraocular lens replacement | Intraocular lens (IOL) | Monofocal, astigmatism correcting IOL | Carl Zeiss | AT TORBI 709MP DPT 11.5 CYL 04.0 | AT TORBI 709MP DPT 11.5 CYL 04.0 | Standalone | DE0011835 | Indicated for patients with astigmatism of 2.5 dioptre cylinder (DC) and above in at least 1 eye; where correction of astigmatism is considered clinically necessary
Ophthalmic | Intraocular lens replacement | Intraocular lens (IOL) | Monofocal, astigmatism correcting IOL | Carl Zeiss | AT TORBI 709MP DPT 12.0 CYL 01.0 | AT TORBI 709MP DPT 12.0 CYL 01.0 | Standalone | DE0011835 | Indicated for patients with astigmatism of 2.5 dioptre cylinder (DC) and above in at least 1 eye; where correction of astigmatism is considered clinically necessary
Ophthalmic | Intraocular lens replacement | Intraocular lens (IOL) | Monofocal, astigmatism correcting IOL | Carl Zeiss | AT TORBI 709MP DPT 12.0 CYL 01.5 | AT TORBI 709MP DPT 12.0 CYL 01.5 | Standalone | DE0011835 | Indicated for patients with astigmatism of 2.5 dioptre cylinder (DC) and above in at least 1 eye; where correction of astigmatism is considered clinically necessary
Ophthalmic | Intraocular lens replacement | Intraocular lens (IOL) | Monofocal, astigmatism correcting IOL | Carl Zeiss | AT TORBI 709MP DPT 12.0 CYL 02.0 | AT TORBI 709MP DPT 12.0 CYL 02.0 | Standalone | DE0011835 | Indicated for patients with astigmatism of 2.5 dioptre cylinder (DC) and above in at least 1 eye; where correction of astigmatism is considered clinically necessary
Ophthalmic | Intraocular lens replacement | Intraocular lens (IOL) | Monofocal, astigmatism correcting IOL | Carl Zeiss | AT TORBI 709MP DPT 12.0 CYL 02.5 | AT TORBI 709MP DPT 12.0 CYL 02.5 | Standalone | DE0011835 | Indicated for patients with astigmatism of 2.5 dioptre cylinder (DC) and above in at least 1 eye; where correction of astigmatism is considered clinically necessary
Ophthalmic | Intraocular lens replacement | Intraocular lens (IOL) | Monofocal, astigmatism correcting IOL | Carl Zeiss | AT TORBI 709MP DPT 12.0 CYL 03.0 | AT TORBI 709MP DPT 12.0 CYL 03.0 | Standalone | DE0011835 | Indicated for patients with astigmatism of 2.5 dioptre cylinder (DC) and above in at least 1 eye; where correction of astigmatism is considered clinically necessary
Ophthalmic | Intraocular lens replacement | Intraocular lens (IOL) | Monofocal, astigmatism correcting IOL | Carl Zeiss | AT TORBI 709MP DPT 12.0 CYL 03.5 | AT TORBI 709MP DPT 12.0 CYL 03.5 | Standalone | DE0011835 | Indicated for patients with astigmatism of 2.5 dioptre cylinder (DC) and above in at least 1 eye; where correction of astigmatism is considered clinically necessary
Ophthalmic | Intraocular lens replacement | Intraocular lens (IOL) | Monofocal, astigmatism correcting IOL | Carl Zeiss | AT TORBI 709MP DPT 12.0 CYL 04.0 | AT TORBI 709MP DPT 12.0 CYL 04.0 | Standalone | DE0011835 | Indicated for patients with astigmatism of 2.5 dioptre cylinder (DC) and above in at least 1 eye; where correction of astigmatism is considered clinically necessary
Ophthalmic | Intraocular lens replacement | Intraocular lens (IOL) | Monofocal, astigmatism correcting IOL | Carl Zeiss | AT TORBI 709MP DPT 12.5 CYL 01.0 | AT TORBI 709MP DPT 12.5 CYL 01.0 | Standalone | DE0011835 | Indicated for patients with astigmatism of 2.5 dioptre cylinder (DC) and above in at least 1 eye; where correction of astigmatism is considered clinically necessary
Ophthalmic | Intraocular lens replacement | Intraocular lens (IOL) | Monofocal, astigmatism correcting IOL | Carl Zeiss | AT TORBI 709MP DPT 12.5 CYL 01.5 | AT TORBI 709MP DPT 12.5 CYL 01.5 | Standalone | DE0011835 | Indicated for patients with astigmatism of 2.5 dioptre cylinder (DC) and above in at least 1 eye; where correction of astigmatism is considered clinically necessary
Ophthalmic | Intraocular lens replacement | Intraocular lens (IOL) | Monofocal, astigmatism correcting IOL | Carl Zeiss | AT TORBI 709MP DPT 12.5 CYL 02.0 | AT TORBI 709MP DPT 12.5 CYL 02.0 | Standalone | DE0011835 | Indicated for patients with astigmatism of 2.5 dioptre cylinder (DC) and above in at least 1 eye; where correction of astigmatism is considered clinically necessary
Ophthalmic | Intraocular lens replacement | Intraocular lens (IOL) | Monofocal, astigmatism correcting IOL | Carl Zeiss | AT TORBI 709MP DPT 12.5 CYL 02.5 | AT TORBI 709MP DPT 12.5 CYL 02.5 | Standalone | DE0011835 | Indicated for patients with astigmatism of 2.5 dioptre cylinder (DC) and above in at least 1 eye; where correction of astigmatism is considered clinically necessary
Ophthalmic | Intraocular lens replacement | Intraocular lens (IOL) | Monofocal, astigmatism correcting IOL | Carl Zeiss | AT TORBI 709MP DPT 12.5 CYL 03.0 | AT TORBI 709MP DPT 12.5 CYL 03.0 | Standalone | DE0011835 | Indicated for patients with astigmatism of 2.5 dioptre cylinder (DC) and above in at least 1 eye; where correction of astigmatism is considered clinically necessary
Ophthalmic | Intraocular lens replacement | Intraocular lens (IOL) | Monofocal, astigmatism correcting IOL | Carl Zeiss | AT TORBI 709MP DPT 12.5 CYL 03.5 | AT TORBI 709MP DPT 12.5 CYL 03.5 | Standalone | DE0011835 | Indicated for patients with astigmatism of 2.5 dioptre cylinder (DC) and above in at least 1 eye; where correction of astigmatism is considered clinically necessary
Ophthalmic | Intraocular lens replacement | Intraocular lens (IOL) | Monofocal, astigmatism correcting IOL | Carl Zeiss | AT TORBI 709MP DPT 12.5 CYL 04.0 | AT TORBI 709MP DPT 12.5 CYL 04.0 | Standalone | DE0011835 | Indicated for patients with astigmatism of 2.5 dioptre cylinder (DC) and above in at least 1 eye; where correction of astigmatism is considered clinically necessary
Ophthalmic | Intraocular lens replacement | Intraocular lens (IOL) | Monofocal, astigmatism correcting IOL | Carl Zeiss | AT TORBI 709MP DPT 13.0 CYL 01.0 | AT TORBI 709MP DPT 13.0 CYL 01.0 | Standalone | DE0011835 | Indicated for patients with astigmatism of 2.5 dioptre cylinder (DC) and above in at least 1 eye; where correction of astigmatism is considered clinically necessary
Ophthalmic | Intraocular lens replacement | Intraocular lens (IOL) | Monofocal, astigmatism correcting IOL | Carl Zeiss | AT TORBI 709MP DPT 13.0 CYL 01.5 | AT TORBI 709MP DPT 13.0 CYL 01.5 | Standalone | DE0011835 | Indicated for patients with astigmatism of 2.5 dioptre cylinder (DC) and above in at least 1 eye; where correction of astigmatism is considered clinically necessary
Ophthalmic | Intraocular lens replacement | Intraocular lens (IOL) | Monofocal, astigmatism correcting IOL | Carl Zeiss | AT TORBI 709MP DPT 13.0 CYL 02.0 | AT TORBI 709MP DPT 13.0 CYL 02.0 | Standalone | DE0011835 | Indicated for patients with astigmatism of 2.5 dioptre cylinder (DC) and above in at least 1 eye; where correction of astigmatism is considered clinically necessary
Ophthalmic | Intraocular lens replacement | Intraocular lens (IOL) | Monofocal, astigmatism correcting IOL | Carl Zeiss | AT TORBI 709MP DPT 13.0 CYL 02.5 | AT TORBI 709MP DPT 13.0 CYL 02.5 | Standalone | DE0011835 | Indicated for patients with astigmatism of 2.5 dioptre cylinder (DC) and above in at least 1 eye; where correction of astigmatism is considered clinically necessary
Ophthalmic | Intraocular lens replacement | Intraocular lens (IOL) | Monofocal, astigmatism correcting IOL | Carl Zeiss | AT TORBI 709MP DPT 13.0 CYL 03.0 | AT TORBI 709MP DPT 13.0 CYL 03.0 | Standalone | DE0011835 | Indicated for patients with astigmatism of 2.5 dioptre cylinder (DC) and above in at least 1 eye; where correction of astigmatism is considered clinically necessary
Ophthalmic | Intraocular lens replacement | Intraocular lens (IOL) | Monofocal, astigmatism correcting IOL | Carl Zeiss | AT TORBI 709MP DPT 13.0 CYL 03.5 | AT TORBI 709MP DPT 13.0 CYL 03.5 | Standalone | DE0011835 | Indicated for patients with astigmatism of 2.5 dioptre cylinder (DC) and above in at least 1 eye; where correction of astigmatism is considered clinically necessary
Ophthalmic | Intraocular lens replacement | Intraocular lens (IOL) | Monofocal, astigmatism correcting IOL | Carl Zeiss | AT TORBI 709MP DPT 13.0 CYL 04.0 | AT TORBI 709MP DPT 13.0 CYL 04.0 | Standalone | DE0011835 | Indicated for patients with astigmatism of 2.5 dioptre cylinder (DC) and above in at least 1 eye; where correction of astigmatism is considered clinically necessary
Ophthalmic | Intraocular lens replacement | Intraocular lens (IOL) | Monofocal, astigmatism correcting IOL | Carl Zeiss | AT TORBI 709MP DPT 13.5 CYL 01.0 | AT TORBI 709MP DPT 13.5 CYL 01.0 | Standalone | DE0011835 | Indicated for patients with astigmatism of 2.5 dioptre cylinder (DC) and above in at least 1 eye; where correction of astigmatism is considered clinically necessary
Ophthalmic | Intraocular lens replacement | Intraocular lens (IOL) | Monofocal, astigmatism correcting IOL | Carl Zeiss | AT TORBI 709MP DPT 13.5 CYL 01.5 | AT TORBI 709MP DPT 13.5 CYL 01.5 | Standalone | DE0011835 | Indicated for patients with astigmatism of 2.5 dioptre cylinder (DC) and above in at least 1 eye; where correction of astigmatism is considered clinically necessary
Ophthalmic | Intraocular lens replacement | Intraocular lens (IOL) | Monofocal, astigmatism correcting IOL | Carl Zeiss | AT TORBI 709MP DPT 13.5 CYL 02.0 | AT TORBI 709MP DPT 13.5 CYL 02.0 | Standalone | DE0011835 | Indicated for patients with astigmatism of 2.5 dioptre cylinder (DC) and above in at least 1 eye; where correction of astigmatism is considered clinically necessary
Ophthalmic | Intraocular lens replacement | Intraocular lens (IOL) | Monofocal, astigmatism correcting IOL | Carl Zeiss | AT TORBI 709MP DPT 13.5 CYL 02.5 | AT TORBI 709MP DPT 13.5 CYL 02.5 | Standalone | DE0011835 | Indicated for patients with astigmatism of 2.5 dioptre cylinder (DC) and above in at least 1 eye; where correction of astigmatism is considered clinically necessary
Ophthalmic | Intraocular lens replacement | Intraocular lens (IOL) | Monofocal, astigmatism correcting IOL | Carl Zeiss | AT TORBI 709MP DPT 13.5 CYL 03.0 | AT TORBI 709MP DPT 13.5 CYL 03.0 | Standalone | DE0011835 | Indicated for patients with astigmatism of 2.5 dioptre cylinder (DC) and above in at least 1 eye; where correction of astigmatism is considered clinically necessary
Ophthalmic | Intraocular lens replacement | Intraocular lens (IOL) | Monofocal, astigmatism correcting IOL | Carl Zeiss | AT TORBI 709MP DPT 13.5 CYL 03.5 | AT TORBI 709MP DPT 13.5 CYL 03.5 | Standalone | DE0011835 | Indicated for patients with astigmatism of 2.5 dioptre cylinder (DC) and above in at least 1 eye; where correction of astigmatism is considered clinically necessary
Ophthalmic | Intraocular lens replacement | Intraocular lens (IOL) | Monofocal, astigmatism correcting IOL | Carl Zeiss | AT TORBI 709MP DPT 13.5 CYL 04.0 | AT TORBI 709MP DPT 13.5 CYL 04.0 | Standalone | DE0011835 | Indicated for patients with astigmatism of 2.5 dioptre cylinder (DC) and above in at least 1 eye; where correction of astigmatism is considered clinically necessary
Ophthalmic | Intraocular lens replacement | Intraocular lens (IOL) | Monofocal, astigmatism correcting IOL | Carl Zeiss | AT TORBI 709MP DPT 14.0 CYL 01.0 | AT TORBI 709MP DPT 14.0 CYL 01.0 | Standalone | DE0011835 | Indicated for patients with astigmatism of 2.5 dioptre cylinder (DC) and above in at least 1 eye; where correction of astigmatism is considered clinically necessary
Ophthalmic | Intraocular lens replacement | Intraocular lens (IOL) | Monofocal, astigmatism correcting IOL | Carl Zeiss | AT TORBI 709MP DPT 14.0 CYL 01.5 | AT TORBI 709MP DPT 14.0 CYL 01.5 | Standalone | DE0011835 | Indicated for patients with astigmatism of 2.5 dioptre cylinder (DC) and above in at least 1 eye; where correction of astigmatism is considered clinically necessary
Ophthalmic | Intraocular lens replacement | Intraocular lens (IOL) | Monofocal, astigmatism correcting IOL | Carl Zeiss | AT TORBI 709MP DPT 14.0 CYL 02.0 | AT TORBI 709MP DPT 14.0 CYL 02.0 | Standalone | DE0011835 | Indicated for patients with astigmatism of 2.5 dioptre cylinder (DC) and above in at least 1 eye; where correction of astigmatism is considered clinically necessary
Ophthalmic | Intraocular lens replacement | Intraocular lens (IOL) | Monofocal, astigmatism correcting IOL | Carl Zeiss | AT TORBI 709MP DPT 14.0 CYL 02.5 | AT TORBI 709MP DPT 14.0 CYL 02.5 | Standalone | DE0011835 | Indicated for patients with astigmatism of 2.5 dioptre cylinder (DC) and above in at least 1 eye; where correction of astigmatism is considered clinically necessary
Ophthalmic | Intraocular lens replacement | Intraocular lens (IOL) | Monofocal, astigmatism correcting IOL | Carl Zeiss | AT TORBI 709MP DPT 14.0 CYL 03.0 | AT TORBI 709MP DPT 14.0 CYL 03.0 | Standalone | DE0011835 | Indicated for patients with astigmatism of 2.5 dioptre cylinder (DC) and above in at least 1 eye; where correction of astigmatism is considered clinically necessary
Ophthalmic | Intraocular lens replacement | Intraocular lens (IOL) | Monofocal, astigmatism correcting IOL | Carl Zeiss | AT TORBI 709MP DPT 14.0 CYL 03.5 | AT TORBI 709MP DPT 14.0 CYL 03.5 | Standalone | DE0011835 | Indicated for patients with astigmatism of 2.5 dioptre cylinder (DC) and above in at least 1 eye; where correction of astigmatism is considered clinically necessary
Ophthalmic | Intraocular lens replacement | Intraocular lens (IOL) | Monofocal, astigmatism correcting IOL | Carl Zeiss | AT TORBI 709MP DPT 14.0 CYL 04.0 | AT TORBI 709MP DPT 14.0 CYL 04.0 | Standalone | DE0011835 | Indicated for patients with astigmatism of 2.5 dioptre cylinder (DC) and above in at least 1 eye; where correction of astigmatism is considered clinically necessary
Ophthalmic | Intraocular lens replacement | Intraocular lens (IOL) | Monofocal, astigmatism correcting IOL | Carl Zeiss | AT TORBI 709MP DPT 14.5 CYL 01.0 | AT TORBI 709MP DPT 14.5 CYL 01.0 | Standalone | DE0011835 | Indicated for patients with astigmatism of 2.5 dioptre cylinder (DC) and above in at least 1 eye; where correction of astigmatism is considered clinically necessary
Ophthalmic | Intraocular lens replacement | Intraocular lens (IOL) | Monofocal, astigmatism correcting IOL | Carl Zeiss | AT TORBI 709MP DPT 14.5 CYL 01.5 | AT TORBI 709MP DPT 14.5 CYL 01.5 | Standalone | DE0011835 | Indicated for patients with astigmatism of 2.5 dioptre cylinder (DC) and above in at least 1 eye; where correction of astigmatism is considered clinically necessary
Ophthalmic | Intraocular lens replacement | Intraocular lens (IOL) | Monofocal, astigmatism correcting IOL | Carl Zeiss | AT TORBI 709MP DPT 14.5 CYL 02.0 | AT TORBI 709MP DPT 14.5 CYL 02.0 | Standalone | DE0011835 | Indicated for patients with astigmatism of 2.5 dioptre cylinder (DC) and above in at least 1 eye; where correction of astigmatism is considered clinically necessary
Ophthalmic | Intraocular lens replacement | Intraocular lens (IOL) | Monofocal, astigmatism correcting IOL | Carl Zeiss | AT TORBI 709MP DPT 14.5 CYL 02.5 | AT TORBI 709MP DPT 14.5 CYL 02.5 | Standalone | DE0011835 | Indicated for patients with astigmatism of 2.5 dioptre cylinder (DC) and above in at least 1 eye; where correction of astigmatism is considered clinically necessary
Ophthalmic | Intraocular lens replacement | Intraocular lens (IOL) | Monofocal, astigmatism correcting IOL | Carl Zeiss | AT TORBI 709MP DPT 14.5 CYL 03.0 | AT TORBI 709MP DPT 14.5 CYL 03.0 | Standalone | DE0011835 | Indicated for patients with astigmatism of 2.5 dioptre cylinder (DC) and above in at least 1 eye; where correction of astigmatism is considered clinically necessary
Ophthalmic | Intraocular lens replacement | Intraocular lens (IOL) | Monofocal, astigmatism correcting IOL | Carl Zeiss | AT TORBI 709MP DPT 14.5 CYL 03.5 | AT TORBI 709MP DPT 14.5 CYL 03.5 | Standalone | DE0011835 | Indicated for patients with astigmatism of 2.5 dioptre cylinder (DC) and above in at least 1 eye; where correction of astigmatism is considered clinically necessary
Ophthalmic | Intraocular lens replacement | Intraocular lens (IOL) | Monofocal, astigmatism correcting IOL | Carl Zeiss | AT TORBI 709MP DPT 14.5 CYL 04.0 | AT TORBI 709MP DPT 14.5 CYL 04.0 | Standalone | DE0011835 | Indicated for patients with astigmatism of 2.5 dioptre cylinder (DC) and above in at least 1 eye; where correction of astigmatism is considered clinically necessary
Ophthalmic | Intraocular lens replacement | Intraocular lens (IOL) | Monofocal, astigmatism correcting IOL | Carl Zeiss | AT TORBI 709MP DPT 15.0 CYL 01.0 | AT TORBI 709MP DPT 15.0 CYL 01.0 | Standalone | DE0011835 | Indicated for patients with astigmatism of 2.5 dioptre cylinder (DC) and above in at least 1 eye; where correction of astigmatism is considered clinically necessary
Ophthalmic | Intraocular lens replacement | Intraocular lens (IOL) | Monofocal, astigmatism correcting IOL | Carl Zeiss | AT TORBI 709MP DPT 15.0 CYL 01.5 | AT TORBI 709MP DPT 15.0 CYL 01.5 | Standalone | DE0011835 | Indicated for patients with astigmatism of 2.5 dioptre cylinder (DC) and above in at least 1 eye; where correction of astigmatism is considered clinically necessary
Ophthalmic | Intraocular lens replacement | Intraocular lens (IOL) | Monofocal, astigmatism correcting IOL | Carl Zeiss | AT TORBI 709MP DPT 15.0 CYL 02.0 | AT TORBI 709MP DPT 15.0 CYL 02.0 | Standalone | DE0011835 | Indicated for patients with astigmatism of 2.5 dioptre cylinder (DC) and above in at least 1 eye; where correction of astigmatism is considered clinically necessary
Ophthalmic | Intraocular lens replacement | Intraocular lens (IOL) | Monofocal, astigmatism correcting IOL | Carl Zeiss | AT TORBI 709MP DPT 15.0 CYL 02.5 | AT TORBI 709MP DPT 15.0 CYL 02.5 | Standalone | DE0011835 | Indicated for patients with astigmatism of 2.5 dioptre cylinder (DC) and above in at least 1 eye; where correction of astigmatism is considered clinically necessary
Ophthalmic | Intraocular lens replacement | Intraocular lens (IOL) | Monofocal, astigmatism correcting IOL | Carl Zeiss | AT TORBI 709MP DPT 15.0 CYL 03.0 | AT TORBI 709MP DPT 15.0 CYL 03.0 | Standalone | DE0011835 | Indicated for patients with astigmatism of 2.5 dioptre cylinder (DC) and above in at least 1 eye; where correction of astigmatism is considered clinically necessary
Ophthalmic | Intraocular lens replacement | Intraocular lens (IOL) | Monofocal, astigmatism correcting IOL | Carl Zeiss | AT TORBI 709MP DPT 15.0 CYL 03.5 | AT TORBI 709MP DPT 15.0 CYL 03.5 | Standalone | DE0011835 | Indicated for patients with astigmatism of 2.5 dioptre cylinder (DC) and above in at least 1 eye; where correction of astigmatism is considered clinically necessary
Ophthalmic | Intraocular lens replacement | Intraocular lens (IOL) | Monofocal, astigmatism correcting IOL | Carl Zeiss | AT TORBI 709MP DPT 15.0 CYL 04.0 | AT TORBI 709MP DPT 15.0 CYL 04.0 | Standalone | DE0011835 | Indicated for patients with astigmatism of 2.5 dioptre cylinder (DC) and above in at least 1 eye; where correction of astigmatism is considered clinically necessary
Ophthalmic | Intraocular lens replacement | Intraocular lens (IOL) | Monofocal, astigmatism correcting IOL | Carl Zeiss | AT TORBI 709MP DPT 15.5 CYL 01.0 | AT TORBI 709MP DPT 15.5 CYL 01.0 | Standalone | DE0011835 | Indicated for patients with astigmatism of 2.5 dioptre cylinder (DC) and above in at least 1 eye; where correction of astigmatism is considered clinically necessary
Ophthalmic | Intraocular lens replacement | Intraocular lens (IOL) | Monofocal, astigmatism correcting IOL | Carl Zeiss | AT TORBI 709MP DPT 15.5 CYL 01.5 | AT TORBI 709MP DPT 15.5 CYL 01.5 | Standalone | DE0011835 | Indicated for patients with astigmatism of 2.5 dioptre cylinder (DC) and above in at least 1 eye; where correction of astigmatism is considered clinically necessary
Ophthalmic | Intraocular lens replacement | Intraocular lens (IOL) | Monofocal, astigmatism correcting IOL | Carl Zeiss | AT TORBI 709MP DPT 15.5 CYL 02.0 | AT TORBI 709MP DPT 15.5 CYL 02.0 | Standalone | DE0011835 | Indicated for patients with astigmatism of 2.5 dioptre cylinder (DC) and above in at least 1 eye; where correction of astigmatism is considered clinically necessary
Ophthalmic | Intraocular lens replacement | Intraocular lens (IOL) | Monofocal, astigmatism correcting IOL | Carl Zeiss | AT TORBI 709MP DPT 15.5 CYL 02.5 | AT TORBI 709MP DPT 15.5 CYL 02.5 | Standalone | DE0011835 | Indicated for patients with astigmatism of 2.5 dioptre cylinder (DC) and above in at least 1 eye; where correction of astigmatism is considered clinically necessary
Ophthalmic | Intraocular lens replacement | Intraocular lens (IOL) | Monofocal, astigmatism correcting IOL | Carl Zeiss | AT TORBI 709MP DPT 15.5 CYL 03.0 | AT TORBI 709MP DPT 15.5 CYL 03.0 | Standalone | DE0011835 | Indicated for patients with astigmatism of 2.5 dioptre cylinder (DC) and above in at least 1 eye; where correction of astigmatism is considered clinically necessary
Ophthalmic | Intraocular lens replacement | Intraocular lens (IOL) | Monofocal, astigmatism correcting IOL | Carl Zeiss | AT TORBI 709MP DPT 15.5 CYL 03.5 | AT TORBI 709MP DPT 15.5 CYL 03.5 | Standalone | DE0011835 | Indicated for patients with astigmatism of 2.5 dioptre cylinder (DC) and above in at least 1 eye; where correction of astigmatism is considered clinically necessary
Ophthalmic | Intraocular lens replacement | Intraocular lens (IOL) | Monofocal, astigmatism correcting IOL | Carl Zeiss | AT TORBI 709MP DPT 15.5 CYL 04.0 | AT TORBI 709MP DPT 15.5 CYL 04.0 | Standalone | DE0011835 | Indicated for patients with astigmatism of 2.5 dioptre cylinder (DC) and above in at least 1 eye; where correction of astigmatism is considered clinically necessary
Ophthalmic | Intraocular lens replacement | Intraocular lens (IOL) | Monofocal, astigmatism correcting IOL | Carl Zeiss | AT TORBI 709MP DPT 16.0 CYL 01.0 | AT TORBI 709MP DPT 16.0 CYL 01.0 | Standalone | DE0011835 | Indicated for patients with astigmatism of 2.5 dioptre cylinder (DC) and above in at least 1 eye; where correction of astigmatism is considered clinically necessary
Ophthalmic | Intraocular lens replacement | Intraocular lens (IOL) | Monofocal, astigmatism correcting IOL | Carl Zeiss | AT TORBI 709MP DPT 16.0 CYL 01.5 | AT TORBI 709MP DPT 16.0 CYL 01.5 | Standalone | DE0011835 | Indicated for patients with astigmatism of 2.5 dioptre cylinder (DC) and above in at least 1 eye; where correction of astigmatism is considered clinically necessary
Ophthalmic | Intraocular lens replacement | Intraocular lens (IOL) | Monofocal, astigmatism correcting IOL | Carl Zeiss | AT TORBI 709MP DPT 16.0 CYL 02.0 | AT TORBI 709MP DPT 16.0 CYL 02.0 | Standalone | DE0011835 | Indicated for patients with astigmatism of 2.5 dioptre cylinder (DC) and above in at least 1 eye; where correction of astigmatism is considered clinically necessary
Ophthalmic | Intraocular lens replacement | Intraocular lens (IOL) | Monofocal, astigmatism correcting IOL | Carl Zeiss | AT TORBI 709MP DPT 16.0 CYL 02.5 | AT TORBI 709MP DPT 16.0 CYL 02.5 | Standalone | DE0011835 | Indicated for patients with astigmatism of 2.5 dioptre cylinder (DC) and above in at least 1 eye; where correction of astigmatism is considered clinically necessary
Ophthalmic | Intraocular lens replacement | Intraocular lens (IOL) | Monofocal, astigmatism correcting IOL | Carl Zeiss | AT TORBI 709MP DPT 16.0 CYL 03.0 | AT TORBI 709MP DPT 16.0 CYL 03.0 | Standalone | DE0011835 | Indicated for patients with astigmatism of 2.5 dioptre cylinder (DC) and above in at least 1 eye; where correction of astigmatism is considered clinically necessary
Ophthalmic | Intraocular lens replacement | Intraocular lens (IOL) | Monofocal, astigmatism correcting IOL | Carl Zeiss | AT TORBI 709MP DPT 16.0 CYL 03.5 | AT TORBI 709MP DPT 16.0 CYL 03.5 | Standalone | DE0011835 | Indicated for patients with astigmatism of 2.5 dioptre cylinder (DC) and above in at least 1 eye; where correction of astigmatism is considered clinically necessary
Ophthalmic | Intraocular lens replacement | Intraocular lens (IOL) | Monofocal, astigmatism correcting IOL | Carl Zeiss | AT TORBI 709MP DPT 16.0 CYL 04.0 | AT TORBI 709MP DPT 16.0 CYL 04.0 | Standalone | DE0011835 | Indicated for patients with astigmatism of 2.5 dioptre cylinder (DC) and above in at least 1 eye; where correction of astigmatism is considered clinically necessary
Ophthalmic | Intraocular lens replacement | Intraocular lens (IOL) | Monofocal, astigmatism correcting IOL | Carl Zeiss | AT TORBI 709MP DPT 16.5 CYL 01.0 | AT TORBI 709MP DPT 16.5 CYL 01.0 | Standalone | DE0011835 | Indicated for patients with astigmatism of 2.5 dioptre cylinder (DC) and above in at least 1 eye; where correction of astigmatism is considered clinically necessary
Ophthalmic | Intraocular lens replacement | Intraocular lens (IOL) | Monofocal, astigmatism correcting IOL | Carl Zeiss | AT TORBI 709MP DPT 16.5 CYL 01.5 | AT TORBI 709MP DPT 16.5 CYL 01.5 | Standalone | DE0011835 | Indicated for patients with astigmatism of 2.5 dioptre cylinder (DC) and above in at least 1 eye; where correction of astigmatism is considered clinically necessary
Ophthalmic | Intraocular lens replacement | Intraocular lens (IOL) | Monofocal, astigmatism correcting IOL | Carl Zeiss | AT TORBI 709MP DPT 16.5 CYL 02.0 | AT TORBI 709MP DPT 16.5 CYL 02.0 | Standalone | DE0011835 | Indicated for patients with astigmatism of 2.5 dioptre cylinder (DC) and above in at least 1 eye; where correction of astigmatism is considered clinically necessary
Ophthalmic | Intraocular lens replacement | Intraocular lens (IOL) | Monofocal, astigmatism correcting IOL | Carl Zeiss | AT TORBI 709MP DPT 16.5 CYL 02.5 | AT TORBI 709MP DPT 16.5 CYL 02.5 | Standalone | DE0011835 | Indicated for patients with astigmatism of 2.5 dioptre cylinder (DC) and above in at least 1 eye; where correction of astigmatism is considered clinically necessary
Ophthalmic | Intraocular lens replacement | Intraocular lens (IOL) | Monofocal, astigmatism correcting IOL | Carl Zeiss | AT TORBI 709MP DPT 16.5 CYL 03.0 | AT TORBI 709MP DPT 16.5 CYL 03.0 | Standalone | DE0011835 | Indicated for patients with astigmatism of 2.5 dioptre cylinder (DC) and above in at least 1 eye; where correction of astigmatism is considered clinically necessary
Ophthalmic | Intraocular lens replacement | Intraocular lens (IOL) | Monofocal, astigmatism correcting IOL | Carl Zeiss | AT TORBI 709MP DPT 16.5 CYL 03.5 | AT TORBI 709MP DPT 16.5 CYL 03.5 | Standalone | DE0011835 | Indicated for patients with astigmatism of 2.5 dioptre cylinder (DC) and above in at least 1 eye; where correction of astigmatism is considered clinically necessary
Ophthalmic | Intraocular lens replacement | Intraocular lens (IOL) | Monofocal, astigmatism correcting IOL | Carl Zeiss | AT TORBI 709MP DPT 16.5 CYL 04.0 | AT TORBI 709MP DPT 16.5 CYL 04.0 | Standalone | DE0011835 | Indicated for patients with astigmatism of 2.5 dioptre cylinder (DC) and above in at least 1 eye; where correction of astigmatism is considered clinically necessary
Ophthalmic | Intraocular lens replacement | Intraocular lens (IOL) | Monofocal, astigmatism correcting IOL | Carl Zeiss | AT TORBI 709MP DPT 17.0 CYL 01.0 | AT TORBI 709MP DPT 17.0 CYL 01.0 | Standalone | DE0011835 | Indicated for patients with astigmatism of 2.5 dioptre cylinder (DC) and above in at least 1 eye; where correction of astigmatism is considered clinically necessary
Ophthalmic | Intraocular lens replacement | Intraocular lens (IOL) | Monofocal, astigmatism correcting IOL | Carl Zeiss | AT TORBI 709MP DPT 17.0 CYL 01.5 | AT TORBI 709MP DPT 17.0 CYL 01.5 | Standalone | DE0011835 | Indicated for patients with astigmatism of 2.5 dioptre cylinder (DC) and above in at least 1 eye; where correction of astigmatism is considered clinically necessary
Ophthalmic | Intraocular lens replacement | Intraocular lens (IOL) | Monofocal, astigmatism correcting IOL | Carl Zeiss | AT TORBI 709MP DPT 17.0 CYL 02.0 | AT TORBI 709MP DPT 17.0 CYL 02.0 | Standalone | DE0011835 | Indicated for patients with astigmatism of 2.5 dioptre cylinder (DC) and above in at least 1 eye; where correction of astigmatism is considered clinically necessary
Ophthalmic | Intraocular lens replacement | Intraocular lens (IOL) | Monofocal, astigmatism correcting IOL | Carl Zeiss | AT TORBI 709MP DPT 17.0 CYL 02.5 | AT TORBI 709MP DPT 17.0 CYL 02.5 | Standalone | DE0011835 | Indicated for patients with astigmatism of 2.5 dioptre cylinder (DC) and above in at least 1 eye; where correction of astigmatism is considered clinically necessary
Ophthalmic | Intraocular lens replacement | Intraocular lens (IOL) | Monofocal, astigmatism correcting IOL | Carl Zeiss | AT TORBI 709MP DPT 17.0 CYL 03.0 | AT TORBI 709MP DPT 17.0 CYL 03.0 | Standalone | DE0011835 | Indicated for patients with astigmatism of 2.5 dioptre cylinder (DC) and above in at least 1 eye; where correction of astigmatism is considered clinically necessary
Ophthalmic | Intraocular lens replacement | Intraocular lens (IOL) | Monofocal, astigmatism correcting IOL | Carl Zeiss | AT TORBI 709MP DPT 17.0 CYL 03.5 | AT TORBI 709MP DPT 17.0 CYL 03.5 | Standalone | DE0011835 | Indicated for patients with astigmatism of 2.5 dioptre cylinder (DC) and above in at least 1 eye; where correction of astigmatism is considered clinically necessary
Ophthalmic | Intraocular lens replacement | Intraocular lens (IOL) | Monofocal, astigmatism correcting IOL | Carl Zeiss | AT TORBI 709MP DPT 17.0 CYL 04.0 | AT TORBI 709MP DPT 17.0 CYL 04.0 | Standalone | DE0011835 | Indicated for patients with astigmatism of 2.5 dioptre cylinder (DC) and above in at least 1 eye; where correction of astigmatism is considered clinically necessary
Ophthalmic | Intraocular lens replacement | Intraocular lens (IOL) | Monofocal, astigmatism correcting IOL | Carl Zeiss | AT TORBI 709MP DPT 17.5 CYL 01.0 | AT TORBI 709MP DPT 17.5 CYL 01.0 | Standalone | DE0011835 | Indicated for patients with astigmatism of 2.5 dioptre cylinder (DC) and above in at least 1 eye; where correction of astigmatism is considered clinically necessary
Ophthalmic | Intraocular lens replacement | Intraocular lens (IOL) | Monofocal, astigmatism correcting IOL | Carl Zeiss | AT TORBI 709MP DPT 17.5 CYL 01.5 | AT TORBI 709MP DPT 17.5 CYL 01.5 | Standalone | DE0011835 | Indicated for patients with astigmatism of 2.5 dioptre cylinder (DC) and above in at least 1 eye; where correction of astigmatism is considered clinically necessary
Ophthalmic | Intraocular lens replacement | Intraocular lens (IOL) | Monofocal, astigmatism correcting IOL | Carl Zeiss | AT TORBI 709MP DPT 17.5 CYL 02.0 | AT TORBI 709MP DPT 17.5 CYL 02.0 | Standalone | DE0011835 | Indicated for patients with astigmatism of 2.5 dioptre cylinder (DC) and above in at least 1 eye; where correction of astigmatism is considered clinically necessary
Ophthalmic | Intraocular lens replacement | Intraocular lens (IOL) | Monofocal, astigmatism correcting IOL | Carl Zeiss | AT TORBI 709MP DPT 17.5 CYL 02.5 | AT TORBI 709MP DPT 17.5 CYL 02.5 | Standalone | DE0011835 | Indicated for patients with astigmatism of 2.5 dioptre cylinder (DC) and above in at least 1 eye; where correction of astigmatism is considered clinically necessary
Ophthalmic | Intraocular lens replacement | Intraocular lens (IOL) | Monofocal, astigmatism correcting IOL | Carl Zeiss | AT TORBI 709MP DPT 17.5 CYL 03.0 | AT TORBI 709MP DPT 17.5 CYL 03.0 | Standalone | DE0011835 | Indicated for patients with astigmatism of 2.5 dioptre cylinder (DC) and above in at least 1 eye; where correction of astigmatism is considered clinically necessary
Ophthalmic | Intraocular lens replacement | Intraocular lens (IOL) | Monofocal, astigmatism correcting IOL | Carl Zeiss | AT TORBI 709MP DPT 17.5 CYL 03.5 | AT TORBI 709MP DPT 17.5 CYL 03.5 | Standalone | DE0011835 | Indicated for patients with astigmatism of 2.5 dioptre cylinder (DC) and above in at least 1 eye; where correction of astigmatism is considered clinically necessary
Ophthalmic | Intraocular lens replacement | Intraocular lens (IOL) | Monofocal, astigmatism correcting IOL | Carl Zeiss | AT TORBI 709MP DPT 17.5 CYL 04.0 | AT TORBI 709MP DPT 17.5 CYL 04.0 | Standalone | DE0011835 | Indicated for patients with astigmatism of 2.5 dioptre cylinder (DC) and above in at least 1 eye; where correction of astigmatism is considered clinically necessary
Ophthalmic | Intraocular lens replacement | Intraocular lens (IOL) | Monofocal, astigmatism correcting IOL | Carl Zeiss | AT TORBI 709MP DPT 18.0 CYL 01.0 | AT TORBI 709MP DPT 18.0 CYL 01.0 | Standalone | DE0011835 | Indicated for patients with astigmatism of 2.5 dioptre cylinder (DC) and above in at least 1 eye; where correction of astigmatism is considered clinically necessary
Ophthalmic | Intraocular lens replacement | Intraocular lens (IOL) | Monofocal, astigmatism correcting IOL | Carl Zeiss | AT TORBI 709MP DPT 18.0 CYL 01.5 | AT TORBI 709MP DPT 18.0 CYL 01.5 | Standalone | DE0011835 | Indicated for patients with astigmatism of 2.5 dioptre cylinder (DC) and above in at least 1 eye; where correction of astigmatism is considered clinically necessary
Ophthalmic | Intraocular lens replacement | Intraocular lens (IOL) | Monofocal, astigmatism correcting IOL | Carl Zeiss | AT TORBI 709MP DPT 18.0 CYL 02.0 | AT TORBI 709MP DPT 18.0 CYL 02.0 | Standalone | DE0011835 | Indicated for patients with astigmatism of 2.5 dioptre cylinder (DC) and above in at least 1 eye; where correction of astigmatism is considered clinically necessary
Ophthalmic | Intraocular lens replacement | Intraocular lens (IOL) | Monofocal, astigmatism correcting IOL | Carl Zeiss | AT TORBI 709MP DPT 18.0 CYL 02.5 | AT TORBI 709MP DPT 18.0 CYL 02.5 | Standalone | DE0011835 | Indicated for patients with astigmatism of 2.5 dioptre cylinder (DC) and above in at least 1 eye; where correction of astigmatism is considered clinically necessary
Ophthalmic | Intraocular lens replacement | Intraocular lens (IOL) | Monofocal, astigmatism correcting IOL | Carl Zeiss | AT TORBI 709MP DPT 18.0 CYL 03.0 | AT TORBI 709MP DPT 18.0 CYL 03.0 | Standalone | DE0011835 | Indicated for patients with astigmatism of 2.5 dioptre cylinder (DC) and above in at least 1 eye; where correction of astigmatism is considered clinically necessary
Ophthalmic | Intraocular lens replacement | Intraocular lens (IOL) | Monofocal, astigmatism correcting IOL | Carl Zeiss | AT TORBI 709MP DPT 18.0 CYL 03.5 | AT TORBI 709MP DPT 18.0 CYL 03.5 | Standalone | DE0011835 | Indicated for patients with astigmatism of 2.5 dioptre cylinder (DC) and above in at least 1 eye; where correction of astigmatism is considered clinically necessary
Ophthalmic | Intraocular lens replacement | Intraocular lens (IOL) | Monofocal, astigmatism correcting IOL | Carl Zeiss | AT TORBI 709MP DPT 18.0 CYL 04.0 | AT TORBI 709MP DPT 18.0 CYL 04.0 | Standalone | DE0011835 | Indicated for patients with astigmatism of 2.5 dioptre cylinder (DC) and above in at least 1 eye; where correction of astigmatism is considered clinically necessary
Ophthalmic | Intraocular lens replacement | Intraocular lens (IOL) | Monofocal, astigmatism correcting IOL | Carl Zeiss | AT TORBI 709MP DPT 18.5 CYL 01.0 | AT TORBI 709MP DPT 18.5 CYL 01.0 | Standalone | DE0011835 | Indicated for patients with astigmatism of 2.5 dioptre cylinder (DC) and above in at least 1 eye; where correction of astigmatism is considered clinically necessary
Ophthalmic | Intraocular lens replacement | Intraocular lens (IOL) | Monofocal, astigmatism correcting IOL | Carl Zeiss | AT TORBI 709MP DPT 18.5 CYL 01.5 | AT TORBI 709MP DPT 18.5 CYL 01.5 | Standalone | DE0011835 | Indicated for patients with astigmatism of 2.5 dioptre cylinder (DC) and above in at least 1 eye; where correction of astigmatism is considered clinically necessary
Ophthalmic | Intraocular lens replacement | Intraocular lens (IOL) | Monofocal, astigmatism correcting IOL | Carl Zeiss | AT TORBI 709MP DPT 18.5 CYL 02.0 | AT TORBI 709MP DPT 18.5 CYL 02.0 | Standalone | DE0011835 | Indicated for patients with astigmatism of 2.5 dioptre cylinder (DC) and above in at least 1 eye; where correction of astigmatism is considered clinically necessary
Ophthalmic | Intraocular lens replacement | Intraocular lens (IOL) | Monofocal, astigmatism correcting IOL | Carl Zeiss | AT TORBI 709MP DPT 18.5 CYL 02.5 | AT TORBI 709MP DPT 18.5 CYL 02.5 | Standalone | DE0011835 | Indicated for patients with astigmatism of 2.5 dioptre cylinder (DC) and above in at least 1 eye; where correction of astigmatism is considered clinically necessary
Ophthalmic | Intraocular lens replacement | Intraocular lens (IOL) | Monofocal, astigmatism correcting IOL | Carl Zeiss | AT TORBI 709MP DPT 18.5 CYL 03.0 | AT TORBI 709MP DPT 18.5 CYL 03.0 | Standalone | DE0011835 | Indicated for patients with astigmatism of 2.5 dioptre cylinder (DC) and above in at least 1 eye; where correction of astigmatism is considered clinically necessary
Ophthalmic | Intraocular lens replacement | Intraocular lens (IOL) | Monofocal, astigmatism correcting IOL | Carl Zeiss | AT TORBI 709MP DPT 18.5 CYL 03.5 | AT TORBI 709MP DPT 18.5 CYL 03.5 | Standalone | DE0011835 | Indicated for patients with astigmatism of 2.5 dioptre cylinder (DC) and above in at least 1 eye; where correction of astigmatism is considered clinically necessary
Ophthalmic | Intraocular lens replacement | Intraocular lens (IOL) | Monofocal, astigmatism correcting IOL | Carl Zeiss | AT TORBI 709MP DPT 18.5 CYL 04.0 | AT TORBI 709MP DPT 18.5 CYL 04.0 | Standalone | DE0011835 | Indicated for patients with astigmatism of 2.5 dioptre cylinder (DC) and above in at least 1 eye; where correction of astigmatism is considered clinically necessary
Ophthalmic | Intraocular lens replacement | Intraocular lens (IOL) | Monofocal, astigmatism correcting IOL | Carl Zeiss | AT TORBI 709MP DPT 19.0 CYL 01.0 | AT TORBI 709MP DPT 19.0 CYL 01.0 | Standalone | DE0011835 | Indicated for patients with astigmatism of 2.5 dioptre cylinder (DC) and above in at least 1 eye; where correction of astigmatism is considered clinically necessary
Ophthalmic | Intraocular lens replacement | Intraocular lens (IOL) | Monofocal, astigmatism correcting IOL | Carl Zeiss | AT TORBI 709MP DPT 19.0 CYL 01.5 | AT TORBI 709MP DPT 19.0 CYL 01.5 | Standalone | DE0011835 | Indicated for patients with astigmatism of 2.5 dioptre cylinder (DC) and above in at least 1 eye; where correction of astigmatism is considered clinically necessary
Ophthalmic | Intraocular lens replacement | Intraocular lens (IOL) | Monofocal, astigmatism correcting IOL | Carl Zeiss | AT TORBI 709MP DPT 19.0 CYL 02.0 | AT TORBI 709MP DPT 19.0 CYL 02.0 | Standalone | DE0011835 | Indicated for patients with astigmatism of 2.5 dioptre cylinder (DC) and above in at least 1 eye; where correction of astigmatism is considered clinically necessary
Ophthalmic | Intraocular lens replacement | Intraocular lens (IOL) | Monofocal, astigmatism correcting IOL | Carl Zeiss | AT TORBI 709MP DPT 19.0 CYL 02.5 | AT TORBI 709MP DPT 19.0 CYL 02.5 | Standalone | DE0011835 | Indicated for patients with astigmatism of 2.5 dioptre cylinder (DC) and above in at least 1 eye; where correction of astigmatism is considered clinically necessary
Ophthalmic | Intraocular lens replacement | Intraocular lens (IOL) | Monofocal, astigmatism correcting IOL | Carl Zeiss | AT TORBI 709MP DPT 19.0 CYL 03.0 | AT TORBI 709MP DPT 19.0 CYL 03.0 | Standalone | DE0011835 | Indicated for patients with astigmatism of 2.5 dioptre cylinder (DC) and above in at least 1 eye; where correction of astigmatism is considered clinically necessary
Ophthalmic | Intraocular lens replacement | Intraocular lens (IOL) | Monofocal, astigmatism correcting IOL | Carl Zeiss | AT TORBI 709MP DPT 19.0 CYL 03.5 | AT TORBI 709MP DPT 19.0 CYL 03.5 | Standalone | DE0011835 | Indicated for patients with astigmatism of 2.5 dioptre cylinder (DC) and above in at least 1 eye; where correction of astigmatism is considered clinically necessary
Ophthalmic | Intraocular lens replacement | Intraocular lens (IOL) | Monofocal, astigmatism correcting IOL | Carl Zeiss | AT TORBI 709MP DPT 19.0 CYL 04.0 | AT TORBI 709MP DPT 19.0 CYL 04.0 | Standalone | DE0011835 | Indicated for patients with astigmatism of 2.5 dioptre cylinder (DC) and above in at least 1 eye; where correction of astigmatism is considered clinically necessary
Ophthalmic | Intraocular lens replacement | Intraocular lens (IOL) | Monofocal, astigmatism correcting IOL | Carl Zeiss | AT TORBI 709MP DPT 19.5 CYL 01.0 | AT TORBI 709MP DPT 19.5 CYL 01.0 | Standalone | DE0011835 | Indicated for patients with astigmatism of 2.5 dioptre cylinder (DC) and above in at least 1 eye; where correction of astigmatism is considered clinically necessary
Ophthalmic | Intraocular lens replacement | Intraocular lens (IOL) | Monofocal, astigmatism correcting IOL | Carl Zeiss | AT TORBI 709MP DPT 19.5 CYL 01.5 | AT TORBI 709MP DPT 19.5 CYL 01.5 | Standalone | DE0011835 | Indicated for patients with astigmatism of 2.5 dioptre cylinder (DC) and above in at least 1 eye; where correction of astigmatism is considered clinically necessary
Ophthalmic | Intraocular lens replacement | Intraocular lens (IOL) | Monofocal, astigmatism correcting IOL | Carl Zeiss | AT TORBI 709MP DPT 19.5 CYL 02.0 | AT TORBI 709MP DPT 19.5 CYL 02.0 | Standalone | DE0011835 | Indicated for patients with astigmatism of 2.5 dioptre cylinder (DC) and above in at least 1 eye; where correction of astigmatism is considered clinically necessary
Ophthalmic | Intraocular lens replacement | Intraocular lens (IOL) | Monofocal, astigmatism correcting IOL | Carl Zeiss | AT TORBI 709MP DPT 19.5 CYL 02.5 | AT TORBI 709MP DPT 19.5 CYL 02.5 | Standalone | DE0011835 | Indicated for patients with astigmatism of 2.5 dioptre cylinder (DC) and above in at least 1 eye; where correction of astigmatism is considered clinically necessary
Ophthalmic | Intraocular lens replacement | Intraocular lens (IOL) | Monofocal, astigmatism correcting IOL | Carl Zeiss | AT TORBI 709MP DPT 19.5 CYL 03.0 | AT TORBI 709MP DPT 19.5 CYL 03.0 | Standalone | DE0011835 | Indicated for patients with astigmatism of 2.5 dioptre cylinder (DC) and above in at least 1 eye; where correction of astigmatism is considered clinically necessary
Ophthalmic | Intraocular lens replacement | Intraocular lens (IOL) | Monofocal, astigmatism correcting IOL | Carl Zeiss | AT TORBI 709MP DPT 19.5 CYL 03.5 | AT TORBI 709MP DPT 19.5 CYL 03.5 | Standalone | DE0011835 | Indicated for patients with astigmatism of 2.5 dioptre cylinder (DC) and above in at least 1 eye; where correction of astigmatism is considered clinically necessary
Ophthalmic | Intraocular lens replacement | Intraocular lens (IOL) | Monofocal, astigmatism correcting IOL | Carl Zeiss | AT TORBI 709MP DPT 19.5 CYL 04.0 | AT TORBI 709MP DPT 19.5 CYL 04.0 | Standalone | DE0011835 | Indicated for patients with astigmatism of 2.5 dioptre cylinder (DC) and above in at least 1 eye; where correction of astigmatism is considered clinically necessary
Ophthalmic | Intraocular lens replacement | Intraocular lens (IOL) | Monofocal, astigmatism correcting IOL | Carl Zeiss | AT TORBI 709MP DPT 20.0 CYL 01.0 | AT TORBI 709MP DPT 20.0 CYL 01.0 | Standalone | DE0011835 | Indicated for patients with astigmatism of 2.5 dioptre cylinder (DC) and above in at least 1 eye; where correction of astigmatism is considered clinically necessary
Ophthalmic | Intraocular lens replacement | Intraocular lens (IOL) | Monofocal, astigmatism correcting IOL | Carl Zeiss | AT TORBI 709MP DPT 20.0 CYL 01.5 | AT TORBI 709MP DPT 20.0 CYL 01.5 | Standalone | DE0011835 | Indicated for patients with astigmatism of 2.5 dioptre cylinder (DC) and above in at least 1 eye; where correction of astigmatism is considered clinically necessary
Ophthalmic | Intraocular lens replacement | Intraocular lens (IOL) | Monofocal, astigmatism correcting IOL | Carl Zeiss | AT TORBI 709MP DPT 20.0 CYL 02.0 | AT TORBI 709MP DPT 20.0 CYL 02.0 | Standalone | DE0011835 | Indicated for patients with astigmatism of 2.5 dioptre cylinder (DC) and above in at least 1 eye; where correction of astigmatism is considered clinically necessary
Ophthalmic | Intraocular lens replacement | Intraocular lens (IOL) | Monofocal, astigmatism correcting IOL | Carl Zeiss | AT TORBI 709MP DPT 20.0 CYL 02.5 | AT TORBI 709MP DPT 20.0 CYL 02.5 | Standalone | DE0011835 | Indicated for patients with astigmatism of 2.5 dioptre cylinder (DC) and above in at least 1 eye; where correction of astigmatism is considered clinically necessary
Ophthalmic | Intraocular lens replacement | Intraocular lens (IOL) | Monofocal, astigmatism correcting IOL | Carl Zeiss | AT TORBI 709MP DPT 20.0 CYL 03.0 | AT TORBI 709MP DPT 20.0 CYL 03.0 | Standalone | DE0011835 | Indicated for patients with astigmatism of 2.5 dioptre cylinder (DC) and above in at least 1 eye; where correction of astigmatism is considered clinically necessary
Ophthalmic | Intraocular lens replacement | Intraocular lens (IOL) | Monofocal, astigmatism correcting IOL | Carl Zeiss | AT TORBI 709MP DPT 20.0 CYL 03.5 | AT TORBI 709MP DPT 20.0 CYL 03.5 | Standalone | DE0011835 | Indicated for patients with astigmatism of 2.5 dioptre cylinder (DC) and above in at least 1 eye; where correction of astigmatism is considered clinically necessary
Ophthalmic | Intraocular lens replacement | Intraocular lens (IOL) | Monofocal, astigmatism correcting IOL | Carl Zeiss | AT TORBI 709MP DPT 20.0 CYL 04.0 | AT TORBI 709MP DPT 20.0 CYL 04.0 | Standalone | DE0011835 | Indicated for patients with astigmatism of 2.5 dioptre cylinder (DC) and above in at least 1 eye; where correction of astigmatism is considered clinically necessary
Ophthalmic | Intraocular lens replacement | Intraocular lens (IOL) | Monofocal, astigmatism correcting IOL | Carl Zeiss | AT TORBI 709MP DPT 20.5 CYL 01.0 | AT TORBI 709MP DPT 20.5 CYL 01.0 | Standalone | DE0011835 | Indicated for patients with astigmatism of 2.5 dioptre cylinder (DC) and above in at least 1 eye; where correction of astigmatism is considered clinically necessary
Ophthalmic | Intraocular lens replacement | Intraocular lens (IOL) | Monofocal, astigmatism correcting IOL | Carl Zeiss | AT TORBI 709MP DPT 20.5 CYL 01.5 | AT TORBI 709MP DPT 20.5 CYL 01.5 | Standalone | DE0011835 | Indicated for patients with astigmatism of 2.5 dioptre cylinder (DC) and above in at least 1 eye; where correction of astigmatism is considered clinically necessary
Ophthalmic | Intraocular lens replacement | Intraocular lens (IOL) | Monofocal, astigmatism correcting IOL | Carl Zeiss | AT TORBI 709MP DPT 20.5 CYL 02.0 | AT TORBI 709MP DPT 20.5 CYL 02.0 | Standalone | DE0011835 | Indicated for patients with astigmatism of 2.5 dioptre cylinder (DC) and above in at least 1 eye; where correction of astigmatism is considered clinically necessary
Ophthalmic | Intraocular lens replacement | Intraocular lens (IOL) | Monofocal, astigmatism correcting IOL | Carl Zeiss | AT TORBI 709MP DPT 20.5 CYL 02.5 | AT TORBI 709MP DPT 20.5 CYL 02.5 | Standalone | DE0011835 | Indicated for patients with astigmatism of 2.5 dioptre cylinder (DC) and above in at least 1 eye; where correction of astigmatism is considered clinically necessary
Ophthalmic | Intraocular lens replacement | Intraocular lens (IOL) | Monofocal, astigmatism correcting IOL | Carl Zeiss | AT TORBI 709MP DPT 20.5 CYL 03.0 | AT TORBI 709MP DPT 20.5 CYL 03.0 | Standalone | DE0011835 | Indicated for patients with astigmatism of 2.5 dioptre cylinder (DC) and above in at least 1 eye; where correction of astigmatism is considered clinically necessary
Ophthalmic | Intraocular lens replacement | Intraocular lens (IOL) | Monofocal, astigmatism correcting IOL | Carl Zeiss | AT TORBI 709MP DPT 20.5 CYL 03.5 | AT TORBI 709MP DPT 20.5 CYL 03.5 | Standalone | DE0011835 | Indicated for patients with astigmatism of 2.5 dioptre cylinder (DC) and above in at least 1 eye; where correction of astigmatism is considered clinically necessary
Ophthalmic | Intraocular lens replacement | Intraocular lens (IOL) | Monofocal, astigmatism correcting IOL | Carl Zeiss | AT TORBI 709MP DPT 20.5 CYL 04.0 | AT TORBI 709MP DPT 20.5 CYL 04.0 | Standalone | DE0011835 | Indicated for patients with astigmatism of 2.5 dioptre cylinder (DC) and above in at least 1 eye; where correction of astigmatism is considered clinically necessary
Ophthalmic | Intraocular lens replacement | Intraocular lens (IOL) | Monofocal, astigmatism correcting IOL | Carl Zeiss | AT TORBI 709MP DPT 21.0 CYL 01.0 | AT TORBI 709MP DPT 21.0 CYL 01.0 | Standalone | DE0011835 | Indicated for patients with astigmatism of 2.5 dioptre cylinder (DC) and above in at least 1 eye; where correction of astigmatism is considered clinically necessary
Ophthalmic | Intraocular lens replacement | Intraocular lens (IOL) | Monofocal, astigmatism correcting IOL | Carl Zeiss | AT TORBI 709MP DPT 21.0 CYL 01.5 | AT TORBI 709MP DPT 21.0 CYL 01.5 | Standalone | DE0011835 | Indicated for patients with astigmatism of 2.5 dioptre cylinder (DC) and above in at least 1 eye; where correction of astigmatism is considered clinically necessary
Ophthalmic | Intraocular lens replacement | Intraocular lens (IOL) | Monofocal, astigmatism correcting IOL | Carl Zeiss | AT TORBI 709MP DPT 21.0 CYL 02.0 | AT TORBI 709MP DPT 21.0 CYL 02.0 | Standalone | DE0011835 | Indicated for patients with astigmatism of 2.5 dioptre cylinder (DC) and above in at least 1 eye; where correction of astigmatism is considered clinically necessary
Ophthalmic | Intraocular lens replacement | Intraocular lens (IOL) | Monofocal, astigmatism correcting IOL | Carl Zeiss | AT TORBI 709MP DPT 21.0 CYL 02.5 | AT TORBI 709MP DPT 21.0 CYL 02.5 | Standalone | DE0011835 | Indicated for patients with astigmatism of 2.5 dioptre cylinder (DC) and above in at least 1 eye; where correction of astigmatism is considered clinically necessary
Ophthalmic | Intraocular lens replacement | Intraocular lens (IOL) | Monofocal, astigmatism correcting IOL | Carl Zeiss | AT TORBI 709MP DPT 21.0 CYL 03.0 | AT TORBI 709MP DPT 21.0 CYL 03.0 | Standalone | DE0011835 | Indicated for patients with astigmatism of 2.5 dioptre cylinder (DC) and above in at least 1 eye; where correction of astigmatism is considered clinically necessary
Ophthalmic | Intraocular lens replacement | Intraocular lens (IOL) | Monofocal, astigmatism correcting IOL | Carl Zeiss | AT TORBI 709MP DPT 21.0 CYL 03.5 | AT TORBI 709MP DPT 21.0 CYL 03.5 | Standalone | DE0011835 | Indicated for patients with astigmatism of 2.5 dioptre cylinder (DC) and above in at least 1 eye; where correction of astigmatism is considered clinically necessary
Ophthalmic | Intraocular lens replacement | Intraocular lens (IOL) | Monofocal, astigmatism correcting IOL | Carl Zeiss | AT TORBI 709MP DPT 21.0 CYL 04.0 | AT TORBI 709MP DPT 21.0 CYL 04.0 | Standalone | DE0011835 | Indicated for patients with astigmatism of 2.5 dioptre cylinder (DC) and above in at least 1 eye; where correction of astigmatism is considered clinically necessary
Ophthalmic | Intraocular lens replacement | Intraocular lens (IOL) | Monofocal, astigmatism correcting IOL | Carl Zeiss | AT TORBI 709MP DPT 21.5 CYL 01.0 | AT TORBI 709MP DPT 21.5 CYL 01.0 | Standalone | DE0011835 | Indicated for patients with astigmatism of 2.5 dioptre cylinder (DC) and above in at least 1 eye; where correction of astigmatism is considered clinically necessary
Ophthalmic | Intraocular lens replacement | Intraocular lens (IOL) | Monofocal, astigmatism correcting IOL | Carl Zeiss | AT TORBI 709MP DPT 21.5 CYL 01.5 | AT TORBI 709MP DPT 21.5 CYL 01.5 | Standalone | DE0011835 | Indicated for patients with astigmatism of 2.5 dioptre cylinder (DC) and above in at least 1 eye; where correction of astigmatism is considered clinically necessary
Ophthalmic | Intraocular lens replacement | Intraocular lens (IOL) | Monofocal, astigmatism correcting IOL | Carl Zeiss | AT TORBI 709MP DPT 21.5 CYL 02.0 | AT TORBI 709MP DPT 21.5 CYL 02.0 | Standalone | DE0011835 | Indicated for patients with astigmatism of 2.5 dioptre cylinder (DC) and above in at least 1 eye; where correction of astigmatism is considered clinically necessary
Ophthalmic | Intraocular lens replacement | Intraocular lens (IOL) | Monofocal, astigmatism correcting IOL | Carl Zeiss | AT TORBI 709MP DPT 21.5 CYL 02.5 | AT TORBI 709MP DPT 21.5 CYL 02.5 | Standalone | DE0011835 | Indicated for patients with astigmatism of 2.5 dioptre cylinder (DC) and above in at least 1 eye; where correction of astigmatism is considered clinically necessary
Ophthalmic | Intraocular lens replacement | Intraocular lens (IOL) | Monofocal, astigmatism correcting IOL | Carl Zeiss | AT TORBI 709MP DPT 21.5 CYL 03.0 | AT TORBI 709MP DPT 21.5 CYL 03.0 | Standalone | DE0011835 | Indicated for patients with astigmatism of 2.5 dioptre cylinder (DC) and above in at least 1 eye; where correction of astigmatism is considered clinically necessary
Ophthalmic | Intraocular lens replacement | Intraocular lens (IOL) | Monofocal, astigmatism correcting IOL | Carl Zeiss | AT TORBI 709MP DPT 21.5 CYL 03.5 | AT TORBI 709MP DPT 21.5 CYL 03.5 | Standalone | DE0011835 | Indicated for patients with astigmatism of 2.5 dioptre cylinder (DC) and above in at least 1 eye; where correction of astigmatism is considered clinically necessary
Ophthalmic | Intraocular lens replacement | Intraocular lens (IOL) | Monofocal, astigmatism correcting IOL | Carl Zeiss | AT TORBI 709MP DPT 21.5 CYL 04.0 | AT TORBI 709MP DPT 21.5 CYL 04.0 | Standalone | DE0011835 | Indicated for patients with astigmatism of 2.5 dioptre cylinder (DC) and above in at least 1 eye; where correction of astigmatism is considered clinically necessary
Ophthalmic | Intraocular lens replacement | Intraocular lens (IOL) | Monofocal, astigmatism correcting IOL | Carl Zeiss | AT TORBI 709MP DPT 22.0 CYL 01.0 | AT TORBI 709MP DPT 22.0 CYL 01.0 | Standalone | DE0011835 | Indicated for patients with astigmatism of 2.5 dioptre cylinder (DC) and above in at least 1 eye; where correction of astigmatism is considered clinically necessary
Ophthalmic | Intraocular lens replacement | Intraocular lens (IOL) | Monofocal, astigmatism correcting IOL | Carl Zeiss | AT TORBI 709MP DPT 22.0 CYL 01.5 | AT TORBI 709MP DPT 22.0 CYL 01.5 | Standalone | DE0011835 | Indicated for patients with astigmatism of 2.5 dioptre cylinder (DC) and above in at least 1 eye; where correction of astigmatism is considered clinically necessary
Ophthalmic | Intraocular lens replacement | Intraocular lens (IOL) | Monofocal, astigmatism correcting IOL | Carl Zeiss | AT TORBI 709MP DPT 22.0 CYL 02.0 | AT TORBI 709MP DPT 22.0 CYL 02.0 | Standalone | DE0011835 | Indicated for patients with astigmatism of 2.5 dioptre cylinder (DC) and above in at least 1 eye; where correction of astigmatism is considered clinically necessary
Ophthalmic | Intraocular lens replacement | Intraocular lens (IOL) | Monofocal, astigmatism correcting IOL | Carl Zeiss | AT TORBI 709MP DPT 22.0 CYL 02.5 | AT TORBI 709MP DPT 22.0 CYL 02.5 | Standalone | DE0011835 | Indicated for patients with astigmatism of 2.5 dioptre cylinder (DC) and above in at least 1 eye; where correction of astigmatism is considered clinically necessary
Ophthalmic | Intraocular lens replacement | Intraocular lens (IOL) | Monofocal, astigmatism correcting IOL | Carl Zeiss | AT TORBI 709MP DPT 22.0 CYL 03.0 | AT TORBI 709MP DPT 22.0 CYL 03.0 | Standalone | DE0011835 | Indicated for patients with astigmatism of 2.5 dioptre cylinder (DC) and above in at least 1 eye; where correction of astigmatism is considered clinically necessary
Ophthalmic | Intraocular lens replacement | Intraocular lens (IOL) | Monofocal, astigmatism correcting IOL | Carl Zeiss | AT TORBI 709MP DPT 22.0 CYL 03.5 | AT TORBI 709MP DPT 22.0 CYL 03.5 | Standalone | DE0011835 | Indicated for patients with astigmatism of 2.5 dioptre cylinder (DC) and above in at least 1 eye; where correction of astigmatism is considered clinically necessary
Ophthalmic | Intraocular lens replacement | Intraocular lens (IOL) | Monofocal, astigmatism correcting IOL | Carl Zeiss | AT TORBI 709MP DPT 22.0 CYL 04.0 | AT TORBI 709MP DPT 22.0 CYL 04.0 | Standalone | DE0011835 | Indicated for patients with astigmatism of 2.5 dioptre cylinder (DC) and above in at least 1 eye; where correction of astigmatism is considered clinically necessary
Ophthalmic | Intraocular lens replacement | Intraocular lens (IOL) | Monofocal, astigmatism correcting IOL | Carl Zeiss | AT TORBI 709MP DPT 22.5 CYL 01.0 | AT TORBI 709MP DPT 22.5 CYL 01.0 | Standalone | DE0011835 | Indicated for patients with astigmatism of 2.5 dioptre cylinder (DC) and above in at least 1 eye; where correction of astigmatism is considered clinically necessary
Ophthalmic | Intraocular lens replacement | Intraocular lens (IOL) | Monofocal, astigmatism correcting IOL | Carl Zeiss | AT TORBI 709MP DPT 22.5 CYL 01.5 | AT TORBI 709MP DPT 22.5 CYL 01.5 | Standalone | DE0011835 | Indicated for patients with astigmatism of 2.5 dioptre cylinder (DC) and above in at least 1 eye; where correction of astigmatism is considered clinically necessary
Ophthalmic | Intraocular lens replacement | Intraocular lens (IOL) | Monofocal, astigmatism correcting IOL | Carl Zeiss | AT TORBI 709MP DPT 22.5 CYL 02.0 | AT TORBI 709MP DPT 22.5 CYL 02.0 | Standalone | DE0011835 | Indicated for patients with astigmatism of 2.5 dioptre cylinder (DC) and above in at least 1 eye; where correction of astigmatism is considered clinically necessary
Ophthalmic | Intraocular lens replacement | Intraocular lens (IOL) | Monofocal, astigmatism correcting IOL | Carl Zeiss | AT TORBI 709MP DPT 22.5 CYL 02.5 | AT TORBI 709MP DPT 22.5 CYL 02.5 | Standalone | DE0011835 | Indicated for patients with astigmatism of 2.5 dioptre cylinder (DC) and above in at least 1 eye; where correction of astigmatism is considered clinically necessary
Ophthalmic | Intraocular lens replacement | Intraocular lens (IOL) | Monofocal, astigmatism correcting IOL | Carl Zeiss | AT TORBI 709MP DPT 22.5 CYL 03.0 | AT TORBI 709MP DPT 22.5 CYL 03.0 | Standalone | DE0011835 | Indicated for patients with astigmatism of 2.5 dioptre cylinder (DC) and above in at least 1 eye; where correction of astigmatism is considered clinically necessary
Ophthalmic | Intraocular lens replacement | Intraocular lens (IOL) | Monofocal, astigmatism correcting IOL | Carl Zeiss | AT TORBI 709MP DPT 22.5 CYL 03.5 | AT TORBI 709MP DPT 22.5 CYL 03.5 | Standalone | DE0011835 | Indicated for patients with astigmatism of 2.5 dioptre cylinder (DC) and above in at least 1 eye; where correction of astigmatism is considered clinically necessary
Ophthalmic | Intraocular lens replacement | Intraocular lens (IOL) | Monofocal, astigmatism correcting IOL | Carl Zeiss | AT TORBI 709MP DPT 22.5 CYL 04.0 | AT TORBI 709MP DPT 22.5 CYL 04.0 | Standalone | DE0011835 | Indicated for patients with astigmatism of 2.5 dioptre cylinder (DC) and above in at least 1 eye; where correction of astigmatism is considered clinically necessary
Ophthalmic | Intraocular lens replacement | Intraocular lens (IOL) | Monofocal, astigmatism correcting IOL | Carl Zeiss | AT TORBI 709MP DPT 23.0 CYL 01.0 | AT TORBI 709MP DPT 23.0 CYL 01.0 | Standalone | DE0011835 | Indicated for patients with astigmatism of 2.5 dioptre cylinder (DC) and above in at least 1 eye; where correction of astigmatism is considered clinically necessary
Ophthalmic | Intraocular lens replacement | Intraocular lens (IOL) | Monofocal, astigmatism correcting IOL | Carl Zeiss | AT TORBI 709MP DPT 23.0 CYL 01.5 | AT TORBI 709MP DPT 23.0 CYL 01.5 | Standalone | DE0011835 | Indicated for patients with astigmatism of 2.5 dioptre cylinder (DC) and above in at least 1 eye; where correction of astigmatism is considered clinically necessary
Ophthalmic | Intraocular lens replacement | Intraocular lens (IOL) | Monofocal, astigmatism correcting IOL | Carl Zeiss | AT TORBI 709MP DPT 23.0 CYL 02.0 | AT TORBI 709MP DPT 23.0 CYL 02.0 | Standalone | DE0011835 | Indicated for patients with astigmatism of 2.5 dioptre cylinder (DC) and above in at least 1 eye; where correction of astigmatism is considered clinically necessary
Ophthalmic | Intraocular lens replacement | Intraocular lens (IOL) | Monofocal, astigmatism correcting IOL | Carl Zeiss | AT TORBI 709MP DPT 23.0 CYL 02.5 | AT TORBI 709MP DPT 23.0 CYL 02.5 | Standalone | DE0011835 | Indicated for patients with astigmatism of 2.5 dioptre cylinder (DC) and above in at least 1 eye; where correction of astigmatism is considered clinically necessary
Ophthalmic | Intraocular lens replacement | Intraocular lens (IOL) | Monofocal, astigmatism correcting IOL | Carl Zeiss | AT TORBI 709MP DPT 23.0 CYL 03.0 | AT TORBI 709MP DPT 23.0 CYL 03.0 | Standalone | DE0011835 | Indicated for patients with astigmatism of 2.5 dioptre cylinder (DC) and above in at least 1 eye; where correction of astigmatism is considered clinically necessary
Ophthalmic | Intraocular lens replacement | Intraocular lens (IOL) | Monofocal, astigmatism correcting IOL | Carl Zeiss | AT TORBI 709MP DPT 23.0 CYL 03.5 | AT TORBI 709MP DPT 23.0 CYL 03.5 | Standalone | DE0011835 | Indicated for patients with astigmatism of 2.5 dioptre cylinder (DC) and above in at least 1 eye; where correction of astigmatism is considered clinically necessary
Ophthalmic | Intraocular lens replacement | Intraocular lens (IOL) | Monofocal, astigmatism correcting IOL | Carl Zeiss | AT TORBI 709MP DPT 23.0 CYL 04.0 | AT TORBI 709MP DPT 23.0 CYL 04.0 | Standalone | DE0011835 | Indicated for patients with astigmatism of 2.5 dioptre cylinder (DC) and above in at least 1 eye; where correction of astigmatism is considered clinically necessary
Ophthalmic | Intraocular lens replacement | Intraocular lens (IOL) | Monofocal, astigmatism correcting IOL | Carl Zeiss | AT TORBI 709MP DPT 23.5 CYL 01.0 | AT TORBI 709MP DPT 23.5 CYL 01.0 | Standalone | DE0011835 | Indicated for patients with astigmatism of 2.5 dioptre cylinder (DC) and above in at least 1 eye; where correction of astigmatism is considered clinically necessary
Ophthalmic | Intraocular lens replacement | Intraocular lens (IOL) | Monofocal, astigmatism correcting IOL | Carl Zeiss | AT TORBI 709MP DPT 23.5 CYL 01.5 | AT TORBI 709MP DPT 23.5 CYL 01.5 | Standalone | DE0011835 | Indicated for patients with astigmatism of 2.5 dioptre cylinder (DC) and above in at least 1 eye; where correction of astigmatism is considered clinically necessary
Ophthalmic | Intraocular lens replacement | Intraocular lens (IOL) | Monofocal, astigmatism correcting IOL | Carl Zeiss | AT TORBI 709MP DPT 23.5 CYL 02.0 | AT TORBI 709MP DPT 23.5 CYL 02.0 | Standalone | DE0011835 | Indicated for patients with astigmatism of 2.5 dioptre cylinder (DC) and above in at least 1 eye; where correction of astigmatism is considered clinically necessary
Ophthalmic | Intraocular lens replacement | Intraocular lens (IOL) | Monofocal, astigmatism correcting IOL | Carl Zeiss | AT TORBI 709MP DPT 23.5 CYL 02.5 | AT TORBI 709MP DPT 23.5 CYL 02.5 | Standalone | DE0011835 | Indicated for patients with astigmatism of 2.5 dioptre cylinder (DC) and above in at least 1 eye; where correction of astigmatism is considered clinically necessary
Ophthalmic | Intraocular lens replacement | Intraocular lens (IOL) | Monofocal, astigmatism correcting IOL | Carl Zeiss | AT TORBI 709MP DPT 23.5 CYL 03.0 | AT TORBI 709MP DPT 23.5 CYL 03.0 | Standalone | DE0011835 | Indicated for patients with astigmatism of 2.5 dioptre cylinder (DC) and above in at least 1 eye; where correction of astigmatism is considered clinically necessary
Ophthalmic | Intraocular lens replacement | Intraocular lens (IOL) | Monofocal, astigmatism correcting IOL | Carl Zeiss | AT TORBI 709MP DPT 23.5 CYL 03.5 | AT TORBI 709MP DPT 23.5 CYL 03.5 | Standalone | DE0011835 | Indicated for patients with astigmatism of 2.5 dioptre cylinder (DC) and above in at least 1 eye; where correction of astigmatism is considered clinically necessary
Ophthalmic | Intraocular lens replacement | Intraocular lens (IOL) | Monofocal, astigmatism correcting IOL | Carl Zeiss | AT TORBI 709MP DPT 23.5 CYL 04.0 | AT TORBI 709MP DPT 23.5 CYL 04.0 | Standalone | DE0011835 | Indicated for patients with astigmatism of 2.5 dioptre cylinder (DC) and above in at least 1 eye; where correction of astigmatism is considered clinically necessary
Ophthalmic | Intraocular lens replacement | Intraocular lens (IOL) | Monofocal, astigmatism correcting IOL | Carl Zeiss | AT TORBI 709MP DPT 24.0 CYL 01.0 | AT TORBI 709MP DPT 24.0 CYL 01.0 | Standalone | DE0011835 | Indicated for patients with astigmatism of 2.5 dioptre cylinder (DC) and above in at least 1 eye; where correction of astigmatism is considered clinically necessary
Ophthalmic | Intraocular lens replacement | Intraocular lens (IOL) | Monofocal, astigmatism correcting IOL | Carl Zeiss | AT TORBI 709MP DPT 24.0 CYL 01.5 | AT TORBI 709MP DPT 24.0 CYL 01.5 | Standalone | DE0011835 | Indicated for patients with astigmatism of 2.5 dioptre cylinder (DC) and above in at least 1 eye; where correction of astigmatism is considered clinically necessary
Ophthalmic | Intraocular lens replacement | Intraocular lens (IOL) | Monofocal, astigmatism correcting IOL | Carl Zeiss | AT TORBI 709MP DPT 24.0 CYL 02.0 | AT TORBI 709MP DPT 24.0 CYL 02.0 | Standalone | DE0011835 | Indicated for patients with astigmatism of 2.5 dioptre cylinder (DC) and above in at least 1 eye; where correction of astigmatism is considered clinically necessary
Ophthalmic | Intraocular lens replacement | Intraocular lens (IOL) | Monofocal, astigmatism correcting IOL | Carl Zeiss | AT TORBI 709MP DPT 24.0 CYL 02.5 | AT TORBI 709MP DPT 24.0 CYL 02.5 | Standalone | DE0011835 | Indicated for patients with astigmatism of 2.5 dioptre cylinder (DC) and above in at least 1 eye; where correction of astigmatism is considered clinically necessary
Ophthalmic | Intraocular lens replacement | Intraocular lens (IOL) | Monofocal, astigmatism correcting IOL | Carl Zeiss | AT TORBI 709MP DPT 24.0 CYL 03.0 | AT TORBI 709MP DPT 24.0 CYL 03.0 | Standalone | DE0011835 | Indicated for patients with astigmatism of 2.5 dioptre cylinder (DC) and above in at least 1 eye; where correction of astigmatism is considered clinically necessary
Ophthalmic | Intraocular lens replacement | Intraocular lens (IOL) | Monofocal, astigmatism correcting IOL | Carl Zeiss | AT TORBI 709MP DPT 24.0 CYL 03.5 | AT TORBI 709MP DPT 24.0 CYL 03.5 | Standalone | DE0011835 | Indicated for patients with astigmatism of 2.5 dioptre cylinder (DC) and above in at least 1 eye; where correction of astigmatism is considered clinically necessary
Ophthalmic | Intraocular lens replacement | Intraocular lens (IOL) | Monofocal, astigmatism correcting IOL | Carl Zeiss | AT TORBI 709MP DPT 24.0 CYL 04.0 | AT TORBI 709MP DPT 24.0 CYL 04.0 | Standalone | DE0011835 | Indicated for patients with astigmatism of 2.5 dioptre cylinder (DC) and above in at least 1 eye; where correction of astigmatism is considered clinically necessary
Ophthalmic | Intraocular lens replacement | Intraocular lens (IOL) | Monofocal, astigmatism correcting IOL | Carl Zeiss | AT TORBI 709MP DPT 24.5 CYL 01.0 | AT TORBI 709MP DPT 24.5 CYL 01.0 | Standalone | DE0011835 | Indicated for patients with astigmatism of 2.5 dioptre cylinder (DC) and above in at least 1 eye; where correction of astigmatism is considered clinically necessary
Ophthalmic | Intraocular lens replacement | Intraocular lens (IOL) | Monofocal, astigmatism correcting IOL | Carl Zeiss | AT TORBI 709MP DPT 24.5 CYL 01.5 | AT TORBI 709MP DPT 24.5 CYL 01.5 | Standalone | DE0011835 | Indicated for patients with astigmatism of 2.5 dioptre cylinder (DC) and above in at least 1 eye; where correction of astigmatism is considered clinically necessary
Ophthalmic | Intraocular lens replacement | Intraocular lens (IOL) | Monofocal, astigmatism correcting IOL | Carl Zeiss | AT TORBI 709MP DPT 24.5 CYL 02.0 | AT TORBI 709MP DPT 24.5 CYL 02.0 | Standalone | DE0011835 | Indicated for patients with astigmatism of 2.5 dioptre cylinder (DC) and above in at least 1 eye; where correction of astigmatism is considered clinically necessary
Ophthalmic | Intraocular lens replacement | Intraocular lens (IOL) | Monofocal, astigmatism correcting IOL | Carl Zeiss | AT TORBI 709MP DPT 24.5 CYL 02.5 | AT TORBI 709MP DPT 24.5 CYL 02.5 | Standalone | DE0011835 | Indicated for patients with astigmatism of 2.5 dioptre cylinder (DC) and above in at least 1 eye; where correction of astigmatism is considered clinically necessary
Ophthalmic | Intraocular lens replacement | Intraocular lens (IOL) | Monofocal, astigmatism correcting IOL | Carl Zeiss | AT TORBI 709MP DPT 24.5 CYL 03.0 | AT TORBI 709MP DPT 24.5 CYL 03.0 | Standalone | DE0011835 | Indicated for patients with astigmatism of 2.5 dioptre cylinder (DC) and above in at least 1 eye; where correction of astigmatism is considered clinically necessary
Ophthalmic | Intraocular lens replacement | Intraocular lens (IOL) | Monofocal, astigmatism correcting IOL | Carl Zeiss | AT TORBI 709MP DPT 24.5 CYL 03.5 | AT TORBI 709MP DPT 24.5 CYL 03.5 | Standalone | DE0011835 | Indicated for patients with astigmatism of 2.5 dioptre cylinder (DC) and above in at least 1 eye; where correction of astigmatism is considered clinically necessary
Ophthalmic | Intraocular lens replacement | Intraocular lens (IOL) | Monofocal, astigmatism correcting IOL | Carl Zeiss | AT TORBI 709MP DPT 24.5 CYL 04.0 | AT TORBI 709MP DPT 24.5 CYL 04.0 | Standalone | DE0011835 | Indicated for patients with astigmatism of 2.5 dioptre cylinder (DC) and above in at least 1 eye; where correction of astigmatism is considered clinically necessary
Ophthalmic | Intraocular lens replacement | Intraocular lens (IOL) | Monofocal, astigmatism correcting IOL | Carl Zeiss | AT TORBI 709MP DPT 25.0 CYL 01.0 | AT TORBI 709MP DPT 25.0 CYL 01.0 | Standalone | DE0011835 | Indicated for patients with astigmatism of 2.5 dioptre cylinder (DC) and above in at least 1 eye; where correction of astigmatism is considered clinically necessary
Ophthalmic | Intraocular lens replacement | Intraocular lens (IOL) | Monofocal, astigmatism correcting IOL | Carl Zeiss | AT TORBI 709MP DPT 25.0 CYL 01.5 | AT TORBI 709MP DPT 25.0 CYL 01.5 | Standalone | DE0011835 | Indicated for patients with astigmatism of 2.5 dioptre cylinder (DC) and above in at least 1 eye; where correction of astigmatism is considered clinically necessary
Ophthalmic | Intraocular lens replacement | Intraocular lens (IOL) | Monofocal, astigmatism correcting IOL | Carl Zeiss | AT TORBI 709MP DPT 25.0 CYL 02.0 | AT TORBI 709MP DPT 25.0 CYL 02.0 | Standalone | DE0011835 | Indicated for patients with astigmatism of 2.5 dioptre cylinder (DC) and above in at least 1 eye; where correction of astigmatism is considered clinically necessary
Ophthalmic | Intraocular lens replacement | Intraocular lens (IOL) | Monofocal, astigmatism correcting IOL | Carl Zeiss | AT TORBI 709MP DPT 25.0 CYL 02.5 | AT TORBI 709MP DPT 25.0 CYL 02.5 | Standalone | DE0011835 | Indicated for patients with astigmatism of 2.5 dioptre cylinder (DC) and above in at least 1 eye; where correction of astigmatism is considered clinically necessary
Ophthalmic | Intraocular lens replacement | Intraocular lens (IOL) | Monofocal, astigmatism correcting IOL | Carl Zeiss | AT TORBI 709MP DPT 25.0 CYL 03.0 | AT TORBI 709MP DPT 25.0 CYL 03.0 | Standalone | DE0011835 | Indicated for patients with astigmatism of 2.5 dioptre cylinder (DC) and above in at least 1 eye; where correction of astigmatism is considered clinically necessary
Ophthalmic | Intraocular lens replacement | Intraocular lens (IOL) | Monofocal, astigmatism correcting IOL | Carl Zeiss | AT TORBI 709MP DPT 25.0 CYL 03.5 | AT TORBI 709MP DPT 25.0 CYL 03.5 | Standalone | DE0011835 | Indicated for patients with astigmatism of 2.5 dioptre cylinder (DC) and above in at least 1 eye; where correction of astigmatism is considered clinically necessary
Ophthalmic | Intraocular lens replacement | Intraocular lens (IOL) | Monofocal, astigmatism correcting IOL | Carl Zeiss | AT TORBI 709MP DPT 25.0 CYL 04.0 | AT TORBI 709MP DPT 25.0 CYL 04.0 | Standalone | DE0011835 | Indicated for patients with astigmatism of 2.5 dioptre cylinder (DC) and above in at least 1 eye; where correction of astigmatism is considered clinically necessary
Ophthalmic | Intraocular lens replacement | Intraocular lens (IOL) | Monofocal, astigmatism correcting IOL | Carl Zeiss | AT TORBI 709MP DPT 25.5 CYL 01.0 | AT TORBI 709MP DPT 25.5 CYL 01.0 | Standalone | DE0011835 | Indicated for patients with astigmatism of 2.5 dioptre cylinder (DC) and above in at least 1 eye; where correction of astigmatism is considered clinically necessary
Ophthalmic | Intraocular lens replacement | Intraocular lens (IOL) | Monofocal, astigmatism correcting IOL | Carl Zeiss | AT TORBI 709MP DPT 25.5 CYL 01.5 | AT TORBI 709MP DPT 25.5 CYL 01.5 | Standalone | DE0011835 | Indicated for patients with astigmatism of 2.5 dioptre cylinder (DC) and above in at least 1 eye; where correction of astigmatism is considered clinically necessary
Ophthalmic | Intraocular lens replacement | Intraocular lens (IOL) | Monofocal, astigmatism correcting IOL | Carl Zeiss | AT TORBI 709MP DPT 25.5 CYL 02.0 | AT TORBI 709MP DPT 25.5 CYL 02.0 | Standalone | DE0011835 | Indicated for patients with astigmatism of 2.5 dioptre cylinder (DC) and above in at least 1 eye; where correction of astigmatism is considered clinically necessary
Ophthalmic | Intraocular lens replacement | Intraocular lens (IOL) | Monofocal, astigmatism correcting IOL | Carl Zeiss | AT TORBI 709MP DPT 25.5 CYL 02.5 | AT TORBI 709MP DPT 25.5 CYL 02.5 | Standalone | DE0011835 | Indicated for patients with astigmatism of 2.5 dioptre cylinder (DC) and above in at least 1 eye; where correction of astigmatism is considered clinically necessary
Ophthalmic | Intraocular lens replacement | Intraocular lens (IOL) | Monofocal, astigmatism correcting IOL | Carl Zeiss | AT TORBI 709MP DPT 25.5 CYL 03.0 | AT TORBI 709MP DPT 25.5 CYL 03.0 | Standalone | DE0011835 | Indicated for patients with astigmatism of 2.5 dioptre cylinder (DC) and above in at least 1 eye; where correction of astigmatism is considered clinically necessary
Ophthalmic | Intraocular lens replacement | Intraocular lens (IOL) | Monofocal, astigmatism correcting IOL | Carl Zeiss | AT TORBI 709MP DPT 25.5 CYL 03.5 | AT TORBI 709MP DPT 25.5 CYL 03.5 | Standalone | DE0011835 | Indicated for patients with astigmatism of 2.5 dioptre cylinder (DC) and above in at least 1 eye; where correction of astigmatism is considered clinically necessary
Ophthalmic | Intraocular lens replacement | Intraocular lens (IOL) | Monofocal, astigmatism correcting IOL | Carl Zeiss | AT TORBI 709MP DPT 25.5 CYL 04.0 | AT TORBI 709MP DPT 25.5 CYL 04.0 | Standalone | DE0011835 | Indicated for patients with astigmatism of 2.5 dioptre cylinder (DC) and above in at least 1 eye; where correction of astigmatism is considered clinically necessary
Ophthalmic | Intraocular lens replacement | Intraocular lens (IOL) | Monofocal, astigmatism correcting IOL | Carl Zeiss | AT TORBI 709MP DPT 26.0 CYL 01.0 | AT TORBI 709MP DPT 26.0 CYL 01.0 | Standalone | DE0011835 | Indicated for patients with astigmatism of 2.5 dioptre cylinder (DC) and above in at least 1 eye; where correction of astigmatism is considered clinically necessary
Ophthalmic | Intraocular lens replacement | Intraocular lens (IOL) | Monofocal, astigmatism correcting IOL | Carl Zeiss | AT TORBI 709MP DPT 26.0 CYL 01.5 | AT TORBI 709MP DPT 26.0 CYL 01.5 | Standalone | DE0011835 | Indicated for patients with astigmatism of 2.5 dioptre cylinder (DC) and above in at least 1 eye; where correction of astigmatism is considered clinically necessary
Ophthalmic | Intraocular lens replacement | Intraocular lens (IOL) | Monofocal, astigmatism correcting IOL | Carl Zeiss | AT TORBI 709MP DPT 26.0 CYL 02.0 | AT TORBI 709MP DPT 26.0 CYL 02.0 | Standalone | DE0011835 | Indicated for patients with astigmatism of 2.5 dioptre cylinder (DC) and above in at least 1 eye; where correction of astigmatism is considered clinically necessary
Ophthalmic | Intraocular lens replacement | Intraocular lens (IOL) | Monofocal, astigmatism correcting IOL | Carl Zeiss | AT TORBI 709MP DPT 26.0 CYL 02.5 | AT TORBI 709MP DPT 26.0 CYL 02.5 | Standalone | DE0011835 | Indicated for patients with astigmatism of 2.5 dioptre cylinder (DC) and above in at least 1 eye; where correction of astigmatism is considered clinically necessary
Ophthalmic | Intraocular lens replacement | Intraocular lens (IOL) | Monofocal, astigmatism correcting IOL | Carl Zeiss | AT TORBI 709MP DPT 26.0 CYL 03.0 | AT TORBI 709MP DPT 26.0 CYL 03.0 | Standalone | DE0011835 | Indicated for patients with astigmatism of 2.5 dioptre cylinder (DC) and above in at least 1 eye; where correction of astigmatism is considered clinically necessary
Ophthalmic | Intraocular lens replacement | Intraocular lens (IOL) | Monofocal, astigmatism correcting IOL | Carl Zeiss | AT TORBI 709MP DPT 26.0 CYL 03.5 | AT TORBI 709MP DPT 26.0 CYL 03.5 | Standalone | DE0011835 | Indicated for patients with astigmatism of 2.5 dioptre cylinder (DC) and above in at least 1 eye; where correction of astigmatism is considered clinically necessary
Ophthalmic | Intraocular lens replacement | Intraocular lens (IOL) | Monofocal, astigmatism correcting IOL | Carl Zeiss | AT TORBI 709MP DPT 26.0 CYL 04.0 | AT TORBI 709MP DPT 26.0 CYL 04.0 | Standalone | DE0011835 | Indicated for patients with astigmatism of 2.5 dioptre cylinder (DC) and above in at least 1 eye; where correction of astigmatism is considered clinically necessary
Ophthalmic | Intraocular lens replacement | Intraocular lens (IOL) | Monofocal, astigmatism correcting IOL | Carl Zeiss | AT TORBI 709MP DPT 26.5 CYL 01.0 | AT TORBI 709MP DPT 26.5 CYL 01.0 | Standalone | DE0011835 | Indicated for patients with astigmatism of 2.5 dioptre cylinder (DC) and above in at least 1 eye; where correction of astigmatism is considered clinically necessary
Ophthalmic | Intraocular lens replacement | Intraocular lens (IOL) | Monofocal, astigmatism correcting IOL | Carl Zeiss | AT TORBI 709MP DPT 26.5 CYL 01.5 | AT TORBI 709MP DPT 26.5 CYL 01.5 | Standalone | DE0011835 | Indicated for patients with astigmatism of 2.5 dioptre cylinder (DC) and above in at least 1 eye; where correction of astigmatism is considered clinically necessary
Ophthalmic | Intraocular lens replacement | Intraocular lens (IOL) | Monofocal, astigmatism correcting IOL | Carl Zeiss | AT TORBI 709MP DPT 26.5 CYL 02.0 | AT TORBI 709MP DPT 26.5 CYL 02.0 | Standalone | DE0011835 | Indicated for patients with astigmatism of 2.5 dioptre cylinder (DC) and above in at least 1 eye; where correction of astigmatism is considered clinically necessary
Ophthalmic | Intraocular lens replacement | Intraocular lens (IOL) | Monofocal, astigmatism correcting IOL | Carl Zeiss | AT TORBI 709MP DPT 26.5 CYL 02.5 | AT TORBI 709MP DPT 26.5 CYL 02.5 | Standalone | DE0011835 | Indicated for patients with astigmatism of 2.5 dioptre cylinder (DC) and above in at least 1 eye; where correction of astigmatism is considered clinically necessary
Ophthalmic | Intraocular lens replacement | Intraocular lens (IOL) | Monofocal, astigmatism correcting IOL | Carl Zeiss | AT TORBI 709MP DPT 26.5 CYL 03.0 | AT TORBI 709MP DPT 26.5 CYL 03.0 | Standalone | DE0011835 | Indicated for patients with astigmatism of 2.5 dioptre cylinder (DC) and above in at least 1 eye; where correction of astigmatism is considered clinically necessary
Ophthalmic | Intraocular lens replacement | Intraocular lens (IOL) | Monofocal, astigmatism correcting IOL | Carl Zeiss | AT TORBI 709MP DPT 26.5 CYL 03.5 | AT TORBI 709MP DPT 26.5 CYL 03.5 | Standalone | DE0011835 | Indicated for patients with astigmatism of 2.5 dioptre cylinder (DC) and above in at least 1 eye; where correction of astigmatism is considered clinically necessary
Ophthalmic | Intraocular lens replacement | Intraocular lens (IOL) | Monofocal, astigmatism correcting IOL | Carl Zeiss | AT TORBI 709MP DPT 26.5 CYL 04.0 | AT TORBI 709MP DPT 26.5 CYL 04.0 | Standalone | DE0011835 | Indicated for patients with astigmatism of 2.5 dioptre cylinder (DC) and above in at least 1 eye; where correction of astigmatism is considered clinically necessary
Ophthalmic | Intraocular lens replacement | Intraocular lens (IOL) | Monofocal, astigmatism correcting IOL | Carl Zeiss | AT TORBI 709MP DPT 27.0 CYL 01.0 | AT TORBI 709MP DPT 27.0 CYL 01.0 | Standalone | DE0011835 | Indicated for patients with astigmatism of 2.5 dioptre cylinder (DC) and above in at least 1 eye; where correction of astigmatism is considered clinically necessary
Ophthalmic | Intraocular lens replacement | Intraocular lens (IOL) | Monofocal, astigmatism correcting IOL | Carl Zeiss | AT TORBI 709MP DPT 27.0 CYL 01.5 | AT TORBI 709MP DPT 27.0 CYL 01.5 | Standalone | DE0011835 | Indicated for patients with astigmatism of 2.5 dioptre cylinder (DC) and above in at least 1 eye; where correction of astigmatism is considered clinically necessary
Ophthalmic | Intraocular lens replacement | Intraocular lens (IOL) | Monofocal, astigmatism correcting IOL | Carl Zeiss | AT TORBI 709MP DPT 27.0 CYL 02.0 | AT TORBI 709MP DPT 27.0 CYL 02.0 | Standalone | DE0011835 | Indicated for patients with astigmatism of 2.5 dioptre cylinder (DC) and above in at least 1 eye; where correction of astigmatism is considered clinically necessary
Ophthalmic | Intraocular lens replacement | Intraocular lens (IOL) | Monofocal, astigmatism correcting IOL | Carl Zeiss | AT TORBI 709MP DPT 27.0 CYL 02.5 | AT TORBI 709MP DPT 27.0 CYL 02.5 | Standalone | DE0011835 | Indicated for patients with astigmatism of 2.5 dioptre cylinder (DC) and above in at least 1 eye; where correction of astigmatism is considered clinically necessary
Ophthalmic | Intraocular lens replacement | Intraocular lens (IOL) | Monofocal, astigmatism correcting IOL | Carl Zeiss | AT TORBI 709MP DPT 27.0 CYL 03.0 | AT TORBI 709MP DPT 27.0 CYL 03.0 | Standalone | DE0011835 | Indicated for patients with astigmatism of 2.5 dioptre cylinder (DC) and above in at least 1 eye; where correction of astigmatism is considered clinically necessary
Ophthalmic | Intraocular lens replacement | Intraocular lens (IOL) | Monofocal, astigmatism correcting IOL | Carl Zeiss | AT TORBI 709MP DPT 27.0 CYL 03.5 | AT TORBI 709MP DPT 27.0 CYL 03.5 | Standalone | DE0011835 | Indicated for patients with astigmatism of 2.5 dioptre cylinder (DC) and above in at least 1 eye; where correction of astigmatism is considered clinically necessary
Ophthalmic | Intraocular lens replacement | Intraocular lens (IOL) | Monofocal, astigmatism correcting IOL | Carl Zeiss | AT TORBI 709MP DPT 27.0 CYL 04.0 | AT TORBI 709MP DPT 27.0 CYL 04.0 | Standalone | DE0011835 | Indicated for patients with astigmatism of 2.5 dioptre cylinder (DC) and above in at least 1 eye; where correction of astigmatism is considered clinically necessary
Ophthalmic | Intraocular lens replacement | Intraocular lens (IOL) | Monofocal, astigmatism correcting IOL | Carl Zeiss | AT TORBI 709MP DPT 27.5 CYL 01.0 | AT TORBI 709MP DPT 27.5 CYL 01.0 | Standalone | DE0011835 | Indicated for patients with astigmatism of 2.5 dioptre cylinder (DC) and above in at least 1 eye; where correction of astigmatism is considered clinically necessary
Ophthalmic | Intraocular lens replacement | Intraocular lens (IOL) | Monofocal, astigmatism correcting IOL | Carl Zeiss | AT TORBI 709MP DPT 27.5 CYL 01.5 | AT TORBI 709MP DPT 27.5 CYL 01.5 | Standalone | DE0011835 | Indicated for patients with astigmatism of 2.5 dioptre cylinder (DC) and above in at least 1 eye; where correction of astigmatism is considered clinically necessary
Ophthalmic | Intraocular lens replacement | Intraocular lens (IOL) | Monofocal, astigmatism correcting IOL | Carl Zeiss | AT TORBI 709MP DPT 27.5 CYL 02.0 | AT TORBI 709MP DPT 27.5 CYL 02.0 | Standalone | DE0011835 | Indicated for patients with astigmatism of 2.5 dioptre cylinder (DC) and above in at least 1 eye; where correction of astigmatism is considered clinically necessary
Ophthalmic | Intraocular lens replacement | Intraocular lens (IOL) | Monofocal, astigmatism correcting IOL | Carl Zeiss | AT TORBI 709MP DPT 27.5 CYL 02.5 | AT TORBI 709MP DPT 27.5 CYL 02.5 | Standalone | DE0011835 | Indicated for patients with astigmatism of 2.5 dioptre cylinder (DC) and above in at least 1 eye; where correction of astigmatism is considered clinically necessary
Ophthalmic | Intraocular lens replacement | Intraocular lens (IOL) | Monofocal, astigmatism correcting IOL | Carl Zeiss | AT TORBI 709MP DPT 27.5 CYL 03.0 | AT TORBI 709MP DPT 27.5 CYL 03.0 | Standalone | DE0011835 | Indicated for patients with astigmatism of 2.5 dioptre cylinder (DC) and above in at least 1 eye; where correction of astigmatism is considered clinically necessary
Ophthalmic | Intraocular lens replacement | Intraocular lens (IOL) | Monofocal, astigmatism correcting IOL | Carl Zeiss | AT TORBI 709MP DPT 27.5 CYL 03.5 | AT TORBI 709MP DPT 27.5 CYL 03.5 | Standalone | DE0011835 | Indicated for patients with astigmatism of 2.5 dioptre cylinder (DC) and above in at least 1 eye; where correction of astigmatism is considered clinically necessary
Ophthalmic | Intraocular lens replacement | Intraocular lens (IOL) | Monofocal, astigmatism correcting IOL | Carl Zeiss | AT TORBI 709MP DPT 27.5 CYL 04.0 | AT TORBI 709MP DPT 27.5 CYL 04.0 | Standalone | DE0011835 | Indicated for patients with astigmatism of 2.5 dioptre cylinder (DC) and above in at least 1 eye; where correction of astigmatism is considered clinically necessary
Ophthalmic | Intraocular lens replacement | Intraocular lens (IOL) | Monofocal, astigmatism correcting IOL | Carl Zeiss | AT TORBI 709MP DPT 28.0 CYL 01.0 | AT TORBI 709MP DPT 28.0 CYL 01.0 | Standalone | DE0011835 | Indicated for patients with astigmatism of 2.5 dioptre cylinder (DC) and above in at least 1 eye; where correction of astigmatism is considered clinically necessary
Ophthalmic | Intraocular lens replacement | Intraocular lens (IOL) | Monofocal, astigmatism correcting IOL | Carl Zeiss | AT TORBI 709MP DPT 28.0 CYL 01.5 | AT TORBI 709MP DPT 28.0 CYL 01.5 | Standalone | DE0011835 | Indicated for patients with astigmatism of 2.5 dioptre cylinder (DC) and above in at least 1 eye; where correction of astigmatism is considered clinically necessary
Ophthalmic | Intraocular lens replacement | Intraocular lens (IOL) | Monofocal, astigmatism correcting IOL | Carl Zeiss | AT TORBI 709MP DPT 28.0 CYL 02.0 | AT TORBI 709MP DPT 28.0 CYL 02.0 | Standalone | DE0011835 | Indicated for patients with astigmatism of 2.5 dioptre cylinder (DC) and above in at least 1 eye; where correction of astigmatism is considered clinically necessary
Ophthalmic | Intraocular lens replacement | Intraocular lens (IOL) | Monofocal, astigmatism correcting IOL | Carl Zeiss | AT TORBI 709MP DPT 28.0 CYL 02.5 | AT TORBI 709MP DPT 28.0 CYL 02.5 | Standalone | DE0011835 | Indicated for patients with astigmatism of 2.5 dioptre cylinder (DC) and above in at least 1 eye; where correction of astigmatism is considered clinically necessary
Ophthalmic | Intraocular lens replacement | Intraocular lens (IOL) | Monofocal, astigmatism correcting IOL | Carl Zeiss | AT TORBI 709MP DPT 28.0 CYL 03.0 | AT TORBI 709MP DPT 28.0 CYL 03.0 | Standalone | DE0011835 | Indicated for patients with astigmatism of 2.5 dioptre cylinder (DC) and above in at least 1 eye; where correction of astigmatism is considered clinically necessary
Ophthalmic | Intraocular lens replacement | Intraocular lens (IOL) | Monofocal, astigmatism correcting IOL | Carl Zeiss | AT TORBI 709MP DPT 28.0 CYL 03.5 | AT TORBI 709MP DPT 28.0 CYL 03.5 | Standalone | DE0011835 | Indicated for patients with astigmatism of 2.5 dioptre cylinder (DC) and above in at least 1 eye; where correction of astigmatism is considered clinically necessary
Ophthalmic | Intraocular lens replacement | Intraocular lens (IOL) | Monofocal, astigmatism correcting IOL | Carl Zeiss | AT TORBI 709MP DPT 28.0 CYL 04.0 | AT TORBI 709MP DPT 28.0 CYL 04.0 | Standalone | DE0011835 | Indicated for patients with astigmatism of 2.5 dioptre cylinder (DC) and above in at least 1 eye; where correction of astigmatism is considered clinically necessary
Ophthalmic | Intraocular lens replacement | Intraocular lens (IOL) | Monofocal, astigmatism correcting IOL | Carl Zeiss | AT TORBI 709M DPT 06.0 CYL 01.0 | AT TORBI 709M DPT 06.0 CYL 01.0 | Standalone | DE0008680 | Indicated for patients with astigmatism of 2.5 dioptre cylinder (DC) and above in at least 1 eye; where correction of astigmatism is considered clinically necessary
Ophthalmic | Intraocular lens replacement | Intraocular lens (IOL) | Monofocal, astigmatism correcting IOL | Carl Zeiss | AT TORBI 709M DPT 06.0 CYL 01.5 | AT TORBI 709M DPT 06.0 CYL 01.5 | Standalone | DE0008680 | Indicated for patients with astigmatism of 2.5 dioptre cylinder (DC) and above in at least 1 eye; where correction of astigmatism is considered clinically necessary
Ophthalmic | Intraocular lens replacement | Intraocular lens (IOL) | Monofocal, astigmatism correcting IOL | Carl Zeiss | AT TORBI 709M DPT 06.0 CYL 02.0 | AT TORBI 709M DPT 06.0 CYL 02.0 | Standalone | DE0008680 | Indicated for patients with astigmatism of 2.5 dioptre cylinder (DC) and above in at least 1 eye; where correction of astigmatism is considered clinically necessary
Ophthalmic | Intraocular lens replacement | Intraocular lens (IOL) | Monofocal, astigmatism correcting IOL | Carl Zeiss | AT TORBI 709M DPT 06.0 CYL 02.5 | AT TORBI 709M DPT 06.0 CYL 02.5 | Standalone | DE0008680 | Indicated for patients with astigmatism of 2.5 dioptre cylinder (DC) and above in at least 1 eye; where correction of astigmatism is considered clinically necessary
Ophthalmic | Intraocular lens replacement | Intraocular lens (IOL) | Monofocal, astigmatism correcting IOL | Carl Zeiss | AT TORBI 709M DPT 06.0 CYL 03.0 | AT TORBI 709M DPT 06.0 CYL 03.0 | Standalone | DE0008680 | Indicated for patients with astigmatism of 2.5 dioptre cylinder (DC) and above in at least 1 eye; where correction of astigmatism is considered clinically necessary
Ophthalmic | Intraocular lens replacement | Intraocular lens (IOL) | Monofocal, astigmatism correcting IOL | Carl Zeiss | AT TORBI 709M DPT 06.0 CYL 03.5 | AT TORBI 709M DPT 06.0 CYL 03.5 | Standalone | DE0008680 | Indicated for patients with astigmatism of 2.5 dioptre cylinder (DC) and above in at least 1 eye; where correction of astigmatism is considered clinically necessary
Ophthalmic | Intraocular lens replacement | Intraocular lens (IOL) | Monofocal, astigmatism correcting IOL | Carl Zeiss | AT TORBI 709M DPT 06.0 CYL 04.0 | AT TORBI 709M DPT 06.0 CYL 04.0 | Standalone | DE0008680 | Indicated for patients with astigmatism of 2.5 dioptre cylinder (DC) and above in at least 1 eye; where correction of astigmatism is considered clinically necessary
Ophthalmic | Intraocular lens replacement | Intraocular lens (IOL) | Monofocal, astigmatism correcting IOL | Carl Zeiss | AT TORBI 709M DPT 06.0 CYL 04.5 | AT TORBI 709M DPT 06.0 CYL 04.5 | Standalone | DE0008680 | Indicated for patients with astigmatism of 2.5 dioptre cylinder (DC) and above in at least 1 eye; where correction of astigmatism is considered clinically necessary
Ophthalmic | Intraocular lens replacement | Intraocular lens (IOL) | Monofocal, astigmatism correcting IOL | Carl Zeiss | AT TORBI 709M DPT 06.0 CYL 05.0 | AT TORBI 709M DPT 06.0 CYL 05.0 | Standalone | DE0008680 | Indicated for patients with astigmatism of 2.5 dioptre cylinder (DC) and above in at least 1 eye; where correction of astigmatism is considered clinically necessary
Ophthalmic | Intraocular lens replacement | Intraocular lens (IOL) | Monofocal, astigmatism correcting IOL | Carl Zeiss | AT TORBI 709M DPT 06.0 CYL 05.5 | AT TORBI 709M DPT 06.0 CYL 05.5 | Standalone | DE0008680 | Indicated for patients with astigmatism of 2.5 dioptre cylinder (DC) and above in at least 1 eye; where correction of astigmatism is considered clinically necessary
Ophthalmic | Intraocular lens replacement | Intraocular lens (IOL) | Monofocal, astigmatism correcting IOL | Carl Zeiss | AT TORBI 709M DPT 06.0 CYL 06.0 | AT TORBI 709M DPT 06.0 CYL 06.0 | Standalone | DE0008680 | Indicated for patients with astigmatism of 2.5 dioptre cylinder (DC) and above in at least 1 eye; where correction of astigmatism is considered clinically necessary
Ophthalmic | Intraocular lens replacement | Intraocular lens (IOL) | Monofocal, astigmatism correcting IOL | Carl Zeiss | AT TORBI 709M DPT 06.5 CYL 01.0 | AT TORBI 709M DPT 06.5 CYL 01.0 | Standalone | DE0008680 | Indicated for patients with astigmatism of 2.5 dioptre cylinder (DC) and above in at least 1 eye; where correction of astigmatism is considered clinically necessary
Ophthalmic | Intraocular lens replacement | Intraocular lens (IOL) | Monofocal, astigmatism correcting IOL | Carl Zeiss | AT TORBI 709M DPT 06.5 CYL 01.5 | AT TORBI 709M DPT 06.5 CYL 01.5 | Standalone | DE0008680 | Indicated for patients with astigmatism of 2.5 dioptre cylinder (DC) and above in at least 1 eye; where correction of astigmatism is considered clinically necessary
Ophthalmic | Intraocular lens replacement | Intraocular lens (IOL) | Monofocal, astigmatism correcting IOL | Carl Zeiss | AT TORBI 709M DPT 06.5 CYL 02.0 | AT TORBI 709M DPT 06.5 CYL 02.0 | Standalone | DE0008680 | Indicated for patients with astigmatism of 2.5 dioptre cylinder (DC) and above in at least 1 eye; where correction of astigmatism is considered clinically necessary
Ophthalmic | Intraocular lens replacement | Intraocular lens (IOL) | Monofocal, astigmatism correcting IOL | Carl Zeiss | AT TORBI 709M DPT 06.5 CYL 02.5 | AT TORBI 709M DPT 06.5 CYL 02.5 | Standalone | DE0008680 | Indicated for patients with astigmatism of 2.5 dioptre cylinder (DC) and above in at least 1 eye; where correction of astigmatism is considered clinically necessary
Ophthalmic | Intraocular lens replacement | Intraocular lens (IOL) | Monofocal, astigmatism correcting IOL | Carl Zeiss | AT TORBI 709M DPT 06.5 CYL 03.0 | AT TORBI 709M DPT 06.5 CYL 03.0 | Standalone | DE0008680 | Indicated for patients with astigmatism of 2.5 dioptre cylinder (DC) and above in at least 1 eye; where correction of astigmatism is considered clinically necessary
Ophthalmic | Intraocular lens replacement | Intraocular lens (IOL) | Monofocal, astigmatism correcting IOL | Carl Zeiss | AT TORBI 709M DPT 06.5 CYL 03.5 | AT TORBI 709M DPT 06.5 CYL 03.5 | Standalone | DE0008680 | Indicated for patients with astigmatism of 2.5 dioptre cylinder (DC) and above in at least 1 eye; where correction of astigmatism is considered clinically necessary
Ophthalmic | Intraocular lens replacement | Intraocular lens (IOL) | Monofocal, astigmatism correcting IOL | Carl Zeiss | AT TORBI 709M DPT 06.5 CYL 04.0 | AT TORBI 709M DPT 06.5 CYL 04.0 | Standalone | DE0008680 | Indicated for patients with astigmatism of 2.5 dioptre cylinder (DC) and above in at least 1 eye; where correction of astigmatism is considered clinically necessary
Ophthalmic | Intraocular lens replacement | Intraocular lens (IOL) | Monofocal, astigmatism correcting IOL | Carl Zeiss | AT TORBI 709M DPT 06.5 CYL 04.5 | AT TORBI 709M DPT 06.5 CYL 04.5 | Standalone | DE0008680 | Indicated for patients with astigmatism of 2.5 dioptre cylinder (DC) and above in at least 1 eye; where correction of astigmatism is considered clinically necessary
Ophthalmic | Intraocular lens replacement | Intraocular lens (IOL) | Monofocal, astigmatism correcting IOL | Carl Zeiss | AT TORBI 709M DPT 06.5 CYL 05.0 | AT TORBI 709M DPT 06.5 CYL 05.0 | Standalone | DE0008680 | Indicated for patients with astigmatism of 2.5 dioptre cylinder (DC) and above in at least 1 eye; where correction of astigmatism is considered clinically necessary
Ophthalmic | Intraocular lens replacement | Intraocular lens (IOL) | Monofocal, astigmatism correcting IOL | Carl Zeiss | AT TORBI 709M DPT 06.5 CYL 05.5 | AT TORBI 709M DPT 06.5 CYL 05.5 | Standalone | DE0008680 | Indicated for patients with astigmatism of 2.5 dioptre cylinder (DC) and above in at least 1 eye; where correction of astigmatism is considered clinically necessary
Ophthalmic | Intraocular lens replacement | Intraocular lens (IOL) | Monofocal, astigmatism correcting IOL | Carl Zeiss | AT TORBI 709M DPT 06.5 CYL 06.0 | AT TORBI 709M DPT 06.5 CYL 06.0 | Standalone | DE0008680 | Indicated for patients with astigmatism of 2.5 dioptre cylinder (DC) and above in at least 1 eye; where correction of astigmatism is considered clinically necessary
Ophthalmic | Intraocular lens replacement | Intraocular lens (IOL) | Monofocal, astigmatism correcting IOL | Carl Zeiss | AT TORBI 709M DPT 07.0 CYL 01.0 | AT TORBI 709M DPT 07.0 CYL 01.0 | Standalone | DE0008680 | Indicated for patients with astigmatism of 2.5 dioptre cylinder (DC) and above in at least 1 eye; where correction of astigmatism is considered clinically necessary
Ophthalmic | Intraocular lens replacement | Intraocular lens (IOL) | Monofocal, astigmatism correcting IOL | Carl Zeiss | AT TORBI 709M DPT 07.0 CYL 01.5 | AT TORBI 709M DPT 07.0 CYL 01.5 | Standalone | DE0008680 | Indicated for patients with astigmatism of 2.5 dioptre cylinder (DC) and above in at least 1 eye; where correction of astigmatism is considered clinically necessary
Ophthalmic | Intraocular lens replacement | Intraocular lens (IOL) | Monofocal, astigmatism correcting IOL | Carl Zeiss | AT TORBI 709M DPT 07.0 CYL 02.0 | AT TORBI 709M DPT 07.0 CYL 02.0 | Standalone | DE0008680 | Indicated for patients with astigmatism of 2.5 dioptre cylinder (DC) and above in at least 1 eye; where correction of astigmatism is considered clinically necessary
Ophthalmic | Intraocular lens replacement | Intraocular lens (IOL) | Monofocal, astigmatism correcting IOL | Carl Zeiss | AT TORBI 709M DPT 07.0 CYL 02.5 | AT TORBI 709M DPT 07.0 CYL 02.5 | Standalone | DE0008680 | Indicated for patients with astigmatism of 2.5 dioptre cylinder (DC) and above in at least 1 eye; where correction of astigmatism is considered clinically necessary
Ophthalmic | Intraocular lens replacement | Intraocular lens (IOL) | Monofocal, astigmatism correcting IOL | Carl Zeiss | AT TORBI 709M DPT 07.0 CYL 03.0 | AT TORBI 709M DPT 07.0 CYL 03.0 | Standalone | DE0008680 | Indicated for patients with astigmatism of 2.5 dioptre cylinder (DC) and above in at least 1 eye; where correction of astigmatism is considered clinically necessary
Ophthalmic | Intraocular lens replacement | Intraocular lens (IOL) | Monofocal, astigmatism correcting IOL | Carl Zeiss | AT TORBI 709M DPT 07.0 CYL 03.5 | AT TORBI 709M DPT 07.0 CYL 03.5 | Standalone | DE0008680 | Indicated for patients with astigmatism of 2.5 dioptre cylinder (DC) and above in at least 1 eye; where correction of astigmatism is considered clinically necessary
Ophthalmic | Intraocular lens replacement | Intraocular lens (IOL) | Monofocal, astigmatism correcting IOL | Carl Zeiss | AT TORBI 709M DPT 07.0 CYL 04.0 | AT TORBI 709M DPT 07.0 CYL 04.0 | Standalone | DE0008680 | Indicated for patients with astigmatism of 2.5 dioptre cylinder (DC) and above in at least 1 eye; where correction of astigmatism is considered clinically necessary
Ophthalmic | Intraocular lens replacement | Intraocular lens (IOL) | Monofocal, astigmatism correcting IOL | Carl Zeiss | AT TORBI 709M DPT 07.0 CYL 04.5 | AT TORBI 709M DPT 07.0 CYL 04.5 | Standalone | DE0008680 | Indicated for patients with astigmatism of 2.5 dioptre cylinder (DC) and above in at least 1 eye; where correction of astigmatism is considered clinically necessary
Ophthalmic | Intraocular lens replacement | Intraocular lens (IOL) | Monofocal, astigmatism correcting IOL | Carl Zeiss | AT TORBI 709M DPT 07.0 CYL 05.0 | AT TORBI 709M DPT 07.0 CYL 05.0 | Standalone | DE0008680 | Indicated for patients with astigmatism of 2.5 dioptre cylinder (DC) and above in at least 1 eye; where correction of astigmatism is considered clinically necessary
Ophthalmic | Intraocular lens replacement | Intraocular lens (IOL) | Monofocal, astigmatism correcting IOL | Carl Zeiss | AT TORBI 709M DPT 07.0 CYL 05.5 | AT TORBI 709M DPT 07.0 CYL 05.5 | Standalone | DE0008680 | Indicated for patients with astigmatism of 2.5 dioptre cylinder (DC) and above in at least 1 eye; where correction of astigmatism is considered clinically necessary
Ophthalmic | Intraocular lens replacement | Intraocular lens (IOL) | Monofocal, astigmatism correcting IOL | Carl Zeiss | AT TORBI 709M DPT 07.0 CYL 06.0 | AT TORBI 709M DPT 07.0 CYL 06.0 | Standalone | DE0008680 | Indicated for patients with astigmatism of 2.5 dioptre cylinder (DC) and above in at least 1 eye; where correction of astigmatism is considered clinically necessary
Ophthalmic | Intraocular lens replacement | Intraocular lens (IOL) | Monofocal, astigmatism correcting IOL | Carl Zeiss | AT TORBI 709M DPT 07.5 CYL 01.0 | AT TORBI 709M DPT 07.5 CYL 01.0 | Standalone | DE0008680 | Indicated for patients with astigmatism of 2.5 dioptre cylinder (DC) and above in at least 1 eye; where correction of astigmatism is considered clinically necessary
Ophthalmic | Intraocular lens replacement | Intraocular lens (IOL) | Monofocal, astigmatism correcting IOL | Carl Zeiss | AT TORBI 709M DPT 07.5 CYL 01.5 | AT TORBI 709M DPT 07.5 CYL 01.5 | Standalone | DE0008680 | Indicated for patients with astigmatism of 2.5 dioptre cylinder (DC) and above in at least 1 eye; where correction of astigmatism is considered clinically necessary
Ophthalmic | Intraocular lens replacement | Intraocular lens (IOL) | Monofocal, astigmatism correcting IOL | Carl Zeiss | AT TORBI 709M DPT 07.5 CYL 02.0 | AT TORBI 709M DPT 07.5 CYL 02.0 | Standalone | DE0008680 | Indicated for patients with astigmatism of 2.5 dioptre cylinder (DC) and above in at least 1 eye; where correction of astigmatism is considered clinically necessary
Ophthalmic | Intraocular lens replacement | Intraocular lens (IOL) | Monofocal, astigmatism correcting IOL | Carl Zeiss | AT TORBI 709M DPT 07.5 CYL 02.5 | AT TORBI 709M DPT 07.5 CYL 02.5 | Standalone | DE0008680 | Indicated for patients with astigmatism of 2.5 dioptre cylinder (DC) and above in at least 1 eye; where correction of astigmatism is considered clinically necessary
Ophthalmic | Intraocular lens replacement | Intraocular lens (IOL) | Monofocal, astigmatism correcting IOL | Carl Zeiss | AT TORBI 709M DPT 07.5 CYL 03.0 | AT TORBI 709M DPT 07.5 CYL 03.0 | Standalone | DE0008680 | Indicated for patients with astigmatism of 2.5 dioptre cylinder (DC) and above in at least 1 eye; where correction of astigmatism is considered clinically necessary
Ophthalmic | Intraocular lens replacement | Intraocular lens (IOL) | Monofocal, astigmatism correcting IOL | Carl Zeiss | AT TORBI 709M DPT 07.5 CYL 03.5 | AT TORBI 709M DPT 07.5 CYL 03.5 | Standalone | DE0008680 | Indicated for patients with astigmatism of 2.5 dioptre cylinder (DC) and above in at least 1 eye; where correction of astigmatism is considered clinically necessary
Ophthalmic | Intraocular lens replacement | Intraocular lens (IOL) | Monofocal, astigmatism correcting IOL | Carl Zeiss | AT TORBI 709M DPT 07.5 CYL 04.0 | AT TORBI 709M DPT 07.5 CYL 04.0 | Standalone | DE0008680 | Indicated for patients with astigmatism of 2.5 dioptre cylinder (DC) and above in at least 1 eye; where correction of astigmatism is considered clinically necessary
Ophthalmic | Intraocular lens replacement | Intraocular lens (IOL) | Monofocal, astigmatism correcting IOL | Carl Zeiss | AT TORBI 709M DPT 07.5 CYL 04.5 | AT TORBI 709M DPT 07.5 CYL 04.5 | Standalone | DE0008680 | Indicated for patients with astigmatism of 2.5 dioptre cylinder (DC) and above in at least 1 eye; where correction of astigmatism is considered clinically necessary
Ophthalmic | Intraocular lens replacement | Intraocular lens (IOL) | Monofocal, astigmatism correcting IOL | Carl Zeiss | AT TORBI 709M DPT 07.5 CYL 05.0 | AT TORBI 709M DPT 07.5 CYL 05.0 | Standalone | DE0008680 | Indicated for patients with astigmatism of 2.5 dioptre cylinder (DC) and above in at least 1 eye; where correction of astigmatism is considered clinically necessary
Ophthalmic | Intraocular lens replacement | Intraocular lens (IOL) | Monofocal, astigmatism correcting IOL | Carl Zeiss | AT TORBI 709M DPT 07.5 CYL 05.5 | AT TORBI 709M DPT 07.5 CYL 05.5 | Standalone | DE0008680 | Indicated for patients with astigmatism of 2.5 dioptre cylinder (DC) and above in at least 1 eye; where correction of astigmatism is considered clinically necessary
Ophthalmic | Intraocular lens replacement | Intraocular lens (IOL) | Monofocal, astigmatism correcting IOL | Carl Zeiss | AT TORBI 709M DPT 07.5 CYL 06.0 | AT TORBI 709M DPT 07.5 CYL 06.0 | Standalone | DE0008680 | Indicated for patients with astigmatism of 2.5 dioptre cylinder (DC) and above in at least 1 eye; where correction of astigmatism is considered clinically necessary
Ophthalmic | Intraocular lens replacement | Intraocular lens (IOL) | Monofocal, astigmatism correcting IOL | Carl Zeiss | AT TORBI 709M DPT 08.0 CYL 01.0 | AT TORBI 709M DPT 08.0 CYL 01.0 | Standalone | DE0008680 | Indicated for patients with astigmatism of 2.5 dioptre cylinder (DC) and above in at least 1 eye; where correction of astigmatism is considered clinically necessary
Ophthalmic | Intraocular lens replacement | Intraocular lens (IOL) | Monofocal, astigmatism correcting IOL | Carl Zeiss | AT TORBI 709M DPT 08.0 CYL 01.5 | AT TORBI 709M DPT 08.0 CYL 01.5 | Standalone | DE0008680 | Indicated for patients with astigmatism of 2.5 dioptre cylinder (DC) and above in at least 1 eye; where correction of astigmatism is considered clinically necessary
Ophthalmic | Intraocular lens replacement | Intraocular lens (IOL) | Monofocal, astigmatism correcting IOL | Carl Zeiss | AT TORBI 709M DPT 08.0 CYL 02.0 | AT TORBI 709M DPT 08.0 CYL 02.0 | Standalone | DE0008680 | Indicated for patients with astigmatism of 2.5 dioptre cylinder (DC) and above in at least 1 eye; where correction of astigmatism is considered clinically necessary
Ophthalmic | Intraocular lens replacement | Intraocular lens (IOL) | Monofocal, astigmatism correcting IOL | Carl Zeiss | AT TORBI 709M DPT 08.0 CYL 02.5 | AT TORBI 709M DPT 08.0 CYL 02.5 | Standalone | DE0008680 | Indicated for patients with astigmatism of 2.5 dioptre cylinder (DC) and above in at least 1 eye; where correction of astigmatism is considered clinically necessary
Ophthalmic | Intraocular lens replacement | Intraocular lens (IOL) | Monofocal, astigmatism correcting IOL | Carl Zeiss | AT TORBI 709M DPT 08.0 CYL 03.0 | AT TORBI 709M DPT 08.0 CYL 03.0 | Standalone | DE0008680 | Indicated for patients with astigmatism of 2.5 dioptre cylinder (DC) and above in at least 1 eye; where correction of astigmatism is considered clinically necessary
Ophthalmic | Intraocular lens replacement | Intraocular lens (IOL) | Monofocal, astigmatism correcting IOL | Carl Zeiss | AT TORBI 709M DPT 08.0 CYL 03.5 | AT TORBI 709M DPT 08.0 CYL 03.5 | Standalone | DE0008680 | Indicated for patients with astigmatism of 2.5 dioptre cylinder (DC) and above in at least 1 eye; where correction of astigmatism is considered clinically necessary
Ophthalmic | Intraocular lens replacement | Intraocular lens (IOL) | Monofocal, astigmatism correcting IOL | Carl Zeiss | AT TORBI 709M DPT 08.0 CYL 04.0 | AT TORBI 709M DPT 08.0 CYL 04.0 | Standalone | DE0008680 | Indicated for patients with astigmatism of 2.5 dioptre cylinder (DC) and above in at least 1 eye; where correction of astigmatism is considered clinically necessary
Ophthalmic | Intraocular lens replacement | Intraocular lens (IOL) | Monofocal, astigmatism correcting IOL | Carl Zeiss | AT TORBI 709M DPT 08.0 CYL 04.5 | AT TORBI 709M DPT 08.0 CYL 04.5 | Standalone | DE0008680 | Indicated for patients with astigmatism of 2.5 dioptre cylinder (DC) and above in at least 1 eye; where correction of astigmatism is considered clinically necessary
Ophthalmic | Intraocular lens replacement | Intraocular lens (IOL) | Monofocal, astigmatism correcting IOL | Carl Zeiss | AT TORBI 709M DPT 08.0 CYL 05.0 | AT TORBI 709M DPT 08.0 CYL 05.0 | Standalone | DE0008680 | Indicated for patients with astigmatism of 2.5 dioptre cylinder (DC) and above in at least 1 eye; where correction of astigmatism is considered clinically necessary
Ophthalmic | Intraocular lens replacement | Intraocular lens (IOL) | Monofocal, astigmatism correcting IOL | Carl Zeiss | AT TORBI 709M DPT 08.0 CYL 05.5 | AT TORBI 709M DPT 08.0 CYL 05.5 | Standalone | DE0008680 | Indicated for patients with astigmatism of 2.5 dioptre cylinder (DC) and above in at least 1 eye; where correction of astigmatism is considered clinically necessary
Ophthalmic | Intraocular lens replacement | Intraocular lens (IOL) | Monofocal, astigmatism correcting IOL | Carl Zeiss | AT TORBI 709M DPT 08.0 CYL 06.0 | AT TORBI 709M DPT 08.0 CYL 06.0 | Standalone | DE0008680 | Indicated for patients with astigmatism of 2.5 dioptre cylinder (DC) and above in at least 1 eye; where correction of astigmatism is considered clinically necessary
Ophthalmic | Intraocular lens replacement | Intraocular lens (IOL) | Monofocal, astigmatism correcting IOL | Carl Zeiss | AT TORBI 709M DPT 08.5 CYL 01.0 | AT TORBI 709M DPT 08.5 CYL 01.0 | Standalone | DE0008680 | Indicated for patients with astigmatism of 2.5 dioptre cylinder (DC) and above in at least 1 eye; where correction of astigmatism is considered clinically necessary
Ophthalmic | Intraocular lens replacement | Intraocular lens (IOL) | Monofocal, astigmatism correcting IOL | Carl Zeiss | AT TORBI 709M DPT 08.5 CYL 01.5 | AT TORBI 709M DPT 08.5 CYL 01.5 | Standalone | DE0008680 | Indicated for patients with astigmatism of 2.5 dioptre cylinder (DC) and above in at least 1 eye; where correction of astigmatism is considered clinically necessary
Ophthalmic | Intraocular lens replacement | Intraocular lens (IOL) | Monofocal, astigmatism correcting IOL | Carl Zeiss | AT TORBI 709M DPT 08.5 CYL 02.0 | AT TORBI 709M DPT 08.5 CYL 02.0 | Standalone | DE0008680 | Indicated for patients with astigmatism of 2.5 dioptre cylinder (DC) and above in at least 1 eye; where correction of astigmatism is considered clinically necessary
Ophthalmic | Intraocular lens replacement | Intraocular lens (IOL) | Monofocal, astigmatism correcting IOL | Carl Zeiss | AT TORBI 709M DPT 08.5 CYL 02.5 | AT TORBI 709M DPT 08.5 CYL 02.5 | Standalone | DE0008680 | Indicated for patients with astigmatism of 2.5 dioptre cylinder (DC) and above in at least 1 eye; where correction of astigmatism is considered clinically necessary
Ophthalmic | Intraocular lens replacement | Intraocular lens (IOL) | Monofocal, astigmatism correcting IOL | Carl Zeiss | AT TORBI 709M DPT 08.5 CYL 03.0 | AT TORBI 709M DPT 08.5 CYL 03.0 | Standalone | DE0008680 | Indicated for patients with astigmatism of 2.5 dioptre cylinder (DC) and above in at least 1 eye; where correction of astigmatism is considered clinically necessary
Ophthalmic | Intraocular lens replacement | Intraocular lens (IOL) | Monofocal, astigmatism correcting IOL | Carl Zeiss | AT TORBI 709M DPT 08.5 CYL 03.5 | AT TORBI 709M DPT 08.5 CYL 03.5 | Standalone | DE0008680 | Indicated for patients with astigmatism of 2.5 dioptre cylinder (DC) and above in at least 1 eye; where correction of astigmatism is considered clinically necessary
Ophthalmic | Intraocular lens replacement | Intraocular lens (IOL) | Monofocal, astigmatism correcting IOL | Carl Zeiss | AT TORBI 709M DPT 08.5 CYL 04.0 | AT TORBI 709M DPT 08.5 CYL 04.0 | Standalone | DE0008680 | Indicated for patients with astigmatism of 2.5 dioptre cylinder (DC) and above in at least 1 eye; where correction of astigmatism is considered clinically necessary
Ophthalmic | Intraocular lens replacement | Intraocular lens (IOL) | Monofocal, astigmatism correcting IOL | Carl Zeiss | AT TORBI 709M DPT 08.5 CYL 04.5 | AT TORBI 709M DPT 08.5 CYL 04.5 | Standalone | DE0008680 | Indicated for patients with astigmatism of 2.5 dioptre cylinder (DC) and above in at least 1 eye; where correction of astigmatism is considered clinically necessary
Ophthalmic | Intraocular lens replacement | Intraocular lens (IOL) | Monofocal, astigmatism correcting IOL | Carl Zeiss | AT TORBI 709M DPT 08.5 CYL 05.0 | AT TORBI 709M DPT 08.5 CYL 05.0 | Standalone | DE0008680 | Indicated for patients with astigmatism of 2.5 dioptre cylinder (DC) and above in at least 1 eye; where correction of astigmatism is considered clinically necessary
Ophthalmic | Intraocular lens replacement | Intraocular lens (IOL) | Monofocal, astigmatism correcting IOL | Carl Zeiss | AT TORBI 709M DPT 08.5 CYL 05.5 | AT TORBI 709M DPT 08.5 CYL 05.5 | Standalone | DE0008680 | Indicated for patients with astigmatism of 2.5 dioptre cylinder (DC) and above in at least 1 eye; where correction of astigmatism is considered clinically necessary
Ophthalmic | Intraocular lens replacement | Intraocular lens (IOL) | Monofocal, astigmatism correcting IOL | Carl Zeiss | AT TORBI 709M DPT 08.5 CYL 06.0 | AT TORBI 709M DPT 08.5 CYL 06.0 | Standalone | DE0008680 | Indicated for patients with astigmatism of 2.5 dioptre cylinder (DC) and above in at least 1 eye; where correction of astigmatism is considered clinically necessary
Ophthalmic | Intraocular lens replacement | Intraocular lens (IOL) | Monofocal, astigmatism correcting IOL | Carl Zeiss | AT TORBI 709M DPT 09.0 CYL 01.0 | AT TORBI 709M DPT 09.0 CYL 01.0 | Standalone | DE0008680 | Indicated for patients with astigmatism of 2.5 dioptre cylinder (DC) and above in at least 1 eye; where correction of astigmatism is considered clinically necessary
Ophthalmic | Intraocular lens replacement | Intraocular lens (IOL) | Monofocal, astigmatism correcting IOL | Carl Zeiss | AT TORBI 709M DPT 09.0 CYL 01.5 | AT TORBI 709M DPT 09.0 CYL 01.5 | Standalone | DE0008680 | Indicated for patients with astigmatism of 2.5 dioptre cylinder (DC) and above in at least 1 eye; where correction of astigmatism is considered clinically necessary
Ophthalmic | Intraocular lens replacement | Intraocular lens (IOL) | Monofocal, astigmatism correcting IOL | Carl Zeiss | AT TORBI 709M DPT 09.0 CYL 02.0 | AT TORBI 709M DPT 09.0 CYL 02.0 | Standalone | DE0008680 | Indicated for patients with astigmatism of 2.5 dioptre cylinder (DC) and above in at least 1 eye; where correction of astigmatism is considered clinically necessary
Ophthalmic | Intraocular lens replacement | Intraocular lens (IOL) | Monofocal, astigmatism correcting IOL | Carl Zeiss | AT TORBI 709M DPT 09.0 CYL 02.5 | AT TORBI 709M DPT 09.0 CYL 02.5 | Standalone | DE0008680 | Indicated for patients with astigmatism of 2.5 dioptre cylinder (DC) and above in at least 1 eye; where correction of astigmatism is considered clinically necessary
Ophthalmic | Intraocular lens replacement | Intraocular lens (IOL) | Monofocal, astigmatism correcting IOL | Carl Zeiss | AT TORBI 709M DPT 09.0 CYL 03.0 | AT TORBI 709M DPT 09.0 CYL 03.0 | Standalone | DE0008680 | Indicated for patients with astigmatism of 2.5 dioptre cylinder (DC) and above in at least 1 eye; where correction of astigmatism is considered clinically necessary
Ophthalmic | Intraocular lens replacement | Intraocular lens (IOL) | Monofocal, astigmatism correcting IOL | Carl Zeiss | AT TORBI 709M DPT 09.0 CYL 03.5 | AT TORBI 709M DPT 09.0 CYL 03.5 | Standalone | DE0008680 | Indicated for patients with astigmatism of 2.5 dioptre cylinder (DC) and above in at least 1 eye; where correction of astigmatism is considered clinically necessary
Ophthalmic | Intraocular lens replacement | Intraocular lens (IOL) | Monofocal, astigmatism correcting IOL | Carl Zeiss | AT TORBI 709M DPT 09.0 CYL 04.0 | AT TORBI 709M DPT 09.0 CYL 04.0 | Standalone | DE0008680 | Indicated for patients with astigmatism of 2.5 dioptre cylinder (DC) and above in at least 1 eye; where correction of astigmatism is considered clinically necessary
Ophthalmic | Intraocular lens replacement | Intraocular lens (IOL) | Monofocal, astigmatism correcting IOL | Carl Zeiss | AT TORBI 709M DPT 09.0 CYL 04.5 | AT TORBI 709M DPT 09.0 CYL 04.5 | Standalone | DE0008680 | Indicated for patients with astigmatism of 2.5 dioptre cylinder (DC) and above in at least 1 eye; where correction of astigmatism is considered clinically necessary
Ophthalmic | Intraocular lens replacement | Intraocular lens (IOL) | Monofocal, astigmatism correcting IOL | Carl Zeiss | AT TORBI 709M DPT 09.0 CYL 05.0 | AT TORBI 709M DPT 09.0 CYL 05.0 | Standalone | DE0008680 | Indicated for patients with astigmatism of 2.5 dioptre cylinder (DC) and above in at least 1 eye; where correction of astigmatism is considered clinically necessary
Ophthalmic | Intraocular lens replacement | Intraocular lens (IOL) | Monofocal, astigmatism correcting IOL | Carl Zeiss | AT TORBI 709M DPT 09.0 CYL 05.5 | AT TORBI 709M DPT 09.0 CYL 05.5 | Standalone | DE0008680 | Indicated for patients with astigmatism of 2.5 dioptre cylinder (DC) and above in at least 1 eye; where correction of astigmatism is considered clinically necessary
Ophthalmic | Intraocular lens replacement | Intraocular lens (IOL) | Monofocal, astigmatism correcting IOL | Carl Zeiss | AT TORBI 709M DPT 09.0 CYL 06.0 | AT TORBI 709M DPT 09.0 CYL 06.0 | Standalone | DE0008680 | Indicated for patients with astigmatism of 2.5 dioptre cylinder (DC) and above in at least 1 eye; where correction of astigmatism is considered clinically necessary
Ophthalmic | Intraocular lens replacement | Intraocular lens (IOL) | Monofocal, astigmatism correcting IOL | Carl Zeiss | AT TORBI 709M DPT 09.5 CYL 01.0 | AT TORBI 709M DPT 09.5 CYL 01.0 | Standalone | DE0008680 | Indicated for patients with astigmatism of 2.5 dioptre cylinder (DC) and above in at least 1 eye; where correction of astigmatism is considered clinically necessary
Ophthalmic | Intraocular lens replacement | Intraocular lens (IOL) | Monofocal, astigmatism correcting IOL | Carl Zeiss | AT TORBI 709M DPT 09.5 CYL 01.5 | AT TORBI 709M DPT 09.5 CYL 01.5 | Standalone | DE0008680 | Indicated for patients with astigmatism of 2.5 dioptre cylinder (DC) and above in at least 1 eye; where correction of astigmatism is considered clinically necessary
Ophthalmic | Intraocular lens replacement | Intraocular lens (IOL) | Monofocal, astigmatism correcting IOL | Carl Zeiss | AT TORBI 709M DPT 09.5 CYL 02.0 | AT TORBI 709M DPT 09.5 CYL 02.0 | Standalone | DE0008680 | Indicated for patients with astigmatism of 2.5 dioptre cylinder (DC) and above in at least 1 eye; where correction of astigmatism is considered clinically necessary
Ophthalmic | Intraocular lens replacement | Intraocular lens (IOL) | Monofocal, astigmatism correcting IOL | Carl Zeiss | AT TORBI 709M DPT 09.5 CYL 02.5 | AT TORBI 709M DPT 09.5 CYL 02.5 | Standalone | DE0008680 | Indicated for patients with astigmatism of 2.5 dioptre cylinder (DC) and above in at least 1 eye; where correction of astigmatism is considered clinically necessary
Ophthalmic | Intraocular lens replacement | Intraocular lens (IOL) | Monofocal, astigmatism correcting IOL | Carl Zeiss | AT TORBI 709M DPT 09.5 CYL 03.0 | AT TORBI 709M DPT 09.5 CYL 03.0 | Standalone | DE0008680 | Indicated for patients with astigmatism of 2.5 dioptre cylinder (DC) and above in at least 1 eye; where correction of astigmatism is considered clinically necessary
Ophthalmic | Intraocular lens replacement | Intraocular lens (IOL) | Monofocal, astigmatism correcting IOL | Carl Zeiss | AT TORBI 709M DPT 09.5 CYL 03.5 | AT TORBI 709M DPT 09.5 CYL 03.5 | Standalone | DE0008680 | Indicated for patients with astigmatism of 2.5 dioptre cylinder (DC) and above in at least 1 eye; where correction of astigmatism is considered clinically necessary
Ophthalmic | Intraocular lens replacement | Intraocular lens (IOL) | Monofocal, astigmatism correcting IOL | Carl Zeiss | AT TORBI 709M DPT 09.5 CYL 04.0 | AT TORBI 709M DPT 09.5 CYL 04.0 | Standalone | DE0008680 | Indicated for patients with astigmatism of 2.5 dioptre cylinder (DC) and above in at least 1 eye; where correction of astigmatism is considered clinically necessary
Ophthalmic | Intraocular lens replacement | Intraocular lens (IOL) | Monofocal, astigmatism correcting IOL | Carl Zeiss | AT TORBI 709M DPT 09.5 CYL 04.5 | AT TORBI 709M DPT 09.5 CYL 04.5 | Standalone | DE0008680 | Indicated for patients with astigmatism of 2.5 dioptre cylinder (DC) and above in at least 1 eye; where correction of astigmatism is considered clinically necessary
Ophthalmic | Intraocular lens replacement | Intraocular lens (IOL) | Monofocal, astigmatism correcting IOL | Carl Zeiss | AT TORBI 709M DPT 09.5 CYL 05.0 | AT TORBI 709M DPT 09.5 CYL 05.0 | Standalone | DE0008680 | Indicated for patients with astigmatism of 2.5 dioptre cylinder (DC) and above in at least 1 eye; where correction of astigmatism is considered clinically necessary
Ophthalmic | Intraocular lens replacement | Intraocular lens (IOL) | Monofocal, astigmatism correcting IOL | Carl Zeiss | AT TORBI 709M DPT 09.5 CYL 05.5 | AT TORBI 709M DPT 09.5 CYL 05.5 | Standalone | DE0008680 | Indicated for patients with astigmatism of 2.5 dioptre cylinder (DC) and above in at least 1 eye; where correction of astigmatism is considered clinically necessary
Ophthalmic | Intraocular lens replacement | Intraocular lens (IOL) | Monofocal, astigmatism correcting IOL | Carl Zeiss | AT TORBI 709M DPT 09.5 CYL 06.0 | AT TORBI 709M DPT 09.5 CYL 06.0 | Standalone | DE0008680 | Indicated for patients with astigmatism of 2.5 dioptre cylinder (DC) and above in at least 1 eye; where correction of astigmatism is considered clinically necessary
Ophthalmic | Intraocular lens replacement | Intraocular lens (IOL) | Monofocal, astigmatism correcting IOL | Carl Zeiss | AT TORBI 709M DPT 10.0 CYL 01.0 | AT TORBI 709M DPT 10.0 CYL 01.0 | Standalone | DE0008680 | Indicated for patients with astigmatism of 2.5 dioptre cylinder (DC) and above in at least 1 eye; where correction of astigmatism is considered clinically necessary
Ophthalmic | Intraocular lens replacement | Intraocular lens (IOL) | Monofocal, astigmatism correcting IOL | Carl Zeiss | AT TORBI 709M DPT 10.0 CYL 01.5 | AT TORBI 709M DPT 10.0 CYL 01.5 | Standalone | DE0008680 | Indicated for patients with astigmatism of 2.5 dioptre cylinder (DC) and above in at least 1 eye; where correction of astigmatism is considered clinically necessary
Ophthalmic | Intraocular lens replacement | Intraocular lens (IOL) | Monofocal, astigmatism correcting IOL | Carl Zeiss | AT TORBI 709M DPT 10.0 CYL 02.0 | AT TORBI 709M DPT 10.0 CYL 02.0 | Standalone | DE0008680 | Indicated for patients with astigmatism of 2.5 dioptre cylinder (DC) and above in at least 1 eye; where correction of astigmatism is considered clinically necessary
Ophthalmic | Intraocular lens replacement | Intraocular lens (IOL) | Monofocal, astigmatism correcting IOL | Carl Zeiss | AT TORBI 709M DPT 10.0 CYL 02.5 | AT TORBI 709M DPT 10.0 CYL 02.5 | Standalone | DE0008680 | Indicated for patients with astigmatism of 2.5 dioptre cylinder (DC) and above in at least 1 eye; where correction of astigmatism is considered clinically necessary
Ophthalmic | Intraocular lens replacement | Intraocular lens (IOL) | Monofocal, astigmatism correcting IOL | Carl Zeiss | AT TORBI 709M DPT 10.0 CYL 03.0 | AT TORBI 709M DPT 10.0 CYL 03.0 | Standalone | DE0008680 | Indicated for patients with astigmatism of 2.5 dioptre cylinder (DC) and above in at least 1 eye; where correction of astigmatism is considered clinically necessary
Ophthalmic | Intraocular lens replacement | Intraocular lens (IOL) | Monofocal, astigmatism correcting IOL | Carl Zeiss | AT TORBI 709M DPT 10.0 CYL 03.5 | AT TORBI 709M DPT 10.0 CYL 03.5 | Standalone | DE0008680 | Indicated for patients with astigmatism of 2.5 dioptre cylinder (DC) and above in at least 1 eye; where correction of astigmatism is considered clinically necessary
Ophthalmic | Intraocular lens replacement | Intraocular lens (IOL) | Monofocal, astigmatism correcting IOL | Carl Zeiss | AT TORBI 709M DPT 10.0 CYL 04.0 | AT TORBI 709M DPT 10.0 CYL 04.0 | Standalone | DE0008680 | Indicated for patients with astigmatism of 2.5 dioptre cylinder (DC) and above in at least 1 eye; where correction of astigmatism is considered clinically necessary
Ophthalmic | Intraocular lens replacement | Intraocular lens (IOL) | Monofocal, astigmatism correcting IOL | Carl Zeiss | AT TORBI 709M DPT 10.0 CYL 04.5 | AT TORBI 709M DPT 10.0 CYL 04.5 | Standalone | DE0008680 | Indicated for patients with astigmatism of 2.5 dioptre cylinder (DC) and above in at least 1 eye; where correction of astigmatism is considered clinically necessary
Ophthalmic | Intraocular lens replacement | Intraocular lens (IOL) | Monofocal, astigmatism correcting IOL | Carl Zeiss | AT TORBI 709M DPT 10.0 CYL 05.0 | AT TORBI 709M DPT 10.0 CYL 05.0 | Standalone | DE0008680 | Indicated for patients with astigmatism of 2.5 dioptre cylinder (DC) and above in at least 1 eye; where correction of astigmatism is considered clinically necessary
Ophthalmic | Intraocular lens replacement | Intraocular lens (IOL) | Monofocal, astigmatism correcting IOL | Carl Zeiss | AT TORBI 709M DPT 10.0 CYL 05.5 | AT TORBI 709M DPT 10.0 CYL 05.5 | Standalone | DE0008680 | Indicated for patients with astigmatism of 2.5 dioptre cylinder (DC) and above in at least 1 eye; where correction of astigmatism is considered clinically necessary
Ophthalmic | Intraocular lens replacement | Intraocular lens (IOL) | Monofocal, astigmatism correcting IOL | Carl Zeiss | AT TORBI 709M DPT 10.0 CYL 06.0 | AT TORBI 709M DPT 10.0 CYL 06.0 | Standalone | DE0008680 | Indicated for patients with astigmatism of 2.5 dioptre cylinder (DC) and above in at least 1 eye; where correction of astigmatism is considered clinically necessary
Ophthalmic | Intraocular lens replacement | Intraocular lens (IOL) | Monofocal, astigmatism correcting IOL | Carl Zeiss | AT TORBI 709M DPT 10.5 CYL 01.0 | AT TORBI 709M DPT 10.5 CYL 01.0 | Standalone | DE0008680 | Indicated for patients with astigmatism of 2.5 dioptre cylinder (DC) and above in at least 1 eye; where correction of astigmatism is considered clinically necessary
Ophthalmic | Intraocular lens replacement | Intraocular lens (IOL) | Monofocal, astigmatism correcting IOL | Carl Zeiss | AT TORBI 709M DPT 10.5 CYL 01.5 | AT TORBI 709M DPT 10.5 CYL 01.5 | Standalone | DE0008680 | Indicated for patients with astigmatism of 2.5 dioptre cylinder (DC) and above in at least 1 eye; where correction of astigmatism is considered clinically necessary
Ophthalmic | Intraocular lens replacement | Intraocular lens (IOL) | Monofocal, astigmatism correcting IOL | Carl Zeiss | AT TORBI 709M DPT 10.5 CYL 02.0 | AT TORBI 709M DPT 10.5 CYL 02.0 | Standalone | DE0008680 | Indicated for patients with astigmatism of 2.5 dioptre cylinder (DC) and above in at least 1 eye; where correction of astigmatism is considered clinically necessary
Ophthalmic | Intraocular lens replacement | Intraocular lens (IOL) | Monofocal, astigmatism correcting IOL | Carl Zeiss | AT TORBI 709M DPT 10.5 CYL 02.5 | AT TORBI 709M DPT 10.5 CYL 02.5 | Standalone | DE0008680 | Indicated for patients with astigmatism of 2.5 dioptre cylinder (DC) and above in at least 1 eye; where correction of astigmatism is considered clinically necessary
Ophthalmic | Intraocular lens replacement | Intraocular lens (IOL) | Monofocal, astigmatism correcting IOL | Carl Zeiss | AT TORBI 709M DPT 10.5 CYL 03.0 | AT TORBI 709M DPT 10.5 CYL 03.0 | Standalone | DE0008680 | Indicated for patients with astigmatism of 2.5 dioptre cylinder (DC) and above in at least 1 eye; where correction of astigmatism is considered clinically necessary
Ophthalmic | Intraocular lens replacement | Intraocular lens (IOL) | Monofocal, astigmatism correcting IOL | Carl Zeiss | AT TORBI 709M DPT 10.5 CYL 03.5 | AT TORBI 709M DPT 10.5 CYL 03.5 | Standalone | DE0008680 | Indicated for patients with astigmatism of 2.5 dioptre cylinder (DC) and above in at least 1 eye; where correction of astigmatism is considered clinically necessary
Ophthalmic | Intraocular lens replacement | Intraocular lens (IOL) | Monofocal, astigmatism correcting IOL | Carl Zeiss | AT TORBI 709M DPT 10.5 CYL 04.0 | AT TORBI 709M DPT 10.5 CYL 04.0 | Standalone | DE0008680 | Indicated for patients with astigmatism of 2.5 dioptre cylinder (DC) and above in at least 1 eye; where correction of astigmatism is considered clinically necessary
Ophthalmic | Intraocular lens replacement | Intraocular lens (IOL) | Monofocal, astigmatism correcting IOL | Carl Zeiss | AT TORBI 709M DPT 10.5 CYL 04.5 | AT TORBI 709M DPT 10.5 CYL 04.5 | Standalone | DE0008680 | Indicated for patients with astigmatism of 2.5 dioptre cylinder (DC) and above in at least 1 eye; where correction of astigmatism is considered clinically necessary
Ophthalmic | Intraocular lens replacement | Intraocular lens (IOL) | Monofocal, astigmatism correcting IOL | Carl Zeiss | AT TORBI 709M DPT 10.5 CYL 05.0 | AT TORBI 709M DPT 10.5 CYL 05.0 | Standalone | DE0008680 | Indicated for patients with astigmatism of 2.5 dioptre cylinder (DC) and above in at least 1 eye; where correction of astigmatism is considered clinically necessary
Ophthalmic | Intraocular lens replacement | Intraocular lens (IOL) | Monofocal, astigmatism correcting IOL | Carl Zeiss | AT TORBI 709M DPT 10.5 CYL 05.5 | AT TORBI 709M DPT 10.5 CYL 05.5 | Standalone | DE0008680 | Indicated for patients with astigmatism of 2.5 dioptre cylinder (DC) and above in at least 1 eye; where correction of astigmatism is considered clinically necessary
Ophthalmic | Intraocular lens replacement | Intraocular lens (IOL) | Monofocal, astigmatism correcting IOL | Carl Zeiss | AT TORBI 709M DPT 10.5 CYL 06.0 | AT TORBI 709M DPT 10.5 CYL 06.0 | Standalone | DE0008680 | Indicated for patients with astigmatism of 2.5 dioptre cylinder (DC) and above in at least 1 eye; where correction of astigmatism is considered clinically necessary
Ophthalmic | Intraocular lens replacement | Intraocular lens (IOL) | Monofocal, astigmatism correcting IOL | Carl Zeiss | AT TORBI 709M DPT 11.0 CYL 01.0 | AT TORBI 709M DPT 11.0 CYL 01.0 | Standalone | DE0008680 | Indicated for patients with astigmatism of 2.5 dioptre cylinder (DC) and above in at least 1 eye; where correction of astigmatism is considered clinically necessary
Ophthalmic | Intraocular lens replacement | Intraocular lens (IOL) | Monofocal, astigmatism correcting IOL | Carl Zeiss | AT TORBI 709M DPT 11.0 CYL 01.5 | AT TORBI 709M DPT 11.0 CYL 01.5 | Standalone | DE0008680 | Indicated for patients with astigmatism of 2.5 dioptre cylinder (DC) and above in at least 1 eye; where correction of astigmatism is considered clinically necessary
Ophthalmic | Intraocular lens replacement | Intraocular lens (IOL) | Monofocal, astigmatism correcting IOL | Carl Zeiss | AT TORBI 709M DPT 11.0 CYL 02.0 | AT TORBI 709M DPT 11.0 CYL 02.0 | Standalone | DE0008680 | Indicated for patients with astigmatism of 2.5 dioptre cylinder (DC) and above in at least 1 eye; where correction of astigmatism is considered clinically necessary
Ophthalmic | Intraocular lens replacement | Intraocular lens (IOL) | Monofocal, astigmatism correcting IOL | Carl Zeiss | AT TORBI 709M DPT 11.0 CYL 02.5 | AT TORBI 709M DPT 11.0 CYL 02.5 | Standalone | DE0008680 | Indicated for patients with astigmatism of 2.5 dioptre cylinder (DC) and above in at least 1 eye; where correction of astigmatism is considered clinically necessary
Ophthalmic | Intraocular lens replacement | Intraocular lens (IOL) | Monofocal, astigmatism correcting IOL | Carl Zeiss | AT TORBI 709M DPT 11.0 CYL 03.0 | AT TORBI 709M DPT 11.0 CYL 03.0 | Standalone | DE0008680 | Indicated for patients with astigmatism of 2.5 dioptre cylinder (DC) and above in at least 1 eye; where correction of astigmatism is considered clinically necessary
Ophthalmic | Intraocular lens replacement | Intraocular lens (IOL) | Monofocal, astigmatism correcting IOL | Carl Zeiss | AT TORBI 709M DPT 11.0 CYL 03.5 | AT TORBI 709M DPT 11.0 CYL 03.5 | Standalone | DE0008680 | Indicated for patients with astigmatism of 2.5 dioptre cylinder (DC) and above in at least 1 eye; where correction of astigmatism is considered clinically necessary
Ophthalmic | Intraocular lens replacement | Intraocular lens (IOL) | Monofocal, astigmatism correcting IOL | Carl Zeiss | AT TORBI 709M DPT 11.0 CYL 04.0 | AT TORBI 709M DPT 11.0 CYL 04.0 | Standalone | DE0008680 | Indicated for patients with astigmatism of 2.5 dioptre cylinder (DC) and above in at least 1 eye; where correction of astigmatism is considered clinically necessary
Ophthalmic | Intraocular lens replacement | Intraocular lens (IOL) | Monofocal, astigmatism correcting IOL | Carl Zeiss | AT TORBI 709M DPT 11.0 CYL 04.5 | AT TORBI 709M DPT 11.0 CYL 04.5 | Standalone | DE0008680 | Indicated for patients with astigmatism of 2.5 dioptre cylinder (DC) and above in at least 1 eye; where correction of astigmatism is considered clinically necessary
Ophthalmic | Intraocular lens replacement | Intraocular lens (IOL) | Monofocal, astigmatism correcting IOL | Carl Zeiss | AT TORBI 709M DPT 11.0 CYL 05.0 | AT TORBI 709M DPT 11.0 CYL 05.0 | Standalone | DE0008680 | Indicated for patients with astigmatism of 2.5 dioptre cylinder (DC) and above in at least 1 eye; where correction of astigmatism is considered clinically necessary
Ophthalmic | Intraocular lens replacement | Intraocular lens (IOL) | Monofocal, astigmatism correcting IOL | Carl Zeiss | AT TORBI 709M DPT 11.0 CYL 05.5 | AT TORBI 709M DPT 11.0 CYL 05.5 | Standalone | DE0008680 | Indicated for patients with astigmatism of 2.5 dioptre cylinder (DC) and above in at least 1 eye; where correction of astigmatism is considered clinically necessary
Ophthalmic | Intraocular lens replacement | Intraocular lens (IOL) | Monofocal, astigmatism correcting IOL | Carl Zeiss | AT TORBI 709M DPT 11.0 CYL 06.0 | AT TORBI 709M DPT 11.0 CYL 06.0 | Standalone | DE0008680 | Indicated for patients with astigmatism of 2.5 dioptre cylinder (DC) and above in at least 1 eye; where correction of astigmatism is considered clinically necessary
Ophthalmic | Intraocular lens replacement | Intraocular lens (IOL) | Monofocal, astigmatism correcting IOL | Carl Zeiss | AT TORBI 709M DPT 11.5 CYL 01.0 | AT TORBI 709M DPT 11.5 CYL 01.0 | Standalone | DE0008680 | Indicated for patients with astigmatism of 2.5 dioptre cylinder (DC) and above in at least 1 eye; where correction of astigmatism is considered clinically necessary
Ophthalmic | Intraocular lens replacement | Intraocular lens (IOL) | Monofocal, astigmatism correcting IOL | Carl Zeiss | AT TORBI 709M DPT 11.5 CYL 01.5 | AT TORBI 709M DPT 11.5 CYL 01.5 | Standalone | DE0008680 | Indicated for patients with astigmatism of 2.5 dioptre cylinder (DC) and above in at least 1 eye; where correction of astigmatism is considered clinically necessary
Ophthalmic | Intraocular lens replacement | Intraocular lens (IOL) | Monofocal, astigmatism correcting IOL | Carl Zeiss | AT TORBI 709M DPT 11.5 CYL 02.0 | AT TORBI 709M DPT 11.5 CYL 02.0 | Standalone | DE0008680 | Indicated for patients with astigmatism of 2.5 dioptre cylinder (DC) and above in at least 1 eye; where correction of astigmatism is considered clinically necessary
Ophthalmic | Intraocular lens replacement | Intraocular lens (IOL) | Monofocal, astigmatism correcting IOL | Carl Zeiss | AT TORBI 709M DPT 11.5 CYL 02.5 | AT TORBI 709M DPT 11.5 CYL 02.5 | Standalone | DE0008680 | Indicated for patients with astigmatism of 2.5 dioptre cylinder (DC) and above in at least 1 eye; where correction of astigmatism is considered clinically necessary
Ophthalmic | Intraocular lens replacement | Intraocular lens (IOL) | Monofocal, astigmatism correcting IOL | Carl Zeiss | AT TORBI 709M DPT 11.5 CYL 03.0 | AT TORBI 709M DPT 11.5 CYL 03.0 | Standalone | DE0008680 | Indicated for patients with astigmatism of 2.5 dioptre cylinder (DC) and above in at least 1 eye; where correction of astigmatism is considered clinically necessary
Ophthalmic | Intraocular lens replacement | Intraocular lens (IOL) | Monofocal, astigmatism correcting IOL | Carl Zeiss | AT TORBI 709M DPT 11.5 CYL 03.5 | AT TORBI 709M DPT 11.5 CYL 03.5 | Standalone | DE0008680 | Indicated for patients with astigmatism of 2.5 dioptre cylinder (DC) and above in at least 1 eye; where correction of astigmatism is considered clinically necessary
Ophthalmic | Intraocular lens replacement | Intraocular lens (IOL) | Monofocal, astigmatism correcting IOL | Carl Zeiss | AT TORBI 709M DPT 11.5 CYL 04.0 | AT TORBI 709M DPT 11.5 CYL 04.0 | Standalone | DE0008680 | Indicated for patients with astigmatism of 2.5 dioptre cylinder (DC) and above in at least 1 eye; where correction of astigmatism is considered clinically necessary
Ophthalmic | Intraocular lens replacement | Intraocular lens (IOL) | Monofocal, astigmatism correcting IOL | Carl Zeiss | AT TORBI 709M DPT 11.5 CYL 04.5 | AT TORBI 709M DPT 11.5 CYL 04.5 | Standalone | DE0008680 | Indicated for patients with astigmatism of 2.5 dioptre cylinder (DC) and above in at least 1 eye; where correction of astigmatism is considered clinically necessary
Ophthalmic | Intraocular lens replacement | Intraocular lens (IOL) | Monofocal, astigmatism correcting IOL | Carl Zeiss | AT TORBI 709M DPT 11.5 CYL 05.0 | AT TORBI 709M DPT 11.5 CYL 05.0 | Standalone | DE0008680 | Indicated for patients with astigmatism of 2.5 dioptre cylinder (DC) and above in at least 1 eye; where correction of astigmatism is considered clinically necessary
Ophthalmic | Intraocular lens replacement | Intraocular lens (IOL) | Monofocal, astigmatism correcting IOL | Carl Zeiss | AT TORBI 709M DPT 11.5 CYL 05.5 | AT TORBI 709M DPT 11.5 CYL 05.5 | Standalone | DE0008680 | Indicated for patients with astigmatism of 2.5 dioptre cylinder (DC) and above in at least 1 eye; where correction of astigmatism is considered clinically necessary
Ophthalmic | Intraocular lens replacement | Intraocular lens (IOL) | Monofocal, astigmatism correcting IOL | Carl Zeiss | AT TORBI 709M DPT 11.5 CYL 06.0 | AT TORBI 709M DPT 11.5 CYL 06.0 | Standalone | DE0008680 | Indicated for patients with astigmatism of 2.5 dioptre cylinder (DC) and above in at least 1 eye; where correction of astigmatism is considered clinically necessary
Ophthalmic | Intraocular lens replacement | Intraocular lens (IOL) | Monofocal, astigmatism correcting IOL | Carl Zeiss | AT TORBI 709M DPT 12.0 CYL 01.0 | AT TORBI 709M DPT 12.0 CYL 01.0 | Standalone | DE0008680 | Indicated for patients with astigmatism of 2.5 dioptre cylinder (DC) and above in at least 1 eye; where correction of astigmatism is considered clinically necessary
Ophthalmic | Intraocular lens replacement | Intraocular lens (IOL) | Monofocal, astigmatism correcting IOL | Carl Zeiss | AT TORBI 709M DPT 12.0 CYL 01.5 | AT TORBI 709M DPT 12.0 CYL 01.5 | Standalone | DE0008680 | Indicated for patients with astigmatism of 2.5 dioptre cylinder (DC) and above in at least 1 eye; where correction of astigmatism is considered clinically necessary
Ophthalmic | Intraocular lens replacement | Intraocular lens (IOL) | Monofocal, astigmatism correcting IOL | Carl Zeiss | AT TORBI 709M DPT 12.0 CYL 02.0 | AT TORBI 709M DPT 12.0 CYL 02.0 | Standalone | DE0008680 | Indicated for patients with astigmatism of 2.5 dioptre cylinder (DC) and above in at least 1 eye; where correction of astigmatism is considered clinically necessary
Ophthalmic | Intraocular lens replacement | Intraocular lens (IOL) | Monofocal, astigmatism correcting IOL | Carl Zeiss | AT TORBI 709M DPT 12.0 CYL 02.5 | AT TORBI 709M DPT 12.0 CYL 02.5 | Standalone | DE0008680 | Indicated for patients with astigmatism of 2.5 dioptre cylinder (DC) and above in at least 1 eye; where correction of astigmatism is considered clinically necessary
Ophthalmic | Intraocular lens replacement | Intraocular lens (IOL) | Monofocal, astigmatism correcting IOL | Carl Zeiss | AT TORBI 709M DPT 12.0 CYL 03.0 | AT TORBI 709M DPT 12.0 CYL 03.0 | Standalone | DE0008680 | Indicated for patients with astigmatism of 2.5 dioptre cylinder (DC) and above in at least 1 eye; where correction of astigmatism is considered clinically necessary
Ophthalmic | Intraocular lens replacement | Intraocular lens (IOL) | Monofocal, astigmatism correcting IOL | Carl Zeiss | AT TORBI 709M DPT 12.0 CYL 03.5 | AT TORBI 709M DPT 12.0 CYL 03.5 | Standalone | DE0008680 | Indicated for patients with astigmatism of 2.5 dioptre cylinder (DC) and above in at least 1 eye; where correction of astigmatism is considered clinically necessary
Ophthalmic | Intraocular lens replacement | Intraocular lens (IOL) | Monofocal, astigmatism correcting IOL | Carl Zeiss | AT TORBI 709M DPT 12.0 CYL 04.0 | AT TORBI 709M DPT 12.0 CYL 04.0 | Standalone | DE0008680 | Indicated for patients with astigmatism of 2.5 dioptre cylinder (DC) and above in at least 1 eye; where correction of astigmatism is considered clinically necessary
Ophthalmic | Intraocular lens replacement | Intraocular lens (IOL) | Monofocal, astigmatism correcting IOL | Carl Zeiss | AT TORBI 709M DPT 12.0 CYL 04.5 | AT TORBI 709M DPT 12.0 CYL 04.5 | Standalone | DE0008680 | Indicated for patients with astigmatism of 2.5 dioptre cylinder (DC) and above in at least 1 eye; where correction of astigmatism is considered clinically necessary
Ophthalmic | Intraocular lens replacement | Intraocular lens (IOL) | Monofocal, astigmatism correcting IOL | Carl Zeiss | AT TORBI 709M DPT 12.0 CYL 05.0 | AT TORBI 709M DPT 12.0 CYL 05.0 | Standalone | DE0008680 | Indicated for patients with astigmatism of 2.5 dioptre cylinder (DC) and above in at least 1 eye; where correction of astigmatism is considered clinically necessary
Ophthalmic | Intraocular lens replacement | Intraocular lens (IOL) | Monofocal, astigmatism correcting IOL | Carl Zeiss | AT TORBI 709M DPT 12.0 CYL 05.5 | AT TORBI 709M DPT 12.0 CYL 05.5 | Standalone | DE0008680 | Indicated for patients with astigmatism of 2.5 dioptre cylinder (DC) and above in at least 1 eye; where correction of astigmatism is considered clinically necessary
Ophthalmic | Intraocular lens replacement | Intraocular lens (IOL) | Monofocal, astigmatism correcting IOL | Carl Zeiss | AT TORBI 709M DPT 12.0 CYL 06.0 | AT TORBI 709M DPT 12.0 CYL 06.0 | Standalone | DE0008680 | Indicated for patients with astigmatism of 2.5 dioptre cylinder (DC) and above in at least 1 eye; where correction of astigmatism is considered clinically necessary
Ophthalmic | Intraocular lens replacement | Intraocular lens (IOL) | Monofocal, astigmatism correcting IOL | Carl Zeiss | AT TORBI 709M DPT 12.5 CYL 01.0 | AT TORBI 709M DPT 12.5 CYL 01.0 | Standalone | DE0008680 | Indicated for patients with astigmatism of 2.5 dioptre cylinder (DC) and above in at least 1 eye; where correction of astigmatism is considered clinically necessary
Ophthalmic | Intraocular lens replacement | Intraocular lens (IOL) | Monofocal, astigmatism correcting IOL | Carl Zeiss | AT TORBI 709M DPT 12.5 CYL 01.5 | AT TORBI 709M DPT 12.5 CYL 01.5 | Standalone | DE0008680 | Indicated for patients with astigmatism of 2.5 dioptre cylinder (DC) and above in at least 1 eye; where correction of astigmatism is considered clinically necessary
Ophthalmic | Intraocular lens replacement | Intraocular lens (IOL) | Monofocal, astigmatism correcting IOL | Carl Zeiss | AT TORBI 709M DPT 12.5 CYL 02.0 | AT TORBI 709M DPT 12.5 CYL 02.0 | Standalone | DE0008680 | Indicated for patients with astigmatism of 2.5 dioptre cylinder (DC) and above in at least 1 eye; where correction of astigmatism is considered clinically necessary
Ophthalmic | Intraocular lens replacement | Intraocular lens (IOL) | Monofocal, astigmatism correcting IOL | Carl Zeiss | AT TORBI 709M DPT 12.5 CYL 02.5 | AT TORBI 709M DPT 12.5 CYL 02.5 | Standalone | DE0008680 | Indicated for patients with astigmatism of 2.5 dioptre cylinder (DC) and above in at least 1 eye; where correction of astigmatism is considered clinically necessary
Ophthalmic | Intraocular lens replacement | Intraocular lens (IOL) | Monofocal, astigmatism correcting IOL | Carl Zeiss | AT TORBI 709M DPT 12.5 CYL 03.0 | AT TORBI 709M DPT 12.5 CYL 03.0 | Standalone | DE0008680 | Indicated for patients with astigmatism of 2.5 dioptre cylinder (DC) and above in at least 1 eye; where correction of astigmatism is considered clinically necessary
Ophthalmic | Intraocular lens replacement | Intraocular lens (IOL) | Monofocal, astigmatism correcting IOL | Carl Zeiss | AT TORBI 709M DPT 12.5 CYL 03.5 | AT TORBI 709M DPT 12.5 CYL 03.5 | Standalone | DE0008680 | Indicated for patients with astigmatism of 2.5 dioptre cylinder (DC) and above in at least 1 eye; where correction of astigmatism is considered clinically necessary
Ophthalmic | Intraocular lens replacement | Intraocular lens (IOL) | Monofocal, astigmatism correcting IOL | Carl Zeiss | AT TORBI 709M DPT 12.5 CYL 04.0 | AT TORBI 709M DPT 12.5 CYL 04.0 | Standalone | DE0008680 | Indicated for patients with astigmatism of 2.5 dioptre cylinder (DC) and above in at least 1 eye; where correction of astigmatism is considered clinically necessary
Ophthalmic | Intraocular lens replacement | Intraocular lens (IOL) | Monofocal, astigmatism correcting IOL | Carl Zeiss | AT TORBI 709M DPT 12.5 CYL 04.5 | AT TORBI 709M DPT 12.5 CYL 04.5 | Standalone | DE0008680 | Indicated for patients with astigmatism of 2.5 dioptre cylinder (DC) and above in at least 1 eye; where correction of astigmatism is considered clinically necessary
Ophthalmic | Intraocular lens replacement | Intraocular lens (IOL) | Monofocal, astigmatism correcting IOL | Carl Zeiss | AT TORBI 709M DPT 12.5 CYL 05.0 | AT TORBI 709M DPT 12.5 CYL 05.0 | Standalone | DE0008680 | Indicated for patients with astigmatism of 2.5 dioptre cylinder (DC) and above in at least 1 eye; where correction of astigmatism is considered clinically necessary
Ophthalmic | Intraocular lens replacement | Intraocular lens (IOL) | Monofocal, astigmatism correcting IOL | Carl Zeiss | AT TORBI 709M DPT 12.5 CYL 05.5 | AT TORBI 709M DPT 12.5 CYL 05.5 | Standalone | DE0008680 | Indicated for patients with astigmatism of 2.5 dioptre cylinder (DC) and above in at least 1 eye; where correction of astigmatism is considered clinically necessary
Ophthalmic | Intraocular lens replacement | Intraocular lens (IOL) | Monofocal, astigmatism correcting IOL | Carl Zeiss | AT TORBI 709M DPT 12.5 CYL 06.0 | AT TORBI 709M DPT 12.5 CYL 06.0 | Standalone | DE0008680 | Indicated for patients with astigmatism of 2.5 dioptre cylinder (DC) and above in at least 1 eye; where correction of astigmatism is considered clinically necessary
Ophthalmic | Intraocular lens replacement | Intraocular lens (IOL) | Monofocal, astigmatism correcting IOL | Carl Zeiss | AT TORBI 709M DPT 13.0 CYL 01.0 | AT TORBI 709M DPT 13.0 CYL 01.0 | Standalone | DE0008680 | Indicated for patients with astigmatism of 2.5 dioptre cylinder (DC) and above in at least 1 eye; where correction of astigmatism is considered clinically necessary
Ophthalmic | Intraocular lens replacement | Intraocular lens (IOL) | Monofocal, astigmatism correcting IOL | Carl Zeiss | AT TORBI 709M DPT 13.0 CYL 01.5 | AT TORBI 709M DPT 13.0 CYL 01.5 | Standalone | DE0008680 | Indicated for patients with astigmatism of 2.5 dioptre cylinder (DC) and above in at least 1 eye; where correction of astigmatism is considered clinically necessary
Ophthalmic | Intraocular lens replacement | Intraocular lens (IOL) | Monofocal, astigmatism correcting IOL | Carl Zeiss | AT TORBI 709M DPT 13.0 CYL 02.0 | AT TORBI 709M DPT 13.0 CYL 02.0 | Standalone | DE0008680 | Indicated for patients with astigmatism of 2.5 dioptre cylinder (DC) and above in at least 1 eye; where correction of astigmatism is considered clinically necessary
Ophthalmic | Intraocular lens replacement | Intraocular lens (IOL) | Monofocal, astigmatism correcting IOL | Carl Zeiss | AT TORBI 709M DPT 13.0 CYL 02.5 | AT TORBI 709M DPT 13.0 CYL 02.5 | Standalone | DE0008680 | Indicated for patients with astigmatism of 2.5 dioptre cylinder (DC) and above in at least 1 eye; where correction of astigmatism is considered clinically necessary
Ophthalmic | Intraocular lens replacement | Intraocular lens (IOL) | Monofocal, astigmatism correcting IOL | Carl Zeiss | AT TORBI 709M DPT 13.0 CYL 03.0 | AT TORBI 709M DPT 13.0 CYL 03.0 | Standalone | DE0008680 | Indicated for patients with astigmatism of 2.5 dioptre cylinder (DC) and above in at least 1 eye; where correction of astigmatism is considered clinically necessary
Ophthalmic | Intraocular lens replacement | Intraocular lens (IOL) | Monofocal, astigmatism correcting IOL | Carl Zeiss | AT TORBI 709M DPT 13.0 CYL 03.5 | AT TORBI 709M DPT 13.0 CYL 03.5 | Standalone | DE0008680 | Indicated for patients with astigmatism of 2.5 dioptre cylinder (DC) and above in at least 1 eye; where correction of astigmatism is considered clinically necessary
Ophthalmic | Intraocular lens replacement | Intraocular lens (IOL) | Monofocal, astigmatism correcting IOL | Carl Zeiss | AT TORBI 709M DPT 13.0 CYL 04.0 | AT TORBI 709M DPT 13.0 CYL 04.0 | Standalone | DE0008680 | Indicated for patients with astigmatism of 2.5 dioptre cylinder (DC) and above in at least 1 eye; where correction of astigmatism is considered clinically necessary
Ophthalmic | Intraocular lens replacement | Intraocular lens (IOL) | Monofocal, astigmatism correcting IOL | Carl Zeiss | AT TORBI 709M DPT 13.0 CYL 04.5 | AT TORBI 709M DPT 13.0 CYL 04.5 | Standalone | DE0008680 | Indicated for patients with astigmatism of 2.5 dioptre cylinder (DC) and above in at least 1 eye; where correction of astigmatism is considered clinically necessary
Ophthalmic | Intraocular lens replacement | Intraocular lens (IOL) | Monofocal, astigmatism correcting IOL | Carl Zeiss | AT TORBI 709M DPT 13.0 CYL 05.0 | AT TORBI 709M DPT 13.0 CYL 05.0 | Standalone | DE0008680 | Indicated for patients with astigmatism of 2.5 dioptre cylinder (DC) and above in at least 1 eye; where correction of astigmatism is considered clinically necessary
Ophthalmic | Intraocular lens replacement | Intraocular lens (IOL) | Monofocal, astigmatism correcting IOL | Carl Zeiss | AT TORBI 709M DPT 13.0 CYL 05.5 | AT TORBI 709M DPT 13.0 CYL 05.5 | Standalone | DE0008680 | Indicated for patients with astigmatism of 2.5 dioptre cylinder (DC) and above in at least 1 eye; where correction of astigmatism is considered clinically necessary
Ophthalmic | Intraocular lens replacement | Intraocular lens (IOL) | Monofocal, astigmatism correcting IOL | Carl Zeiss | AT TORBI 709M DPT 13.0 CYL 06.0 | AT TORBI 709M DPT 13.0 CYL 06.0 | Standalone | DE0008680 | Indicated for patients with astigmatism of 2.5 dioptre cylinder (DC) and above in at least 1 eye; where correction of astigmatism is considered clinically necessary
Ophthalmic | Intraocular lens replacement | Intraocular lens (IOL) | Monofocal, astigmatism correcting IOL | Carl Zeiss | AT TORBI 709M DPT 13.5 CYL 01.0 | AT TORBI 709M DPT 13.5 CYL 01.0 | Standalone | DE0008680 | Indicated for patients with astigmatism of 2.5 dioptre cylinder (DC) and above in at least 1 eye; where correction of astigmatism is considered clinically necessary
Ophthalmic | Intraocular lens replacement | Intraocular lens (IOL) | Monofocal, astigmatism correcting IOL | Carl Zeiss | AT TORBI 709M DPT 13.5 CYL 01.5 | AT TORBI 709M DPT 13.5 CYL 01.5 | Standalone | DE0008680 | Indicated for patients with astigmatism of 2.5 dioptre cylinder (DC) and above in at least 1 eye; where correction of astigmatism is considered clinically necessary
Ophthalmic | Intraocular lens replacement | Intraocular lens (IOL) | Monofocal, astigmatism correcting IOL | Carl Zeiss | AT TORBI 709M DPT 13.5 CYL 02.0 | AT TORBI 709M DPT 13.5 CYL 02.0 | Standalone | DE0008680 | Indicated for patients with astigmatism of 2.5 dioptre cylinder (DC) and above in at least 1 eye; where correction of astigmatism is considered clinically necessary
Ophthalmic | Intraocular lens replacement | Intraocular lens (IOL) | Monofocal, astigmatism correcting IOL | Carl Zeiss | AT TORBI 709M DPT 13.5 CYL 02.5 | AT TORBI 709M DPT 13.5 CYL 02.5 | Standalone | DE0008680 | Indicated for patients with astigmatism of 2.5 dioptre cylinder (DC) and above in at least 1 eye; where correction of astigmatism is considered clinically necessary
Ophthalmic | Intraocular lens replacement | Intraocular lens (IOL) | Monofocal, astigmatism correcting IOL | Carl Zeiss | AT TORBI 709M DPT 13.5 CYL 03.0 | AT TORBI 709M DPT 13.5 CYL 03.0 | Standalone | DE0008680 | Indicated for patients with astigmatism of 2.5 dioptre cylinder (DC) and above in at least 1 eye; where correction of astigmatism is considered clinically necessary
Ophthalmic | Intraocular lens replacement | Intraocular lens (IOL) | Monofocal, astigmatism correcting IOL | Carl Zeiss | AT TORBI 709M DPT 13.5 CYL 03.5 | AT TORBI 709M DPT 13.5 CYL 03.5 | Standalone | DE0008680 | Indicated for patients with astigmatism of 2.5 dioptre cylinder (DC) and above in at least 1 eye; where correction of astigmatism is considered clinically necessary
Ophthalmic | Intraocular lens replacement | Intraocular lens (IOL) | Monofocal, astigmatism correcting IOL | Carl Zeiss | AT TORBI 709M DPT 13.5 CYL 04.0 | AT TORBI 709M DPT 13.5 CYL 04.0 | Standalone | DE0008680 | Indicated for patients with astigmatism of 2.5 dioptre cylinder (DC) and above in at least 1 eye; where correction of astigmatism is considered clinically necessary
Ophthalmic | Intraocular lens replacement | Intraocular lens (IOL) | Monofocal, astigmatism correcting IOL | Carl Zeiss | AT TORBI 709M DPT 13.5 CYL 04.5 | AT TORBI 709M DPT 13.5 CYL 04.5 | Standalone | DE0008680 | Indicated for patients with astigmatism of 2.5 dioptre cylinder (DC) and above in at least 1 eye; where correction of astigmatism is considered clinically necessary
Ophthalmic | Intraocular lens replacement | Intraocular lens (IOL) | Monofocal, astigmatism correcting IOL | Carl Zeiss | AT TORBI 709M DPT 13.5 CYL 05.0 | AT TORBI 709M DPT 13.5 CYL 05.0 | Standalone | DE0008680 | Indicated for patients with astigmatism of 2.5 dioptre cylinder (DC) and above in at least 1 eye; where correction of astigmatism is considered clinically necessary
Ophthalmic | Intraocular lens replacement | Intraocular lens (IOL) | Monofocal, astigmatism correcting IOL | Carl Zeiss | AT TORBI 709M DPT 13.5 CYL 05.5 | AT TORBI 709M DPT 13.5 CYL 05.5 | Standalone | DE0008680 | Indicated for patients with astigmatism of 2.5 dioptre cylinder (DC) and above in at least 1 eye; where correction of astigmatism is considered clinically necessary
Ophthalmic | Intraocular lens replacement | Intraocular lens (IOL) | Monofocal, astigmatism correcting IOL | Carl Zeiss | AT TORBI 709M DPT 13.5 CYL 06.0 | AT TORBI 709M DPT 13.5 CYL 06.0 | Standalone | DE0008680 | Indicated for patients with astigmatism of 2.5 dioptre cylinder (DC) and above in at least 1 eye; where correction of astigmatism is considered clinically necessary
Ophthalmic | Intraocular lens replacement | Intraocular lens (IOL) | Monofocal, astigmatism correcting IOL | Carl Zeiss | AT TORBI 709M DPT 14.0 CYL 01.0 | AT TORBI 709M DPT 14.0 CYL 01.0 | Standalone | DE0008680 | Indicated for patients with astigmatism of 2.5 dioptre cylinder (DC) and above in at least 1 eye; where correction of astigmatism is considered clinically necessary
Ophthalmic | Intraocular lens replacement | Intraocular lens (IOL) | Monofocal, astigmatism correcting IOL | Carl Zeiss | AT TORBI 709M DPT 14.0 CYL 01.5 | AT TORBI 709M DPT 14.0 CYL 01.5 | Standalone | DE0008680 | Indicated for patients with astigmatism of 2.5 dioptre cylinder (DC) and above in at least 1 eye; where correction of astigmatism is considered clinically necessary
Ophthalmic | Intraocular lens replacement | Intraocular lens (IOL) | Monofocal, astigmatism correcting IOL | Carl Zeiss | AT TORBI 709M DPT 14.0 CYL 02.0 | AT TORBI 709M DPT 14.0 CYL 02.0 | Standalone | DE0008680 | Indicated for patients with astigmatism of 2.5 dioptre cylinder (DC) and above in at least 1 eye; where correction of astigmatism is considered clinically necessary
Ophthalmic | Intraocular lens replacement | Intraocular lens (IOL) | Monofocal, astigmatism correcting IOL | Carl Zeiss | AT TORBI 709M DPT 14.0 CYL 02.5 | AT TORBI 709M DPT 14.0 CYL 02.5 | Standalone | DE0008680 | Indicated for patients with astigmatism of 2.5 dioptre cylinder (DC) and above in at least 1 eye; where correction of astigmatism is considered clinically necessary
Ophthalmic | Intraocular lens replacement | Intraocular lens (IOL) | Monofocal, astigmatism correcting IOL | Carl Zeiss | AT TORBI 709M DPT 14.0 CYL 03.0 | AT TORBI 709M DPT 14.0 CYL 03.0 | Standalone | DE0008680 | Indicated for patients with astigmatism of 2.5 dioptre cylinder (DC) and above in at least 1 eye; where correction of astigmatism is considered clinically necessary
Ophthalmic | Intraocular lens replacement | Intraocular lens (IOL) | Monofocal, astigmatism correcting IOL | Carl Zeiss | AT TORBI 709M DPT 14.0 CYL 03.5 | AT TORBI 709M DPT 14.0 CYL 03.5 | Standalone | DE0008680 | Indicated for patients with astigmatism of 2.5 dioptre cylinder (DC) and above in at least 1 eye; where correction of astigmatism is considered clinically necessary
Ophthalmic | Intraocular lens replacement | Intraocular lens (IOL) | Monofocal, astigmatism correcting IOL | Carl Zeiss | AT TORBI 709M DPT 14.0 CYL 04.0 | AT TORBI 709M DPT 14.0 CYL 04.0 | Standalone | DE0008680 | Indicated for patients with astigmatism of 2.5 dioptre cylinder (DC) and above in at least 1 eye; where correction of astigmatism is considered clinically necessary
Ophthalmic | Intraocular lens replacement | Intraocular lens (IOL) | Monofocal, astigmatism correcting IOL | Carl Zeiss | AT TORBI 709M DPT 14.0 CYL 04.5 | AT TORBI 709M DPT 14.0 CYL 04.5 | Standalone | DE0008680 | Indicated for patients with astigmatism of 2.5 dioptre cylinder (DC) and above in at least 1 eye; where correction of astigmatism is considered clinically necessary
Ophthalmic | Intraocular lens replacement | Intraocular lens (IOL) | Monofocal, astigmatism correcting IOL | Carl Zeiss | AT TORBI 709M DPT 14.0 CYL 05.0 | AT TORBI 709M DPT 14.0 CYL 05.0 | Standalone | DE0008680 | Indicated for patients with astigmatism of 2.5 dioptre cylinder (DC) and above in at least 1 eye; where correction of astigmatism is considered clinically necessary
Ophthalmic | Intraocular lens replacement | Intraocular lens (IOL) | Monofocal, astigmatism correcting IOL | Carl Zeiss | AT TORBI 709M DPT 14.0 CYL 05.5 | AT TORBI 709M DPT 14.0 CYL 05.5 | Standalone | DE0008680 | Indicated for patients with astigmatism of 2.5 dioptre cylinder (DC) and above in at least 1 eye; where correction of astigmatism is considered clinically necessary
Ophthalmic | Intraocular lens replacement | Intraocular lens (IOL) | Monofocal, astigmatism correcting IOL | Carl Zeiss | AT TORBI 709M DPT 14.0 CYL 06.0 | AT TORBI 709M DPT 14.0 CYL 06.0 | Standalone | DE0008680 | Indicated for patients with astigmatism of 2.5 dioptre cylinder (DC) and above in at least 1 eye; where correction of astigmatism is considered clinically necessary
Ophthalmic | Intraocular lens replacement | Intraocular lens (IOL) | Monofocal, astigmatism correcting IOL | Carl Zeiss | AT TORBI 709M DPT 14.5 CYL 01.0 | AT TORBI 709M DPT 14.5 CYL 01.0 | Standalone | DE0008680 | Indicated for patients with astigmatism of 2.5 dioptre cylinder (DC) and above in at least 1 eye; where correction of astigmatism is considered clinically necessary
Ophthalmic | Intraocular lens replacement | Intraocular lens (IOL) | Monofocal, astigmatism correcting IOL | Carl Zeiss | AT TORBI 709M DPT 14.5 CYL 01.5 | AT TORBI 709M DPT 14.5 CYL 01.5 | Standalone | DE0008680 | Indicated for patients with astigmatism of 2.5 dioptre cylinder (DC) and above in at least 1 eye; where correction of astigmatism is considered clinically necessary
Ophthalmic | Intraocular lens replacement | Intraocular lens (IOL) | Monofocal, astigmatism correcting IOL | Carl Zeiss | AT TORBI 709M DPT 14.5 CYL 02.0 | AT TORBI 709M DPT 14.5 CYL 02.0 | Standalone | DE0008680 | Indicated for patients with astigmatism of 2.5 dioptre cylinder (DC) and above in at least 1 eye; where correction of astigmatism is considered clinically necessary
Ophthalmic | Intraocular lens replacement | Intraocular lens (IOL) | Monofocal, astigmatism correcting IOL | Carl Zeiss | AT TORBI 709M DPT 14.5 CYL 02.5 | AT TORBI 709M DPT 14.5 CYL 02.5 | Standalone | DE0008680 | Indicated for patients with astigmatism of 2.5 dioptre cylinder (DC) and above in at least 1 eye; where correction of astigmatism is considered clinically necessary
Ophthalmic | Intraocular lens replacement | Intraocular lens (IOL) | Monofocal, astigmatism correcting IOL | Carl Zeiss | AT TORBI 709M DPT 14.5 CYL 03.0 | AT TORBI 709M DPT 14.5 CYL 03.0 | Standalone | DE0008680 | Indicated for patients with astigmatism of 2.5 dioptre cylinder (DC) and above in at least 1 eye; where correction of astigmatism is considered clinically necessary
Ophthalmic | Intraocular lens replacement | Intraocular lens (IOL) | Monofocal, astigmatism correcting IOL | Carl Zeiss | AT TORBI 709M DPT 14.5 CYL 03.5 | AT TORBI 709M DPT 14.5 CYL 03.5 | Standalone | DE0008680 | Indicated for patients with astigmatism of 2.5 dioptre cylinder (DC) and above in at least 1 eye; where correction of astigmatism is considered clinically necessary
Ophthalmic | Intraocular lens replacement | Intraocular lens (IOL) | Monofocal, astigmatism correcting IOL | Carl Zeiss | AT TORBI 709M DPT 14.5 CYL 04.0 | AT TORBI 709M DPT 14.5 CYL 04.0 | Standalone | DE0008680 | Indicated for patients with astigmatism of 2.5 dioptre cylinder (DC) and above in at least 1 eye; where correction of astigmatism is considered clinically necessary
Ophthalmic | Intraocular lens replacement | Intraocular lens (IOL) | Monofocal, astigmatism correcting IOL | Carl Zeiss | AT TORBI 709M DPT 14.5 CYL 04.5 | AT TORBI 709M DPT 14.5 CYL 04.5 | Standalone | DE0008680 | Indicated for patients with astigmatism of 2.5 dioptre cylinder (DC) and above in at least 1 eye; where correction of astigmatism is considered clinically necessary
Ophthalmic | Intraocular lens replacement | Intraocular lens (IOL) | Monofocal, astigmatism correcting IOL | Carl Zeiss | AT TORBI 709M DPT 14.5 CYL 05.0 | AT TORBI 709M DPT 14.5 CYL 05.0 | Standalone | DE0008680 | Indicated for patients with astigmatism of 2.5 dioptre cylinder (DC) and above in at least 1 eye; where correction of astigmatism is considered clinically necessary
Ophthalmic | Intraocular lens replacement | Intraocular lens (IOL) | Monofocal, astigmatism correcting IOL | Carl Zeiss | AT TORBI 709M DPT 14.5 CYL 05.5 | AT TORBI 709M DPT 14.5 CYL 05.5 | Standalone | DE0008680 | Indicated for patients with astigmatism of 2.5 dioptre cylinder (DC) and above in at least 1 eye; where correction of astigmatism is considered clinically necessary
Ophthalmic | Intraocular lens replacement | Intraocular lens (IOL) | Monofocal, astigmatism correcting IOL | Carl Zeiss | AT TORBI 709M DPT 14.5 CYL 06.0 | AT TORBI 709M DPT 14.5 CYL 06.0 | Standalone | DE0008680 | Indicated for patients with astigmatism of 2.5 dioptre cylinder (DC) and above in at least 1 eye; where correction of astigmatism is considered clinically necessary
Ophthalmic | Intraocular lens replacement | Intraocular lens (IOL) | Monofocal, astigmatism correcting IOL | Carl Zeiss | AT TORBI 709M DPT 15.0 CYL 01.0 | AT TORBI 709M DPT 15.0 CYL 01.0 | Standalone | DE0008680 | Indicated for patients with astigmatism of 2.5 dioptre cylinder (DC) and above in at least 1 eye; where correction of astigmatism is considered clinically necessary
Ophthalmic | Intraocular lens replacement | Intraocular lens (IOL) | Monofocal, astigmatism correcting IOL | Carl Zeiss | AT TORBI 709M DPT 15.0 CYL 01.5 | AT TORBI 709M DPT 15.0 CYL 01.5 | Standalone | DE0008680 | Indicated for patients with astigmatism of 2.5 dioptre cylinder (DC) and above in at least 1 eye; where correction of astigmatism is considered clinically necessary
Ophthalmic | Intraocular lens replacement | Intraocular lens (IOL) | Monofocal, astigmatism correcting IOL | Carl Zeiss | AT TORBI 709M DPT 15.0 CYL 02.0 | AT TORBI 709M DPT 15.0 CYL 02.0 | Standalone | DE0008680 | Indicated for patients with astigmatism of 2.5 dioptre cylinder (DC) and above in at least 1 eye; where correction of astigmatism is considered clinically necessary
Ophthalmic | Intraocular lens replacement | Intraocular lens (IOL) | Monofocal, astigmatism correcting IOL | Carl Zeiss | AT TORBI 709M DPT 15.0 CYL 02.5 | AT TORBI 709M DPT 15.0 CYL 02.5 | Standalone | DE0008680 | Indicated for patients with astigmatism of 2.5 dioptre cylinder (DC) and above in at least 1 eye; where correction of astigmatism is considered clinically necessary
Ophthalmic | Intraocular lens replacement | Intraocular lens (IOL) | Monofocal, astigmatism correcting IOL | Carl Zeiss | AT TORBI 709M DPT 15.0 CYL 03.0 | AT TORBI 709M DPT 15.0 CYL 03.0 | Standalone | DE0008680 | Indicated for patients with astigmatism of 2.5 dioptre cylinder (DC) and above in at least 1 eye; where correction of astigmatism is considered clinically necessary
Ophthalmic | Intraocular lens replacement | Intraocular lens (IOL) | Monofocal, astigmatism correcting IOL | Carl Zeiss | AT TORBI 709M DPT 15.0 CYL 03.5 | AT TORBI 709M DPT 15.0 CYL 03.5 | Standalone | DE0008680 | Indicated for patients with astigmatism of 2.5 dioptre cylinder (DC) and above in at least 1 eye; where correction of astigmatism is considered clinically necessary
Ophthalmic | Intraocular lens replacement | Intraocular lens (IOL) | Monofocal, astigmatism correcting IOL | Carl Zeiss | AT TORBI 709M DPT 15.0 CYL 04.0 | AT TORBI 709M DPT 15.0 CYL 04.0 | Standalone | DE0008680 | Indicated for patients with astigmatism of 2.5 dioptre cylinder (DC) and above in at least 1 eye; where correction of astigmatism is considered clinically necessary
Ophthalmic | Intraocular lens replacement | Intraocular lens (IOL) | Monofocal, astigmatism correcting IOL | Carl Zeiss | AT TORBI 709M DPT 15.0 CYL 04.5 | AT TORBI 709M DPT 15.0 CYL 04.5 | Standalone | DE0008680 | Indicated for patients with astigmatism of 2.5 dioptre cylinder (DC) and above in at least 1 eye; where correction of astigmatism is considered clinically necessary
Ophthalmic | Intraocular lens replacement | Intraocular lens (IOL) | Monofocal, astigmatism correcting IOL | Carl Zeiss | AT TORBI 709M DPT 15.0 CYL 05.0 | AT TORBI 709M DPT 15.0 CYL 05.0 | Standalone | DE0008680 | Indicated for patients with astigmatism of 2.5 dioptre cylinder (DC) and above in at least 1 eye; where correction of astigmatism is considered clinically necessary
Ophthalmic | Intraocular lens replacement | Intraocular lens (IOL) | Monofocal, astigmatism correcting IOL | Carl Zeiss | AT TORBI 709M DPT 15.0 CYL 05.5 | AT TORBI 709M DPT 15.0 CYL 05.5 | Standalone | DE0008680 | Indicated for patients with astigmatism of 2.5 dioptre cylinder (DC) and above in at least 1 eye; where correction of astigmatism is considered clinically necessary
Ophthalmic | Intraocular lens replacement | Intraocular lens (IOL) | Monofocal, astigmatism correcting IOL | Carl Zeiss | AT TORBI 709M DPT 15.0 CYL 06.0 | AT TORBI 709M DPT 15.0 CYL 06.0 | Standalone | DE0008680 | Indicated for patients with astigmatism of 2.5 dioptre cylinder (DC) and above in at least 1 eye; where correction of astigmatism is considered clinically necessary
Ophthalmic | Intraocular lens replacement | Intraocular lens (IOL) | Monofocal, astigmatism correcting IOL | Carl Zeiss | AT TORBI 709M DPT 15.5 CYL 01.0 | AT TORBI 709M DPT 15.5 CYL 01.0 | Standalone | DE0008680 | Indicated for patients with astigmatism of 2.5 dioptre cylinder (DC) and above in at least 1 eye; where correction of astigmatism is considered clinically necessary
Ophthalmic | Intraocular lens replacement | Intraocular lens (IOL) | Monofocal, astigmatism correcting IOL | Carl Zeiss | AT TORBI 709M DPT 15.5 CYL 01.5 | AT TORBI 709M DPT 15.5 CYL 01.5 | Standalone | DE0008680 | Indicated for patients with astigmatism of 2.5 dioptre cylinder (DC) and above in at least 1 eye; where correction of astigmatism is considered clinically necessary
Ophthalmic | Intraocular lens replacement | Intraocular lens (IOL) | Monofocal, astigmatism correcting IOL | Carl Zeiss | AT TORBI 709M DPT 15.5 CYL 02.0 | AT TORBI 709M DPT 15.5 CYL 02.0 | Standalone | DE0008680 | Indicated for patients with astigmatism of 2.5 dioptre cylinder (DC) and above in at least 1 eye; where correction of astigmatism is considered clinically necessary
Ophthalmic | Intraocular lens replacement | Intraocular lens (IOL) | Monofocal, astigmatism correcting IOL | Carl Zeiss | AT TORBI 709M DPT 15.5 CYL 02.5 | AT TORBI 709M DPT 15.5 CYL 02.5 | Standalone | DE0008680 | Indicated for patients with astigmatism of 2.5 dioptre cylinder (DC) and above in at least 1 eye; where correction of astigmatism is considered clinically necessary
Ophthalmic | Intraocular lens replacement | Intraocular lens (IOL) | Monofocal, astigmatism correcting IOL | Carl Zeiss | AT TORBI 709M DPT 15.5 CYL 03.0 | AT TORBI 709M DPT 15.5 CYL 03.0 | Standalone | DE0008680 | Indicated for patients with astigmatism of 2.5 dioptre cylinder (DC) and above in at least 1 eye; where correction of astigmatism is considered clinically necessary
Ophthalmic | Intraocular lens replacement | Intraocular lens (IOL) | Monofocal, astigmatism correcting IOL | Carl Zeiss | AT TORBI 709M DPT 15.5 CYL 03.5 | AT TORBI 709M DPT 15.5 CYL 03.5 | Standalone | DE0008680 | Indicated for patients with astigmatism of 2.5 dioptre cylinder (DC) and above in at least 1 eye; where correction of astigmatism is considered clinically necessary
Ophthalmic | Intraocular lens replacement | Intraocular lens (IOL) | Monofocal, astigmatism correcting IOL | Carl Zeiss | AT TORBI 709M DPT 15.5 CYL 04.0 | AT TORBI 709M DPT 15.5 CYL 04.0 | Standalone | DE0008680 | Indicated for patients with astigmatism of 2.5 dioptre cylinder (DC) and above in at least 1 eye; where correction of astigmatism is considered clinically necessary
Ophthalmic | Intraocular lens replacement | Intraocular lens (IOL) | Monofocal, astigmatism correcting IOL | Carl Zeiss | AT TORBI 709M DPT 15.5 CYL 04.5 | AT TORBI 709M DPT 15.5 CYL 04.5 | Standalone | DE0008680 | Indicated for patients with astigmatism of 2.5 dioptre cylinder (DC) and above in at least 1 eye; where correction of astigmatism is considered clinically necessary
Ophthalmic | Intraocular lens replacement | Intraocular lens (IOL) | Monofocal, astigmatism correcting IOL | Carl Zeiss | AT TORBI 709M DPT 15.5 CYL 05.0 | AT TORBI 709M DPT 15.5 CYL 05.0 | Standalone | DE0008680 | Indicated for patients with astigmatism of 2.5 dioptre cylinder (DC) and above in at least 1 eye; where correction of astigmatism is considered clinically necessary
Ophthalmic | Intraocular lens replacement | Intraocular lens (IOL) | Monofocal, astigmatism correcting IOL | Carl Zeiss | AT TORBI 709M DPT 15.5 CYL 05.5 | AT TORBI 709M DPT 15.5 CYL 05.5 | Standalone | DE0008680 | Indicated for patients with astigmatism of 2.5 dioptre cylinder (DC) and above in at least 1 eye; where correction of astigmatism is considered clinically necessary
Ophthalmic | Intraocular lens replacement | Intraocular lens (IOL) | Monofocal, astigmatism correcting IOL | Carl Zeiss | AT TORBI 709M DPT 15.5 CYL 06.0 | AT TORBI 709M DPT 15.5 CYL 06.0 | Standalone | DE0008680 | Indicated for patients with astigmatism of 2.5 dioptre cylinder (DC) and above in at least 1 eye; where correction of astigmatism is considered clinically necessary
Ophthalmic | Intraocular lens replacement | Intraocular lens (IOL) | Monofocal, astigmatism correcting IOL | Carl Zeiss | AT TORBI 709M DPT 16.0 CYL 01.0 | AT TORBI 709M DPT 16.0 CYL 01.0 | Standalone | DE0008680 | Indicated for patients with astigmatism of 2.5 dioptre cylinder (DC) and above in at least 1 eye; where correction of astigmatism is considered clinically necessary
Ophthalmic | Intraocular lens replacement | Intraocular lens (IOL) | Monofocal, astigmatism correcting IOL | Carl Zeiss | AT TORBI 709M DPT 16.0 CYL 01.5 | AT TORBI 709M DPT 16.0 CYL 01.5 | Standalone | DE0008680 | Indicated for patients with astigmatism of 2.5 dioptre cylinder (DC) and above in at least 1 eye; where correction of astigmatism is considered clinically necessary
Ophthalmic | Intraocular lens replacement | Intraocular lens (IOL) | Monofocal, astigmatism correcting IOL | Carl Zeiss | AT TORBI 709M DPT 16.0 CYL 02.0 | AT TORBI 709M DPT 16.0 CYL 02.0 | Standalone | DE0008680 | Indicated for patients with astigmatism of 2.5 dioptre cylinder (DC) and above in at least 1 eye; where correction of astigmatism is considered clinically necessary
Ophthalmic | Intraocular lens replacement | Intraocular lens (IOL) | Monofocal, astigmatism correcting IOL | Carl Zeiss | AT TORBI 709M DPT 16.0 CYL 02.5 | AT TORBI 709M DPT 16.0 CYL 02.5 | Standalone | DE0008680 | Indicated for patients with astigmatism of 2.5 dioptre cylinder (DC) and above in at least 1 eye; where correction of astigmatism is considered clinically necessary
Ophthalmic | Intraocular lens replacement | Intraocular lens (IOL) | Monofocal, astigmatism correcting IOL | Carl Zeiss | AT TORBI 709M DPT 16.0 CYL 03.0 | AT TORBI 709M DPT 16.0 CYL 03.0 | Standalone | DE0008680 | Indicated for patients with astigmatism of 2.5 dioptre cylinder (DC) and above in at least 1 eye; where correction of astigmatism is considered clinically necessary
Ophthalmic | Intraocular lens replacement | Intraocular lens (IOL) | Monofocal, astigmatism correcting IOL | Carl Zeiss | AT TORBI 709M DPT 16.0 CYL 03.5 | AT TORBI 709M DPT 16.0 CYL 03.5 | Standalone | DE0008680 | Indicated for patients with astigmatism of 2.5 dioptre cylinder (DC) and above in at least 1 eye; where correction of astigmatism is considered clinically necessary
Ophthalmic | Intraocular lens replacement | Intraocular lens (IOL) | Monofocal, astigmatism correcting IOL | Carl Zeiss | AT TORBI 709M DPT 16.0 CYL 04.0 | AT TORBI 709M DPT 16.0 CYL 04.0 | Standalone | DE0008680 | Indicated for patients with astigmatism of 2.5 dioptre cylinder (DC) and above in at least 1 eye; where correction of astigmatism is considered clinically necessary
Ophthalmic | Intraocular lens replacement | Intraocular lens (IOL) | Monofocal, astigmatism correcting IOL | Carl Zeiss | AT TORBI 709M DPT 16.0 CYL 04.5 | AT TORBI 709M DPT 16.0 CYL 04.5 | Standalone | DE0008680 | Indicated for patients with astigmatism of 2.5 dioptre cylinder (DC) and above in at least 1 eye; where correction of astigmatism is considered clinically necessary
Ophthalmic | Intraocular lens replacement | Intraocular lens (IOL) | Monofocal, astigmatism correcting IOL | Carl Zeiss | AT TORBI 709M DPT 16.0 CYL 05.0 | AT TORBI 709M DPT 16.0 CYL 05.0 | Standalone | DE0008680 | Indicated for patients with astigmatism of 2.5 dioptre cylinder (DC) and above in at least 1 eye; where correction of astigmatism is considered clinically necessary
Ophthalmic | Intraocular lens replacement | Intraocular lens (IOL) | Monofocal, astigmatism correcting IOL | Carl Zeiss | AT TORBI 709M DPT 16.0 CYL 05.5 | AT TORBI 709M DPT 16.0 CYL 05.5 | Standalone | DE0008680 | Indicated for patients with astigmatism of 2.5 dioptre cylinder (DC) and above in at least 1 eye; where correction of astigmatism is considered clinically necessary
Ophthalmic | Intraocular lens replacement | Intraocular lens (IOL) | Monofocal, astigmatism correcting IOL | Carl Zeiss | AT TORBI 709M DPT 16.0 CYL 06.0 | AT TORBI 709M DPT 16.0 CYL 06.0 | Standalone | DE0008680 | Indicated for patients with astigmatism of 2.5 dioptre cylinder (DC) and above in at least 1 eye; where correction of astigmatism is considered clinically necessary
Ophthalmic | Intraocular lens replacement | Intraocular lens (IOL) | Monofocal, astigmatism correcting IOL | Carl Zeiss | AT TORBI 709M DPT 16.5 CYL 01.0 | AT TORBI 709M DPT 16.5 CYL 01.0 | Standalone | DE0008680 | Indicated for patients with astigmatism of 2.5 dioptre cylinder (DC) and above in at least 1 eye; where correction of astigmatism is considered clinically necessary
Ophthalmic | Intraocular lens replacement | Intraocular lens (IOL) | Monofocal, astigmatism correcting IOL | Carl Zeiss | AT TORBI 709M DPT 16.5 CYL 01.5 | AT TORBI 709M DPT 16.5 CYL 01.5 | Standalone | DE0008680 | Indicated for patients with astigmatism of 2.5 dioptre cylinder (DC) and above in at least 1 eye; where correction of astigmatism is considered clinically necessary
Ophthalmic | Intraocular lens replacement | Intraocular lens (IOL) | Monofocal, astigmatism correcting IOL | Carl Zeiss | AT TORBI 709M DPT 16.5 CYL 02.0 | AT TORBI 709M DPT 16.5 CYL 02.0 | Standalone | DE0008680 | Indicated for patients with astigmatism of 2.5 dioptre cylinder (DC) and above in at least 1 eye; where correction of astigmatism is considered clinically necessary
Ophthalmic | Intraocular lens replacement | Intraocular lens (IOL) | Monofocal, astigmatism correcting IOL | Carl Zeiss | AT TORBI 709M DPT 16.5 CYL 02.5 | AT TORBI 709M DPT 16.5 CYL 02.5 | Standalone | DE0008680 | Indicated for patients with astigmatism of 2.5 dioptre cylinder (DC) and above in at least 1 eye; where correction of astigmatism is considered clinically necessary
Ophthalmic | Intraocular lens replacement | Intraocular lens (IOL) | Monofocal, astigmatism correcting IOL | Carl Zeiss | AT TORBI 709M DPT 16.5 CYL 03.0 | AT TORBI 709M DPT 16.5 CYL 03.0 | Standalone | DE0008680 | Indicated for patients with astigmatism of 2.5 dioptre cylinder (DC) and above in at least 1 eye; where correction of astigmatism is considered clinically necessary
Ophthalmic | Intraocular lens replacement | Intraocular lens (IOL) | Monofocal, astigmatism correcting IOL | Carl Zeiss | AT TORBI 709M DPT 16.5 CYL 03.5 | AT TORBI 709M DPT 16.5 CYL 03.5 | Standalone | DE0008680 | Indicated for patients with astigmatism of 2.5 dioptre cylinder (DC) and above in at least 1 eye; where correction of astigmatism is considered clinically necessary
Ophthalmic | Intraocular lens replacement | Intraocular lens (IOL) | Monofocal, astigmatism correcting IOL | Carl Zeiss | AT TORBI 709M DPT 16.5 CYL 04.0 | AT TORBI 709M DPT 16.5 CYL 04.0 | Standalone | DE0008680 | Indicated for patients with astigmatism of 2.5 dioptre cylinder (DC) and above in at least 1 eye; where correction of astigmatism is considered clinically necessary
Ophthalmic | Intraocular lens replacement | Intraocular lens (IOL) | Monofocal, astigmatism correcting IOL | Carl Zeiss | AT TORBI 709M DPT 16.5 CYL 04.5 | AT TORBI 709M DPT 16.5 CYL 04.5 | Standalone | DE0008680 | Indicated for patients with astigmatism of 2.5 dioptre cylinder (DC) and above in at least 1 eye; where correction of astigmatism is considered clinically necessary
Ophthalmic | Intraocular lens replacement | Intraocular lens (IOL) | Monofocal, astigmatism correcting IOL | Carl Zeiss | AT TORBI 709M DPT 16.5 CYL 05.0 | AT TORBI 709M DPT 16.5 CYL 05.0 | Standalone | DE0008680 | Indicated for patients with astigmatism of 2.5 dioptre cylinder (DC) and above in at least 1 eye; where correction of astigmatism is considered clinically necessary
Ophthalmic | Intraocular lens replacement | Intraocular lens (IOL) | Monofocal, astigmatism correcting IOL | Carl Zeiss | AT TORBI 709M DPT 16.5 CYL 05.5 | AT TORBI 709M DPT 16.5 CYL 05.5 | Standalone | DE0008680 | Indicated for patients with astigmatism of 2.5 dioptre cylinder (DC) and above in at least 1 eye; where correction of astigmatism is considered clinically necessary
Ophthalmic | Intraocular lens replacement | Intraocular lens (IOL) | Monofocal, astigmatism correcting IOL | Carl Zeiss | AT TORBI 709M DPT 16.5 CYL 06.0 | AT TORBI 709M DPT 16.5 CYL 06.0 | Standalone | DE0008680 | Indicated for patients with astigmatism of 2.5 dioptre cylinder (DC) and above in at least 1 eye; where correction of astigmatism is considered clinically necessary
Ophthalmic | Intraocular lens replacement | Intraocular lens (IOL) | Monofocal, astigmatism correcting IOL | Carl Zeiss | AT TORBI 709M DPT 17.0 CYL 01.0 | AT TORBI 709M DPT 17.0 CYL 01.0 | Standalone | DE0008680 | Indicated for patients with astigmatism of 2.5 dioptre cylinder (DC) and above in at least 1 eye; where correction of astigmatism is considered clinically necessary
Ophthalmic | Intraocular lens replacement | Intraocular lens (IOL) | Monofocal, astigmatism correcting IOL | Carl Zeiss | AT TORBI 709M DPT 17.0 CYL 01.5 | AT TORBI 709M DPT 17.0 CYL 01.5 | Standalone | DE0008680 | Indicated for patients with astigmatism of 2.5 dioptre cylinder (DC) and above in at least 1 eye; where correction of astigmatism is considered clinically necessary
Ophthalmic | Intraocular lens replacement | Intraocular lens (IOL) | Monofocal, astigmatism correcting IOL | Carl Zeiss | AT TORBI 709M DPT 17.0 CYL 02.0 | AT TORBI 709M DPT 17.0 CYL 02.0 | Standalone | DE0008680 | Indicated for patients with astigmatism of 2.5 dioptre cylinder (DC) and above in at least 1 eye; where correction of astigmatism is considered clinically necessary
Ophthalmic | Intraocular lens replacement | Intraocular lens (IOL) | Monofocal, astigmatism correcting IOL | Carl Zeiss | AT TORBI 709M DPT 17.0 CYL 02.5 | AT TORBI 709M DPT 17.0 CYL 02.5 | Standalone | DE0008680 | Indicated for patients with astigmatism of 2.5 dioptre cylinder (DC) and above in at least 1 eye; where correction of astigmatism is considered clinically necessary
Ophthalmic | Intraocular lens replacement | Intraocular lens (IOL) | Monofocal, astigmatism correcting IOL | Carl Zeiss | AT TORBI 709M DPT 17.0 CYL 03.0 | AT TORBI 709M DPT 17.0 CYL 03.0 | Standalone | DE0008680 | Indicated for patients with astigmatism of 2.5 dioptre cylinder (DC) and above in at least 1 eye; where correction of astigmatism is considered clinically necessary
Ophthalmic | Intraocular lens replacement | Intraocular lens (IOL) | Monofocal, astigmatism correcting IOL | Carl Zeiss | AT TORBI 709M DPT 17.0 CYL 03.5 | AT TORBI 709M DPT 17.0 CYL 03.5 | Standalone | DE0008680 | Indicated for patients with astigmatism of 2.5 dioptre cylinder (DC) and above in at least 1 eye; where correction of astigmatism is considered clinically necessary
Ophthalmic | Intraocular lens replacement | Intraocular lens (IOL) | Monofocal, astigmatism correcting IOL | Carl Zeiss | AT TORBI 709M DPT 17.0 CYL 04.0 | AT TORBI 709M DPT 17.0 CYL 04.0 | Standalone | DE0008680 | Indicated for patients with astigmatism of 2.5 dioptre cylinder (DC) and above in at least 1 eye; where correction of astigmatism is considered clinically necessary
Ophthalmic | Intraocular lens replacement | Intraocular lens (IOL) | Monofocal, astigmatism correcting IOL | Carl Zeiss | AT TORBI 709M DPT 17.0 CYL 04.5 | AT TORBI 709M DPT 17.0 CYL 04.5 | Standalone | DE0008680 | Indicated for patients with astigmatism of 2.5 dioptre cylinder (DC) and above in at least 1 eye; where correction of astigmatism is considered clinically necessary
Ophthalmic | Intraocular lens replacement | Intraocular lens (IOL) | Monofocal, astigmatism correcting IOL | Carl Zeiss | AT TORBI 709M DPT 17.0 CYL 05.0 | AT TORBI 709M DPT 17.0 CYL 05.0 | Standalone | DE0008680 | Indicated for patients with astigmatism of 2.5 dioptre cylinder (DC) and above in at least 1 eye; where correction of astigmatism is considered clinically necessary
Ophthalmic | Intraocular lens replacement | Intraocular lens (IOL) | Monofocal, astigmatism correcting IOL | Carl Zeiss | AT TORBI 709M DPT 17.0 CYL 05.5 | AT TORBI 709M DPT 17.0 CYL 05.5 | Standalone | DE0008680 | Indicated for patients with astigmatism of 2.5 dioptre cylinder (DC) and above in at least 1 eye; where correction of astigmatism is considered clinically necessary
Ophthalmic | Intraocular lens replacement | Intraocular lens (IOL) | Monofocal, astigmatism correcting IOL | Carl Zeiss | AT TORBI 709M DPT 17.0 CYL 06.0 | AT TORBI 709M DPT 17.0 CYL 06.0 | Standalone | DE0008680 | Indicated for patients with astigmatism of 2.5 dioptre cylinder (DC) and above in at least 1 eye; where correction of astigmatism is considered clinically necessary
Ophthalmic | Intraocular lens replacement | Intraocular lens (IOL) | Monofocal, astigmatism correcting IOL | Carl Zeiss | AT TORBI 709M DPT 17.5 CYL 01.0 | AT TORBI 709M DPT 17.5 CYL 01.0 | Standalone | DE0008680 | Indicated for patients with astigmatism of 2.5 dioptre cylinder (DC) and above in at least 1 eye; where correction of astigmatism is considered clinically necessary
Ophthalmic | Intraocular lens replacement | Intraocular lens (IOL) | Monofocal, astigmatism correcting IOL | Carl Zeiss | AT TORBI 709M DPT 17.5 CYL 01.5 | AT TORBI 709M DPT 17.5 CYL 01.5 | Standalone | DE0008680 | Indicated for patients with astigmatism of 2.5 dioptre cylinder (DC) and above in at least 1 eye; where correction of astigmatism is considered clinically necessary
Ophthalmic | Intraocular lens replacement | Intraocular lens (IOL) | Monofocal, astigmatism correcting IOL | Carl Zeiss | AT TORBI 709M DPT 17.5 CYL 02.0 | AT TORBI 709M DPT 17.5 CYL 02.0 | Standalone | DE0008680 | Indicated for patients with astigmatism of 2.5 dioptre cylinder (DC) and above in at least 1 eye; where correction of astigmatism is considered clinically necessary
Ophthalmic | Intraocular lens replacement | Intraocular lens (IOL) | Monofocal, astigmatism correcting IOL | Carl Zeiss | AT TORBI 709M DPT 17.5 CYL 02.5 | AT TORBI 709M DPT 17.5 CYL 02.5 | Standalone | DE0008680 | Indicated for patients with astigmatism of 2.5 dioptre cylinder (DC) and above in at least 1 eye; where correction of astigmatism is considered clinically necessary
Ophthalmic | Intraocular lens replacement | Intraocular lens (IOL) | Monofocal, astigmatism correcting IOL | Carl Zeiss | AT TORBI 709M DPT 17.5 CYL 03.0 | AT TORBI 709M DPT 17.5 CYL 03.0 | Standalone | DE0008680 | Indicated for patients with astigmatism of 2.5 dioptre cylinder (DC) and above in at least 1 eye; where correction of astigmatism is considered clinically necessary
Ophthalmic | Intraocular lens replacement | Intraocular lens (IOL) | Monofocal, astigmatism correcting IOL | Carl Zeiss | AT TORBI 709M DPT 17.5 CYL 03.5 | AT TORBI 709M DPT 17.5 CYL 03.5 | Standalone | DE0008680 | Indicated for patients with astigmatism of 2.5 dioptre cylinder (DC) and above in at least 1 eye; where correction of astigmatism is considered clinically necessary
Ophthalmic | Intraocular lens replacement | Intraocular lens (IOL) | Monofocal, astigmatism correcting IOL | Carl Zeiss | AT TORBI 709M DPT 17.5 CYL 04.0 | AT TORBI 709M DPT 17.5 CYL 04.0 | Standalone | DE0008680 | Indicated for patients with astigmatism of 2.5 dioptre cylinder (DC) and above in at least 1 eye; where correction of astigmatism is considered clinically necessary
Ophthalmic | Intraocular lens replacement | Intraocular lens (IOL) | Monofocal, astigmatism correcting IOL | Carl Zeiss | AT TORBI 709M DPT 17.5 CYL 04.5 | AT TORBI 709M DPT 17.5 CYL 04.5 | Standalone | DE0008680 | Indicated for patients with astigmatism of 2.5 dioptre cylinder (DC) and above in at least 1 eye; where correction of astigmatism is considered clinically necessary
Ophthalmic | Intraocular lens replacement | Intraocular lens (IOL) | Monofocal, astigmatism correcting IOL | Carl Zeiss | AT TORBI 709M DPT 17.5 CYL 05.0 | AT TORBI 709M DPT 17.5 CYL 05.0 | Standalone | DE0008680 | Indicated for patients with astigmatism of 2.5 dioptre cylinder (DC) and above in at least 1 eye; where correction of astigmatism is considered clinically necessary
Ophthalmic | Intraocular lens replacement | Intraocular lens (IOL) | Monofocal, astigmatism correcting IOL | Carl Zeiss | AT TORBI 709M DPT 17.5 CYL 05.5 | AT TORBI 709M DPT 17.5 CYL 05.5 | Standalone | DE0008680 | Indicated for patients with astigmatism of 2.5 dioptre cylinder (DC) and above in at least 1 eye; where correction of astigmatism is considered clinically necessary
Ophthalmic | Intraocular lens replacement | Intraocular lens (IOL) | Monofocal, astigmatism correcting IOL | Carl Zeiss | AT TORBI 709M DPT 17.5 CYL 06.0 | AT TORBI 709M DPT 17.5 CYL 06.0 | Standalone | DE0008680 | Indicated for patients with astigmatism of 2.5 dioptre cylinder (DC) and above in at least 1 eye; where correction of astigmatism is considered clinically necessary
Ophthalmic | Intraocular lens replacement | Intraocular lens (IOL) | Monofocal, astigmatism correcting IOL | Carl Zeiss | AT TORBI 709M DPT 18.0 CYL 01.0 | AT TORBI 709M DPT 18.0 CYL 01.0 | Standalone | DE0008680 | Indicated for patients with astigmatism of 2.5 dioptre cylinder (DC) and above in at least 1 eye; where correction of astigmatism is considered clinically necessary
Ophthalmic | Intraocular lens replacement | Intraocular lens (IOL) | Monofocal, astigmatism correcting IOL | Carl Zeiss | AT TORBI 709M DPT 18.0 CYL 01.5 | AT TORBI 709M DPT 18.0 CYL 01.5 | Standalone | DE0008680 | Indicated for patients with astigmatism of 2.5 dioptre cylinder (DC) and above in at least 1 eye; where correction of astigmatism is considered clinically necessary
Ophthalmic | Intraocular lens replacement | Intraocular lens (IOL) | Monofocal, astigmatism correcting IOL | Carl Zeiss | AT TORBI 709M DPT 18.0 CYL 02.0 | AT TORBI 709M DPT 18.0 CYL 02.0 | Standalone | DE0008680 | Indicated for patients with astigmatism of 2.5 dioptre cylinder (DC) and above in at least 1 eye; where correction of astigmatism is considered clinically necessary
Ophthalmic | Intraocular lens replacement | Intraocular lens (IOL) | Monofocal, astigmatism correcting IOL | Carl Zeiss | AT TORBI 709M DPT 18.0 CYL 02.5 | AT TORBI 709M DPT 18.0 CYL 02.5 | Standalone | DE0008680 | Indicated for patients with astigmatism of 2.5 dioptre cylinder (DC) and above in at least 1 eye; where correction of astigmatism is considered clinically necessary
Ophthalmic | Intraocular lens replacement | Intraocular lens (IOL) | Monofocal, astigmatism correcting IOL | Carl Zeiss | AT TORBI 709M DPT 18.0 CYL 03.0 | AT TORBI 709M DPT 18.0 CYL 03.0 | Standalone | DE0008680 | Indicated for patients with astigmatism of 2.5 dioptre cylinder (DC) and above in at least 1 eye; where correction of astigmatism is considered clinically necessary
Ophthalmic | Intraocular lens replacement | Intraocular lens (IOL) | Monofocal, astigmatism correcting IOL | Carl Zeiss | AT TORBI 709M DPT 18.0 CYL 03.5 | AT TORBI 709M DPT 18.0 CYL 03.5 | Standalone | DE0008680 | Indicated for patients with astigmatism of 2.5 dioptre cylinder (DC) and above in at least 1 eye; where correction of astigmatism is considered clinically necessary
Ophthalmic | Intraocular lens replacement | Intraocular lens (IOL) | Monofocal, astigmatism correcting IOL | Carl Zeiss | AT TORBI 709M DPT 18.0 CYL 04.0 | AT TORBI 709M DPT 18.0 CYL 04.0 | Standalone | DE0008680 | Indicated for patients with astigmatism of 2.5 dioptre cylinder (DC) and above in at least 1 eye; where correction of astigmatism is considered clinically necessary
Ophthalmic | Intraocular lens replacement | Intraocular lens (IOL) | Monofocal, astigmatism correcting IOL | Carl Zeiss | AT TORBI 709M DPT 18.0 CYL 04.5 | AT TORBI 709M DPT 18.0 CYL 04.5 | Standalone | DE0008680 | Indicated for patients with astigmatism of 2.5 dioptre cylinder (DC) and above in at least 1 eye; where correction of astigmatism is considered clinically necessary
Ophthalmic | Intraocular lens replacement | Intraocular lens (IOL) | Monofocal, astigmatism correcting IOL | Carl Zeiss | AT TORBI 709M DPT 18.0 CYL 05.0 | AT TORBI 709M DPT 18.0 CYL 05.0 | Standalone | DE0008680 | Indicated for patients with astigmatism of 2.5 dioptre cylinder (DC) and above in at least 1 eye; where correction of astigmatism is considered clinically necessary
Ophthalmic | Intraocular lens replacement | Intraocular lens (IOL) | Monofocal, astigmatism correcting IOL | Carl Zeiss | AT TORBI 709M DPT 18.0 CYL 05.5 | AT TORBI 709M DPT 18.0 CYL 05.5 | Standalone | DE0008680 | Indicated for patients with astigmatism of 2.5 dioptre cylinder (DC) and above in at least 1 eye; where correction of astigmatism is considered clinically necessary
Ophthalmic | Intraocular lens replacement | Intraocular lens (IOL) | Monofocal, astigmatism correcting IOL | Carl Zeiss | AT TORBI 709M DPT 18.0 CYL 06.0 | AT TORBI 709M DPT 18.0 CYL 06.0 | Standalone | DE0008680 | Indicated for patients with astigmatism of 2.5 dioptre cylinder (DC) and above in at least 1 eye; where correction of astigmatism is considered clinically necessary
Ophthalmic | Intraocular lens replacement | Intraocular lens (IOL) | Monofocal, astigmatism correcting IOL | Carl Zeiss | AT TORBI 709M DPT 18.5 CYL 01.0 | AT TORBI 709M DPT 18.5 CYL 01.0 | Standalone | DE0008680 | Indicated for patients with astigmatism of 2.5 dioptre cylinder (DC) and above in at least 1 eye; where correction of astigmatism is considered clinically necessary
Ophthalmic | Intraocular lens replacement | Intraocular lens (IOL) | Monofocal, astigmatism correcting IOL | Carl Zeiss | AT TORBI 709M DPT 18.5 CYL 01.5 | AT TORBI 709M DPT 18.5 CYL 01.5 | Standalone | DE0008680 | Indicated for patients with astigmatism of 2.5 dioptre cylinder (DC) and above in at least 1 eye; where correction of astigmatism is considered clinically necessary
Ophthalmic | Intraocular lens replacement | Intraocular lens (IOL) | Monofocal, astigmatism correcting IOL | Carl Zeiss | AT TORBI 709M DPT 18.5 CYL 02.0 | AT TORBI 709M DPT 18.5 CYL 02.0 | Standalone | DE0008680 | Indicated for patients with astigmatism of 2.5 dioptre cylinder (DC) and above in at least 1 eye; where correction of astigmatism is considered clinically necessary
Ophthalmic | Intraocular lens replacement | Intraocular lens (IOL) | Monofocal, astigmatism correcting IOL | Carl Zeiss | AT TORBI 709M DPT 18.5 CYL 02.5 | AT TORBI 709M DPT 18.5 CYL 02.5 | Standalone | DE0008680 | Indicated for patients with astigmatism of 2.5 dioptre cylinder (DC) and above in at least 1 eye; where correction of astigmatism is considered clinically necessary
Ophthalmic | Intraocular lens replacement | Intraocular lens (IOL) | Monofocal, astigmatism correcting IOL | Carl Zeiss | AT TORBI 709M DPT 18.5 CYL 03.0 | AT TORBI 709M DPT 18.5 CYL 03.0 | Standalone | DE0008680 | Indicated for patients with astigmatism of 2.5 dioptre cylinder (DC) and above in at least 1 eye; where correction of astigmatism is considered clinically necessary
Ophthalmic | Intraocular lens replacement | Intraocular lens (IOL) | Monofocal, astigmatism correcting IOL | Carl Zeiss | AT TORBI 709M DPT 18.5 CYL 03.5 | AT TORBI 709M DPT 18.5 CYL 03.5 | Standalone | DE0008680 | Indicated for patients with astigmatism of 2.5 dioptre cylinder (DC) and above in at least 1 eye; where correction of astigmatism is considered clinically necessary
Ophthalmic | Intraocular lens replacement | Intraocular lens (IOL) | Monofocal, astigmatism correcting IOL | Carl Zeiss | AT TORBI 709M DPT 18.5 CYL 04.0 | AT TORBI 709M DPT 18.5 CYL 04.0 | Standalone | DE0008680 | Indicated for patients with astigmatism of 2.5 dioptre cylinder (DC) and above in at least 1 eye; where correction of astigmatism is considered clinically necessary
Ophthalmic | Intraocular lens replacement | Intraocular lens (IOL) | Monofocal, astigmatism correcting IOL | Carl Zeiss | AT TORBI 709M DPT 18.5 CYL 04.5 | AT TORBI 709M DPT 18.5 CYL 04.5 | Standalone | DE0008680 | Indicated for patients with astigmatism of 2.5 dioptre cylinder (DC) and above in at least 1 eye; where correction of astigmatism is considered clinically necessary
Ophthalmic | Intraocular lens replacement | Intraocular lens (IOL) | Monofocal, astigmatism correcting IOL | Carl Zeiss | AT TORBI 709M DPT 18.5 CYL 05.0 | AT TORBI 709M DPT 18.5 CYL 05.0 | Standalone | DE0008680 | Indicated for patients with astigmatism of 2.5 dioptre cylinder (DC) and above in at least 1 eye; where correction of astigmatism is considered clinically necessary
Ophthalmic | Intraocular lens replacement | Intraocular lens (IOL) | Monofocal, astigmatism correcting IOL | Carl Zeiss | AT TORBI 709M DPT 18.5 CYL 05.5 | AT TORBI 709M DPT 18.5 CYL 05.5 | Standalone | DE0008680 | Indicated for patients with astigmatism of 2.5 dioptre cylinder (DC) and above in at least 1 eye; where correction of astigmatism is considered clinically necessary
Ophthalmic | Intraocular lens replacement | Intraocular lens (IOL) | Monofocal, astigmatism correcting IOL | Carl Zeiss | AT TORBI 709M DPT 18.5 CYL 06.0 | AT TORBI 709M DPT 18.5 CYL 06.0 | Standalone | DE0008680 | Indicated for patients with astigmatism of 2.5 dioptre cylinder (DC) and above in at least 1 eye; where correction of astigmatism is considered clinically necessary
Ophthalmic | Intraocular lens replacement | Intraocular lens (IOL) | Monofocal, astigmatism correcting IOL | Carl Zeiss | AT TORBI 709M DPT 19.0 CYL 01.0 | AT TORBI 709M DPT 19.0 CYL 01.0 | Standalone | DE0008680 | Indicated for patients with astigmatism of 2.5 dioptre cylinder (DC) and above in at least 1 eye; where correction of astigmatism is considered clinically necessary
Ophthalmic | Intraocular lens replacement | Intraocular lens (IOL) | Monofocal, astigmatism correcting IOL | Carl Zeiss | AT TORBI 709M DPT 19.0 CYL 01.5 | AT TORBI 709M DPT 19.0 CYL 01.5 | Standalone | DE0008680 | Indicated for patients with astigmatism of 2.5 dioptre cylinder (DC) and above in at least 1 eye; where correction of astigmatism is considered clinically necessary
Ophthalmic | Intraocular lens replacement | Intraocular lens (IOL) | Monofocal, astigmatism correcting IOL | Carl Zeiss | AT TORBI 709M DPT 19.0 CYL 02.0 | AT TORBI 709M DPT 19.0 CYL 02.0 | Standalone | DE0008680 | Indicated for patients with astigmatism of 2.5 dioptre cylinder (DC) and above in at least 1 eye; where correction of astigmatism is considered clinically necessary
Ophthalmic | Intraocular lens replacement | Intraocular lens (IOL) | Monofocal, astigmatism correcting IOL | Carl Zeiss | AT TORBI 709M DPT 19.0 CYL 02.5 | AT TORBI 709M DPT 19.0 CYL 02.5 | Standalone | DE0008680 | Indicated for patients with astigmatism of 2.5 dioptre cylinder (DC) and above in at least 1 eye; where correction of astigmatism is considered clinically necessary
Ophthalmic | Intraocular lens replacement | Intraocular lens (IOL) | Monofocal, astigmatism correcting IOL | Carl Zeiss | AT TORBI 709M DPT 19.0 CYL 03.0 | AT TORBI 709M DPT 19.0 CYL 03.0 | Standalone | DE0008680 | Indicated for patients with astigmatism of 2.5 dioptre cylinder (DC) and above in at least 1 eye; where correction of astigmatism is considered clinically necessary
Ophthalmic | Intraocular lens replacement | Intraocular lens (IOL) | Monofocal, astigmatism correcting IOL | Carl Zeiss | AT TORBI 709M DPT 19.0 CYL 03.5 | AT TORBI 709M DPT 19.0 CYL 03.5 | Standalone | DE0008680 | Indicated for patients with astigmatism of 2.5 dioptre cylinder (DC) and above in at least 1 eye; where correction of astigmatism is considered clinically necessary
Ophthalmic | Intraocular lens replacement | Intraocular lens (IOL) | Monofocal, astigmatism correcting IOL | Carl Zeiss | AT TORBI 709M DPT 19.0 CYL 04.0 | AT TORBI 709M DPT 19.0 CYL 04.0 | Standalone | DE0008680 | Indicated for patients with astigmatism of 2.5 dioptre cylinder (DC) and above in at least 1 eye; where correction of astigmatism is considered clinically necessary
Ophthalmic | Intraocular lens replacement | Intraocular lens (IOL) | Monofocal, astigmatism correcting IOL | Carl Zeiss | AT TORBI 709M DPT 19.0 CYL 04.5 | AT TORBI 709M DPT 19.0 CYL 04.5 | Standalone | DE0008680 | Indicated for patients with astigmatism of 2.5 dioptre cylinder (DC) and above in at least 1 eye; where correction of astigmatism is considered clinically necessary
Ophthalmic | Intraocular lens replacement | Intraocular lens (IOL) | Monofocal, astigmatism correcting IOL | Carl Zeiss | AT TORBI 709M DPT 19.0 CYL 05.0 | AT TORBI 709M DPT 19.0 CYL 05.0 | Standalone | DE0008680 | Indicated for patients with astigmatism of 2.5 dioptre cylinder (DC) and above in at least 1 eye; where correction of astigmatism is considered clinically necessary
Ophthalmic | Intraocular lens replacement | Intraocular lens (IOL) | Monofocal, astigmatism correcting IOL | Carl Zeiss | AT TORBI 709M DPT 19.0 CYL 05.5 | AT TORBI 709M DPT 19.0 CYL 05.5 | Standalone | DE0008680 | Indicated for patients with astigmatism of 2.5 dioptre cylinder (DC) and above in at least 1 eye; where correction of astigmatism is considered clinically necessary
Ophthalmic | Intraocular lens replacement | Intraocular lens (IOL) | Monofocal, astigmatism correcting IOL | Carl Zeiss | AT TORBI 709M DPT 19.0 CYL 06.0 | AT TORBI 709M DPT 19.0 CYL 06.0 | Standalone | DE0008680 | Indicated for patients with astigmatism of 2.5 dioptre cylinder (DC) and above in at least 1 eye; where correction of astigmatism is considered clinically necessary
Ophthalmic | Intraocular lens replacement | Intraocular lens (IOL) | Monofocal, astigmatism correcting IOL | Carl Zeiss | AT TORBI 709M DPT 19.5 CYL 01.0 | AT TORBI 709M DPT 19.5 CYL 01.0 | Standalone | DE0008680 | Indicated for patients with astigmatism of 2.5 dioptre cylinder (DC) and above in at least 1 eye; where correction of astigmatism is considered clinically necessary
Ophthalmic | Intraocular lens replacement | Intraocular lens (IOL) | Monofocal, astigmatism correcting IOL | Carl Zeiss | AT TORBI 709M DPT 19.5 CYL 01.5 | AT TORBI 709M DPT 19.5 CYL 01.5 | Standalone | DE0008680 | Indicated for patients with astigmatism of 2.5 dioptre cylinder (DC) and above in at least 1 eye; where correction of astigmatism is considered clinically necessary
Ophthalmic | Intraocular lens replacement | Intraocular lens (IOL) | Monofocal, astigmatism correcting IOL | Carl Zeiss | AT TORBI 709M DPT 19.5 CYL 02.0 | AT TORBI 709M DPT 19.5 CYL 02.0 | Standalone | DE0008680 | Indicated for patients with astigmatism of 2.5 dioptre cylinder (DC) and above in at least 1 eye; where correction of astigmatism is considered clinically necessary
Ophthalmic | Intraocular lens replacement | Intraocular lens (IOL) | Monofocal, astigmatism correcting IOL | Carl Zeiss | AT TORBI 709M DPT 19.5 CYL 02.5 | AT TORBI 709M DPT 19.5 CYL 02.5 | Standalone | DE0008680 | Indicated for patients with astigmatism of 2.5 dioptre cylinder (DC) and above in at least 1 eye; where correction of astigmatism is considered clinically necessary
Ophthalmic | Intraocular lens replacement | Intraocular lens (IOL) | Monofocal, astigmatism correcting IOL | Carl Zeiss | AT TORBI 709M DPT 19.5 CYL 03.0 | AT TORBI 709M DPT 19.5 CYL 03.0 | Standalone | DE0008680 | Indicated for patients with astigmatism of 2.5 dioptre cylinder (DC) and above in at least 1 eye; where correction of astigmatism is considered clinically necessary
Ophthalmic | Intraocular lens replacement | Intraocular lens (IOL) | Monofocal, astigmatism correcting IOL | Carl Zeiss | AT TORBI 709M DPT 19.5 CYL 03.5 | AT TORBI 709M DPT 19.5 CYL 03.5 | Standalone | DE0008680 | Indicated for patients with astigmatism of 2.5 dioptre cylinder (DC) and above in at least 1 eye; where correction of astigmatism is considered clinically necessary
Ophthalmic | Intraocular lens replacement | Intraocular lens (IOL) | Monofocal, astigmatism correcting IOL | Carl Zeiss | AT TORBI 709M DPT 19.5 CYL 04.0 | AT TORBI 709M DPT 19.5 CYL 04.0 | Standalone | DE0008680 | Indicated for patients with astigmatism of 2.5 dioptre cylinder (DC) and above in at least 1 eye; where correction of astigmatism is considered clinically necessary
Ophthalmic | Intraocular lens replacement | Intraocular lens (IOL) | Monofocal, astigmatism correcting IOL | Carl Zeiss | AT TORBI 709M DPT 19.5 CYL 04.5 | AT TORBI 709M DPT 19.5 CYL 04.5 | Standalone | DE0008680 | Indicated for patients with astigmatism of 2.5 dioptre cylinder (DC) and above in at least 1 eye; where correction of astigmatism is considered clinically necessary
Ophthalmic | Intraocular lens replacement | Intraocular lens (IOL) | Monofocal, astigmatism correcting IOL | Carl Zeiss | AT TORBI 709M DPT 19.5 CYL 05.0 | AT TORBI 709M DPT 19.5 CYL 05.0 | Standalone | DE0008680 | Indicated for patients with astigmatism of 2.5 dioptre cylinder (DC) and above in at least 1 eye; where correction of astigmatism is considered clinically necessary
Ophthalmic | Intraocular lens replacement | Intraocular lens (IOL) | Monofocal, astigmatism correcting IOL | Carl Zeiss | AT TORBI 709M DPT 19.5 CYL 05.5 | AT TORBI 709M DPT 19.5 CYL 05.5 | Standalone | DE0008680 | Indicated for patients with astigmatism of 2.5 dioptre cylinder (DC) and above in at least 1 eye; where correction of astigmatism is considered clinically necessary
Ophthalmic | Intraocular lens replacement | Intraocular lens (IOL) | Monofocal, astigmatism correcting IOL | Carl Zeiss | AT TORBI 709M DPT 19.5 CYL 06.0 | AT TORBI 709M DPT 19.5 CYL 06.0 | Standalone | DE0008680 | Indicated for patients with astigmatism of 2.5 dioptre cylinder (DC) and above in at least 1 eye; where correction of astigmatism is considered clinically necessary
Ophthalmic | Intraocular lens replacement | Intraocular lens (IOL) | Monofocal, astigmatism correcting IOL | Carl Zeiss | AT TORBI 709M DPT 20.0 CYL 01.0 | AT TORBI 709M DPT 20.0 CYL 01.0 | Standalone | DE0008680 | Indicated for patients with astigmatism of 2.5 dioptre cylinder (DC) and above in at least 1 eye; where correction of astigmatism is considered clinically necessary
Ophthalmic | Intraocular lens replacement | Intraocular lens (IOL) | Monofocal, astigmatism correcting IOL | Carl Zeiss | AT TORBI 709M DPT 20.0 CYL 01.5 | AT TORBI 709M DPT 20.0 CYL 01.5 | Standalone | DE0008680 | Indicated for patients with astigmatism of 2.5 dioptre cylinder (DC) and above in at least 1 eye; where correction of astigmatism is considered clinically necessary
Ophthalmic | Intraocular lens replacement | Intraocular lens (IOL) | Monofocal, astigmatism correcting IOL | Carl Zeiss | AT TORBI 709M DPT 20.0 CYL 02.0 | AT TORBI 709M DPT 20.0 CYL 02.0 | Standalone | DE0008680 | Indicated for patients with astigmatism of 2.5 dioptre cylinder (DC) and above in at least 1 eye; where correction of astigmatism is considered clinically necessary
Ophthalmic | Intraocular lens replacement | Intraocular lens (IOL) | Monofocal, astigmatism correcting IOL | Carl Zeiss | AT TORBI 709M DPT 20.0 CYL 02.5 | AT TORBI 709M DPT 20.0 CYL 02.5 | Standalone | DE0008680 | Indicated for patients with astigmatism of 2.5 dioptre cylinder (DC) and above in at least 1 eye; where correction of astigmatism is considered clinically necessary
Ophthalmic | Intraocular lens replacement | Intraocular lens (IOL) | Monofocal, astigmatism correcting IOL | Carl Zeiss | AT TORBI 709M DPT 20.0 CYL 03.0 | AT TORBI 709M DPT 20.0 CYL 03.0 | Standalone | DE0008680 | Indicated for patients with astigmatism of 2.5 dioptre cylinder (DC) and above in at least 1 eye; where correction of astigmatism is considered clinically necessary
Ophthalmic | Intraocular lens replacement | Intraocular lens (IOL) | Monofocal, astigmatism correcting IOL | Carl Zeiss | AT TORBI 709M DPT 20.0 CYL 03.5 | AT TORBI 709M DPT 20.0 CYL 03.5 | Standalone | DE0008680 | Indicated for patients with astigmatism of 2.5 dioptre cylinder (DC) and above in at least 1 eye; where correction of astigmatism is considered clinically necessary
Ophthalmic | Intraocular lens replacement | Intraocular lens (IOL) | Monofocal, astigmatism correcting IOL | Carl Zeiss | AT TORBI 709M DPT 20.0 CYL 04.0 | AT TORBI 709M DPT 20.0 CYL 04.0 | Standalone | DE0008680 | Indicated for patients with astigmatism of 2.5 dioptre cylinder (DC) and above in at least 1 eye; where correction of astigmatism is considered clinically necessary
Ophthalmic | Intraocular lens replacement | Intraocular lens (IOL) | Monofocal, astigmatism correcting IOL | Carl Zeiss | AT TORBI 709M DPT 20.0 CYL 04.5 | AT TORBI 709M DPT 20.0 CYL 04.5 | Standalone | DE0008680 | Indicated for patients with astigmatism of 2.5 dioptre cylinder (DC) and above in at least 1 eye; where correction of astigmatism is considered clinically necessary
Ophthalmic | Intraocular lens replacement | Intraocular lens (IOL) | Monofocal, astigmatism correcting IOL | Carl Zeiss | AT TORBI 709M DPT 20.0 CYL 05.0 | AT TORBI 709M DPT 20.0 CYL 05.0 | Standalone | DE0008680 | Indicated for patients with astigmatism of 2.5 dioptre cylinder (DC) and above in at least 1 eye; where correction of astigmatism is considered clinically necessary
Ophthalmic | Intraocular lens replacement | Intraocular lens (IOL) | Monofocal, astigmatism correcting IOL | Carl Zeiss | AT TORBI 709M DPT 20.0 CYL 05.5 | AT TORBI 709M DPT 20.0 CYL 05.5 | Standalone | DE0008680 | Indicated for patients with astigmatism of 2.5 dioptre cylinder (DC) and above in at least 1 eye; where correction of astigmatism is considered clinically necessary
Ophthalmic | Intraocular lens replacement | Intraocular lens (IOL) | Monofocal, astigmatism correcting IOL | Carl Zeiss | AT TORBI 709M DPT 20.0 CYL 06.0 | AT TORBI 709M DPT 20.0 CYL 06.0 | Standalone | DE0008680 | Indicated for patients with astigmatism of 2.5 dioptre cylinder (DC) and above in at least 1 eye; where correction of astigmatism is considered clinically necessary
Ophthalmic | Intraocular lens replacement | Intraocular lens (IOL) | Monofocal, astigmatism correcting IOL | Carl Zeiss | AT TORBI 709M DPT 20.5 CYL 01.0 | AT TORBI 709M DPT 20.5 CYL 01.0 | Standalone | DE0008680 | Indicated for patients with astigmatism of 2.5 dioptre cylinder (DC) and above in at least 1 eye; where correction of astigmatism is considered clinically necessary
Ophthalmic | Intraocular lens replacement | Intraocular lens (IOL) | Monofocal, astigmatism correcting IOL | Carl Zeiss | AT TORBI 709M DPT 20.5 CYL 01.5 | AT TORBI 709M DPT 20.5 CYL 01.5 | Standalone | DE0008680 | Indicated for patients with astigmatism of 2.5 dioptre cylinder (DC) and above in at least 1 eye; where correction of astigmatism is considered clinically necessary
Ophthalmic | Intraocular lens replacement | Intraocular lens (IOL) | Monofocal, astigmatism correcting IOL | Carl Zeiss | AT TORBI 709M DPT 20.5 CYL 02.0 | AT TORBI 709M DPT 20.5 CYL 02.0 | Standalone | DE0008680 | Indicated for patients with astigmatism of 2.5 dioptre cylinder (DC) and above in at least 1 eye; where correction of astigmatism is considered clinically necessary
Ophthalmic | Intraocular lens replacement | Intraocular lens (IOL) | Monofocal, astigmatism correcting IOL | Carl Zeiss | AT TORBI 709M DPT 20.5 CYL 02.5 | AT TORBI 709M DPT 20.5 CYL 02.5 | Standalone | DE0008680 | Indicated for patients with astigmatism of 2.5 dioptre cylinder (DC) and above in at least 1 eye; where correction of astigmatism is considered clinically necessary
Ophthalmic | Intraocular lens replacement | Intraocular lens (IOL) | Monofocal, astigmatism correcting IOL | Carl Zeiss | AT TORBI 709M DPT 20.5 CYL 03.0 | AT TORBI 709M DPT 20.5 CYL 03.0 | Standalone | DE0008680 | Indicated for patients with astigmatism of 2.5 dioptre cylinder (DC) and above in at least 1 eye; where correction of astigmatism is considered clinically necessary
Ophthalmic | Intraocular lens replacement | Intraocular lens (IOL) | Monofocal, astigmatism correcting IOL | Carl Zeiss | AT TORBI 709M DPT 20.5 CYL 03.5 | AT TORBI 709M DPT 20.5 CYL 03.5 | Standalone | DE0008680 | Indicated for patients with astigmatism of 2.5 dioptre cylinder (DC) and above in at least 1 eye; where correction of astigmatism is considered clinically necessary
Ophthalmic | Intraocular lens replacement | Intraocular lens (IOL) | Monofocal, astigmatism correcting IOL | Carl Zeiss | AT TORBI 709M DPT 20.5 CYL 04.0 | AT TORBI 709M DPT 20.5 CYL 04.0 | Standalone | DE0008680 | Indicated for patients with astigmatism of 2.5 dioptre cylinder (DC) and above in at least 1 eye; where correction of astigmatism is considered clinically necessary
Ophthalmic | Intraocular lens replacement | Intraocular lens (IOL) | Monofocal, astigmatism correcting IOL | Carl Zeiss | AT TORBI 709M DPT 20.5 CYL 04.5 | AT TORBI 709M DPT 20.5 CYL 04.5 | Standalone | DE0008680 | Indicated for patients with astigmatism of 2.5 dioptre cylinder (DC) and above in at least 1 eye; where correction of astigmatism is considered clinically necessary
Ophthalmic | Intraocular lens replacement | Intraocular lens (IOL) | Monofocal, astigmatism correcting IOL | Carl Zeiss | AT TORBI 709M DPT 20.5 CYL 05.0 | AT TORBI 709M DPT 20.5 CYL 05.0 | Standalone | DE0008680 | Indicated for patients with astigmatism of 2.5 dioptre cylinder (DC) and above in at least 1 eye; where correction of astigmatism is considered clinically necessary
Ophthalmic | Intraocular lens replacement | Intraocular lens (IOL) | Monofocal, astigmatism correcting IOL | Carl Zeiss | AT TORBI 709M DPT 20.5 CYL 05.5 | AT TORBI 709M DPT 20.5 CYL 05.5 | Standalone | DE0008680 | Indicated for patients with astigmatism of 2.5 dioptre cylinder (DC) and above in at least 1 eye; where correction of astigmatism is considered clinically necessary
Ophthalmic | Intraocular lens replacement | Intraocular lens (IOL) | Monofocal, astigmatism correcting IOL | Carl Zeiss | AT TORBI 709M DPT 20.5 CYL 06.0 | AT TORBI 709M DPT 20.5 CYL 06.0 | Standalone | DE0008680 | Indicated for patients with astigmatism of 2.5 dioptre cylinder (DC) and above in at least 1 eye; where correction of astigmatism is considered clinically necessary
Ophthalmic | Intraocular lens replacement | Intraocular lens (IOL) | Monofocal, astigmatism correcting IOL | Carl Zeiss | AT TORBI 709M DPT 21.0 CYL 01.0 | AT TORBI 709M DPT 21.0 CYL 01.0 | Standalone | DE0008680 | Indicated for patients with astigmatism of 2.5 dioptre cylinder (DC) and above in at least 1 eye; where correction of astigmatism is considered clinically necessary
Ophthalmic | Intraocular lens replacement | Intraocular lens (IOL) | Monofocal, astigmatism correcting IOL | Carl Zeiss | AT TORBI 709M DPT 21.0 CYL 01.5 | AT TORBI 709M DPT 21.0 CYL 01.5 | Standalone | DE0008680 | Indicated for patients with astigmatism of 2.5 dioptre cylinder (DC) and above in at least 1 eye; where correction of astigmatism is considered clinically necessary
Ophthalmic | Intraocular lens replacement | Intraocular lens (IOL) | Monofocal, astigmatism correcting IOL | Carl Zeiss | AT TORBI 709M DPT 21.0 CYL 02.0 | AT TORBI 709M DPT 21.0 CYL 02.0 | Standalone | DE0008680 | Indicated for patients with astigmatism of 2.5 dioptre cylinder (DC) and above in at least 1 eye; where correction of astigmatism is considered clinically necessary
Ophthalmic | Intraocular lens replacement | Intraocular lens (IOL) | Monofocal, astigmatism correcting IOL | Carl Zeiss | AT TORBI 709M DPT 21.0 CYL 02.5 | AT TORBI 709M DPT 21.0 CYL 02.5 | Standalone | DE0008680 | Indicated for patients with astigmatism of 2.5 dioptre cylinder (DC) and above in at least 1 eye; where correction of astigmatism is considered clinically necessary
Ophthalmic | Intraocular lens replacement | Intraocular lens (IOL) | Monofocal, astigmatism correcting IOL | Carl Zeiss | AT TORBI 709M DPT 21.0 CYL 03.0 | AT TORBI 709M DPT 21.0 CYL 03.0 | Standalone | DE0008680 | Indicated for patients with astigmatism of 2.5 dioptre cylinder (DC) and above in at least 1 eye; where correction of astigmatism is considered clinically necessary
Ophthalmic | Intraocular lens replacement | Intraocular lens (IOL) | Monofocal, astigmatism correcting IOL | Carl Zeiss | AT TORBI 709M DPT 21.0 CYL 03.5 | AT TORBI 709M DPT 21.0 CYL 03.5 | Standalone | DE0008680 | Indicated for patients with astigmatism of 2.5 dioptre cylinder (DC) and above in at least 1 eye; where correction of astigmatism is considered clinically necessary
Ophthalmic | Intraocular lens replacement | Intraocular lens (IOL) | Monofocal, astigmatism correcting IOL | Carl Zeiss | AT TORBI 709M DPT 21.0 CYL 04.0 | AT TORBI 709M DPT 21.0 CYL 04.0 | Standalone | DE0008680 | Indicated for patients with astigmatism of 2.5 dioptre cylinder (DC) and above in at least 1 eye; where correction of astigmatism is considered clinically necessary
Ophthalmic | Intraocular lens replacement | Intraocular lens (IOL) | Monofocal, astigmatism correcting IOL | Carl Zeiss | AT TORBI 709M DPT 21.0 CYL 04.5 | AT TORBI 709M DPT 21.0 CYL 04.5 | Standalone | DE0008680 | Indicated for patients with astigmatism of 2.5 dioptre cylinder (DC) and above in at least 1 eye; where correction of astigmatism is considered clinically necessary
Ophthalmic | Intraocular lens replacement | Intraocular lens (IOL) | Monofocal, astigmatism correcting IOL | Carl Zeiss | AT TORBI 709M DPT 21.0 CYL 05.0 | AT TORBI 709M DPT 21.0 CYL 05.0 | Standalone | DE0008680 | Indicated for patients with astigmatism of 2.5 dioptre cylinder (DC) and above in at least 1 eye; where correction of astigmatism is considered clinically necessary
Ophthalmic | Intraocular lens replacement | Intraocular lens (IOL) | Monofocal, astigmatism correcting IOL | Carl Zeiss | AT TORBI 709M DPT 21.0 CYL 05.5 | AT TORBI 709M DPT 21.0 CYL 05.5 | Standalone | DE0008680 | Indicated for patients with astigmatism of 2.5 dioptre cylinder (DC) and above in at least 1 eye; where correction of astigmatism is considered clinically necessary
Ophthalmic | Intraocular lens replacement | Intraocular lens (IOL) | Monofocal, astigmatism correcting IOL | Carl Zeiss | AT TORBI 709M DPT 21.0 CYL 06.0 | AT TORBI 709M DPT 21.0 CYL 06.0 | Standalone | DE0008680 | Indicated for patients with astigmatism of 2.5 dioptre cylinder (DC) and above in at least 1 eye; where correction of astigmatism is considered clinically necessary
Ophthalmic | Intraocular lens replacement | Intraocular lens (IOL) | Monofocal, astigmatism correcting IOL | Carl Zeiss | AT TORBI 709M DPT 21.5 CYL 01.0 | AT TORBI 709M DPT 21.5 CYL 01.0 | Standalone | DE0008680 | Indicated for patients with astigmatism of 2.5 dioptre cylinder (DC) and above in at least 1 eye; where correction of astigmatism is considered clinically necessary
Ophthalmic | Intraocular lens replacement | Intraocular lens (IOL) | Monofocal, astigmatism correcting IOL | Carl Zeiss | AT TORBI 709M DPT 21.5 CYL 01.5 | AT TORBI 709M DPT 21.5 CYL 01.5 | Standalone | DE0008680 | Indicated for patients with astigmatism of 2.5 dioptre cylinder (DC) and above in at least 1 eye; where correction of astigmatism is considered clinically necessary
Ophthalmic | Intraocular lens replacement | Intraocular lens (IOL) | Monofocal, astigmatism correcting IOL | Carl Zeiss | AT TORBI 709M DPT 21.5 CYL 02.0 | AT TORBI 709M DPT 21.5 CYL 02.0 | Standalone | DE0008680 | Indicated for patients with astigmatism of 2.5 dioptre cylinder (DC) and above in at least 1 eye; where correction of astigmatism is considered clinically necessary
Ophthalmic | Intraocular lens replacement | Intraocular lens (IOL) | Monofocal, astigmatism correcting IOL | Carl Zeiss | AT TORBI 709M DPT 21.5 CYL 02.5 | AT TORBI 709M DPT 21.5 CYL 02.5 | Standalone | DE0008680 | Indicated for patients with astigmatism of 2.5 dioptre cylinder (DC) and above in at least 1 eye; where correction of astigmatism is considered clinically necessary
Ophthalmic | Intraocular lens replacement | Intraocular lens (IOL) | Monofocal, astigmatism correcting IOL | Carl Zeiss | AT TORBI 709M DPT 21.5 CYL 03.0 | AT TORBI 709M DPT 21.5 CYL 03.0 | Standalone | DE0008680 | Indicated for patients with astigmatism of 2.5 dioptre cylinder (DC) and above in at least 1 eye; where correction of astigmatism is considered clinically necessary
Ophthalmic | Intraocular lens replacement | Intraocular lens (IOL) | Monofocal, astigmatism correcting IOL | Carl Zeiss | AT TORBI 709M DPT 21.5 CYL 03.5 | AT TORBI 709M DPT 21.5 CYL 03.5 | Standalone | DE0008680 | Indicated for patients with astigmatism of 2.5 dioptre cylinder (DC) and above in at least 1 eye; where correction of astigmatism is considered clinically necessary
Ophthalmic | Intraocular lens replacement | Intraocular lens (IOL) | Monofocal, astigmatism correcting IOL | Carl Zeiss | AT TORBI 709M DPT 21.5 CYL 04.0 | AT TORBI 709M DPT 21.5 CYL 04.0 | Standalone | DE0008680 | Indicated for patients with astigmatism of 2.5 dioptre cylinder (DC) and above in at least 1 eye; where correction of astigmatism is considered clinically necessary
Ophthalmic | Intraocular lens replacement | Intraocular lens (IOL) | Monofocal, astigmatism correcting IOL | Carl Zeiss | AT TORBI 709M DPT 21.5 CYL 04.5 | AT TORBI 709M DPT 21.5 CYL 04.5 | Standalone | DE0008680 | Indicated for patients with astigmatism of 2.5 dioptre cylinder (DC) and above in at least 1 eye; where correction of astigmatism is considered clinically necessary
Ophthalmic | Intraocular lens replacement | Intraocular lens (IOL) | Monofocal, astigmatism correcting IOL | Carl Zeiss | AT TORBI 709M DPT 21.5 CYL 05.0 | AT TORBI 709M DPT 21.5 CYL 05.0 | Standalone | DE0008680 | Indicated for patients with astigmatism of 2.5 dioptre cylinder (DC) and above in at least 1 eye; where correction of astigmatism is considered clinically necessary
Ophthalmic | Intraocular lens replacement | Intraocular lens (IOL) | Monofocal, astigmatism correcting IOL | Carl Zeiss | AT TORBI 709M DPT 21.5 CYL 05.5 | AT TORBI 709M DPT 21.5 CYL 05.5 | Standalone | DE0008680 | Indicated for patients with astigmatism of 2.5 dioptre cylinder (DC) and above in at least 1 eye; where correction of astigmatism is considered clinically necessary
Ophthalmic | Intraocular lens replacement | Intraocular lens (IOL) | Monofocal, astigmatism correcting IOL | Carl Zeiss | AT TORBI 709M DPT 21.5 CYL 06.0 | AT TORBI 709M DPT 21.5 CYL 06.0 | Standalone | DE0008680 | Indicated for patients with astigmatism of 2.5 dioptre cylinder (DC) and above in at least 1 eye; where correction of astigmatism is considered clinically necessary
Ophthalmic | Intraocular lens replacement | Intraocular lens (IOL) | Monofocal, astigmatism correcting IOL | Carl Zeiss | AT TORBI 709M DPT 22.0 CYL 01.0 | AT TORBI 709M DPT 22.0 CYL 01.0 | Standalone | DE0008680 | Indicated for patients with astigmatism of 2.5 dioptre cylinder (DC) and above in at least 1 eye; where correction of astigmatism is considered clinically necessary
Ophthalmic | Intraocular lens replacement | Intraocular lens (IOL) | Monofocal, astigmatism correcting IOL | Carl Zeiss | AT TORBI 709M DPT 22.0 CYL 01.5 | AT TORBI 709M DPT 22.0 CYL 01.5 | Standalone | DE0008680 | Indicated for patients with astigmatism of 2.5 dioptre cylinder (DC) and above in at least 1 eye; where correction of astigmatism is considered clinically necessary
Ophthalmic | Intraocular lens replacement | Intraocular lens (IOL) | Monofocal, astigmatism correcting IOL | Carl Zeiss | AT TORBI 709M DPT 22.0 CYL 02.0 | AT TORBI 709M DPT 22.0 CYL 02.0 | Standalone | DE0008680 | Indicated for patients with astigmatism of 2.5 dioptre cylinder (DC) and above in at least 1 eye; where correction of astigmatism is considered clinically necessary
Ophthalmic | Intraocular lens replacement | Intraocular lens (IOL) | Monofocal, astigmatism correcting IOL | Carl Zeiss | AT TORBI 709M DPT 22.0 CYL 02.5 | AT TORBI 709M DPT 22.0 CYL 02.5 | Standalone | DE0008680 | Indicated for patients with astigmatism of 2.5 dioptre cylinder (DC) and above in at least 1 eye; where correction of astigmatism is considered clinically necessary
Ophthalmic | Intraocular lens replacement | Intraocular lens (IOL) | Monofocal, astigmatism correcting IOL | Carl Zeiss | AT TORBI 709M DPT 22.0 CYL 03.0 | AT TORBI 709M DPT 22.0 CYL 03.0 | Standalone | DE0008680 | Indicated for patients with astigmatism of 2.5 dioptre cylinder (DC) and above in at least 1 eye; where correction of astigmatism is considered clinically necessary
Ophthalmic | Intraocular lens replacement | Intraocular lens (IOL) | Monofocal, astigmatism correcting IOL | Carl Zeiss | AT TORBI 709M DPT 22.0 CYL 03.5 | AT TORBI 709M DPT 22.0 CYL 03.5 | Standalone | DE0008680 | Indicated for patients with astigmatism of 2.5 dioptre cylinder (DC) and above in at least 1 eye; where correction of astigmatism is considered clinically necessary
Ophthalmic | Intraocular lens replacement | Intraocular lens (IOL) | Monofocal, astigmatism correcting IOL | Carl Zeiss | AT TORBI 709M DPT 22.0 CYL 04.0 | AT TORBI 709M DPT 22.0 CYL 04.0 | Standalone | DE0008680 | Indicated for patients with astigmatism of 2.5 dioptre cylinder (DC) and above in at least 1 eye; where correction of astigmatism is considered clinically necessary
Ophthalmic | Intraocular lens replacement | Intraocular lens (IOL) | Monofocal, astigmatism correcting IOL | Carl Zeiss | AT TORBI 709M DPT 22.0 CYL 04.5 | AT TORBI 709M DPT 22.0 CYL 04.5 | Standalone | DE0008680 | Indicated for patients with astigmatism of 2.5 dioptre cylinder (DC) and above in at least 1 eye; where correction of astigmatism is considered clinically necessary
Ophthalmic | Intraocular lens replacement | Intraocular lens (IOL) | Monofocal, astigmatism correcting IOL | Carl Zeiss | AT TORBI 709M DPT 22.0 CYL 05.0 | AT TORBI 709M DPT 22.0 CYL 05.0 | Standalone | DE0008680 | Indicated for patients with astigmatism of 2.5 dioptre cylinder (DC) and above in at least 1 eye; where correction of astigmatism is considered clinically necessary
Ophthalmic | Intraocular lens replacement | Intraocular lens (IOL) | Monofocal, astigmatism correcting IOL | Carl Zeiss | AT TORBI 709M DPT 22.0 CYL 05.5 | AT TORBI 709M DPT 22.0 CYL 05.5 | Standalone | DE0008680 | Indicated for patients with astigmatism of 2.5 dioptre cylinder (DC) and above in at least 1 eye; where correction of astigmatism is considered clinically necessary
Ophthalmic | Intraocular lens replacement | Intraocular lens (IOL) | Monofocal, astigmatism correcting IOL | Carl Zeiss | AT TORBI 709M DPT 22.0 CYL 06.0 | AT TORBI 709M DPT 22.0 CYL 06.0 | Standalone | DE0008680 | Indicated for patients with astigmatism of 2.5 dioptre cylinder (DC) and above in at least 1 eye; where correction of astigmatism is considered clinically necessary
Ophthalmic | Intraocular lens replacement | Intraocular lens (IOL) | Monofocal, astigmatism correcting IOL | Carl Zeiss | AT TORBI 709M DPT 22.5 CYL 01.0 | AT TORBI 709M DPT 22.5 CYL 01.0 | Standalone | DE0008680 | Indicated for patients with astigmatism of 2.5 dioptre cylinder (DC) and above in at least 1 eye; where correction of astigmatism is considered clinically necessary
Ophthalmic | Intraocular lens replacement | Intraocular lens (IOL) | Monofocal, astigmatism correcting IOL | Carl Zeiss | AT TORBI 709M DPT 22.5 CYL 01.5 | AT TORBI 709M DPT 22.5 CYL 01.5 | Standalone | DE0008680 | Indicated for patients with astigmatism of 2.5 dioptre cylinder (DC) and above in at least 1 eye; where correction of astigmatism is considered clinically necessary
Ophthalmic | Intraocular lens replacement | Intraocular lens (IOL) | Monofocal, astigmatism correcting IOL | Carl Zeiss | AT TORBI 709M DPT 22.5 CYL 02.0 | AT TORBI 709M DPT 22.5 CYL 02.0 | Standalone | DE0008680 | Indicated for patients with astigmatism of 2.5 dioptre cylinder (DC) and above in at least 1 eye; where correction of astigmatism is considered clinically necessary
Ophthalmic | Intraocular lens replacement | Intraocular lens (IOL) | Monofocal, astigmatism correcting IOL | Carl Zeiss | AT TORBI 709M DPT 22.5 CYL 02.5 | AT TORBI 709M DPT 22.5 CYL 02.5 | Standalone | DE0008680 | Indicated for patients with astigmatism of 2.5 dioptre cylinder (DC) and above in at least 1 eye; where correction of astigmatism is considered clinically necessary
Ophthalmic | Intraocular lens replacement | Intraocular lens (IOL) | Monofocal, astigmatism correcting IOL | Carl Zeiss | AT TORBI 709M DPT 22.5 CYL 03.0 | AT TORBI 709M DPT 22.5 CYL 03.0 | Standalone | DE0008680 | Indicated for patients with astigmatism of 2.5 dioptre cylinder (DC) and above in at least 1 eye; where correction of astigmatism is considered clinically necessary
Ophthalmic | Intraocular lens replacement | Intraocular lens (IOL) | Monofocal, astigmatism correcting IOL | Carl Zeiss | AT TORBI 709M DPT 22.5 CYL 03.5 | AT TORBI 709M DPT 22.5 CYL 03.5 | Standalone | DE0008680 | Indicated for patients with astigmatism of 2.5 dioptre cylinder (DC) and above in at least 1 eye; where correction of astigmatism is considered clinically necessary
Ophthalmic | Intraocular lens replacement | Intraocular lens (IOL) | Monofocal, astigmatism correcting IOL | Carl Zeiss | AT TORBI 709M DPT 22.5 CYL 04.0 | AT TORBI 709M DPT 22.5 CYL 04.0 | Standalone | DE0008680 | Indicated for patients with astigmatism of 2.5 dioptre cylinder (DC) and above in at least 1 eye; where correction of astigmatism is considered clinically necessary
Ophthalmic | Intraocular lens replacement | Intraocular lens (IOL) | Monofocal, astigmatism correcting IOL | Carl Zeiss | AT TORBI 709M DPT 22.5 CYL 04.5 | AT TORBI 709M DPT 22.5 CYL 04.5 | Standalone | DE0008680 | Indicated for patients with astigmatism of 2.5 dioptre cylinder (DC) and above in at least 1 eye; where correction of astigmatism is considered clinically necessary
Ophthalmic | Intraocular lens replacement | Intraocular lens (IOL) | Monofocal, astigmatism correcting IOL | Carl Zeiss | AT TORBI 709M DPT 22.5 CYL 05.0 | AT TORBI 709M DPT 22.5 CYL 05.0 | Standalone | DE0008680 | Indicated for patients with astigmatism of 2.5 dioptre cylinder (DC) and above in at least 1 eye; where correction of astigmatism is considered clinically necessary
Ophthalmic | Intraocular lens replacement | Intraocular lens (IOL) | Monofocal, astigmatism correcting IOL | Carl Zeiss | AT TORBI 709M DPT 22.5 CYL 05.5 | AT TORBI 709M DPT 22.5 CYL 05.5 | Standalone | DE0008680 | Indicated for patients with astigmatism of 2.5 dioptre cylinder (DC) and above in at least 1 eye; where correction of astigmatism is considered clinically necessary
Ophthalmic | Intraocular lens replacement | Intraocular lens (IOL) | Monofocal, astigmatism correcting IOL | Carl Zeiss | AT TORBI 709M DPT 22.5 CYL 06.0 | AT TORBI 709M DPT 22.5 CYL 06.0 | Standalone | DE0008680 | Indicated for patients with astigmatism of 2.5 dioptre cylinder (DC) and above in at least 1 eye; where correction of astigmatism is considered clinically necessary
Ophthalmic | Intraocular lens replacement | Intraocular lens (IOL) | Monofocal, astigmatism correcting IOL | Carl Zeiss | AT TORBI 709M DPT 23.0 CYL 01.0 | AT TORBI 709M DPT 23.0 CYL 01.0 | Standalone | DE0008680 | Indicated for patients with astigmatism of 2.5 dioptre cylinder (DC) and above in at least 1 eye; where correction of astigmatism is considered clinically necessary
Ophthalmic | Intraocular lens replacement | Intraocular lens (IOL) | Monofocal, astigmatism correcting IOL | Carl Zeiss | AT TORBI 709M DPT 23.0 CYL 01.5 | AT TORBI 709M DPT 23.0 CYL 01.5 | Standalone | DE0008680 | Indicated for patients with astigmatism of 2.5 dioptre cylinder (DC) and above in at least 1 eye; where correction of astigmatism is considered clinically necessary
Ophthalmic | Intraocular lens replacement | Intraocular lens (IOL) | Monofocal, astigmatism correcting IOL | Carl Zeiss | AT TORBI 709M DPT 23.0 CYL 02.0 | AT TORBI 709M DPT 23.0 CYL 02.0 | Standalone | DE0008680 | Indicated for patients with astigmatism of 2.5 dioptre cylinder (DC) and above in at least 1 eye; where correction of astigmatism is considered clinically necessary
Ophthalmic | Intraocular lens replacement | Intraocular lens (IOL) | Monofocal, astigmatism correcting IOL | Carl Zeiss | AT TORBI 709M DPT 23.0 CYL 02.5 | AT TORBI 709M DPT 23.0 CYL 02.5 | Standalone | DE0008680 | Indicated for patients with astigmatism of 2.5 dioptre cylinder (DC) and above in at least 1 eye; where correction of astigmatism is considered clinically necessary
Ophthalmic | Intraocular lens replacement | Intraocular lens (IOL) | Monofocal, astigmatism correcting IOL | Carl Zeiss | AT TORBI 709M DPT 23.0 CYL 03.0 | AT TORBI 709M DPT 23.0 CYL 03.0 | Standalone | DE0008680 | Indicated for patients with astigmatism of 2.5 dioptre cylinder (DC) and above in at least 1 eye; where correction of astigmatism is considered clinically necessary
Ophthalmic | Intraocular lens replacement | Intraocular lens (IOL) | Monofocal, astigmatism correcting IOL | Carl Zeiss | AT TORBI 709M DPT 23.0 CYL 03.5 | AT TORBI 709M DPT 23.0 CYL 03.5 | Standalone | DE0008680 | Indicated for patients with astigmatism of 2.5 dioptre cylinder (DC) and above in at least 1 eye; where correction of astigmatism is considered clinically necessary
Ophthalmic | Intraocular lens replacement | Intraocular lens (IOL) | Monofocal, astigmatism correcting IOL | Carl Zeiss | AT TORBI 709M DPT 23.0 CYL 04.0 | AT TORBI 709M DPT 23.0 CYL 04.0 | Standalone | DE0008680 | Indicated for patients with astigmatism of 2.5 dioptre cylinder (DC) and above in at least 1 eye; where correction of astigmatism is considered clinically necessary
Ophthalmic | Intraocular lens replacement | Intraocular lens (IOL) | Monofocal, astigmatism correcting IOL | Carl Zeiss | AT TORBI 709M DPT 23.0 CYL 04.5 | AT TORBI 709M DPT 23.0 CYL 04.5 | Standalone | DE0008680 | Indicated for patients with astigmatism of 2.5 dioptre cylinder (DC) and above in at least 1 eye; where correction of astigmatism is considered clinically necessary
Ophthalmic | Intraocular lens replacement | Intraocular lens (IOL) | Monofocal, astigmatism correcting IOL | Carl Zeiss | AT TORBI 709M DPT 23.0 CYL 05.0 | AT TORBI 709M DPT 23.0 CYL 05.0 | Standalone | DE0008680 | Indicated for patients with astigmatism of 2.5 dioptre cylinder (DC) and above in at least 1 eye; where correction of astigmatism is considered clinically necessary
Ophthalmic | Intraocular lens replacement | Intraocular lens (IOL) | Monofocal, astigmatism correcting IOL | Carl Zeiss | AT TORBI 709M DPT 23.0 CYL 05.5 | AT TORBI 709M DPT 23.0 CYL 05.5 | Standalone | DE0008680 | Indicated for patients with astigmatism of 2.5 dioptre cylinder (DC) and above in at least 1 eye; where correction of astigmatism is considered clinically necessary
Ophthalmic | Intraocular lens replacement | Intraocular lens (IOL) | Monofocal, astigmatism correcting IOL | Carl Zeiss | AT TORBI 709M DPT 23.0 CYL 06.0 | AT TORBI 709M DPT 23.0 CYL 06.0 | Standalone | DE0008680 | Indicated for patients with astigmatism of 2.5 dioptre cylinder (DC) and above in at least 1 eye; where correction of astigmatism is considered clinically necessary
Ophthalmic | Intraocular lens replacement | Intraocular lens (IOL) | Monofocal, astigmatism correcting IOL | Carl Zeiss | AT TORBI 709M DPT 23.5 CYL 01.0 | AT TORBI 709M DPT 23.5 CYL 01.0 | Standalone | DE0008680 | Indicated for patients with astigmatism of 2.5 dioptre cylinder (DC) and above in at least 1 eye; where correction of astigmatism is considered clinically necessary
Ophthalmic | Intraocular lens replacement | Intraocular lens (IOL) | Monofocal, astigmatism correcting IOL | Carl Zeiss | AT TORBI 709M DPT 23.5 CYL 01.5 | AT TORBI 709M DPT 23.5 CYL 01.5 | Standalone | DE0008680 | Indicated for patients with astigmatism of 2.5 dioptre cylinder (DC) and above in at least 1 eye; where correction of astigmatism is considered clinically necessary
Ophthalmic | Intraocular lens replacement | Intraocular lens (IOL) | Monofocal, astigmatism correcting IOL | Carl Zeiss | AT TORBI 709M DPT 23.5 CYL 02.0 | AT TORBI 709M DPT 23.5 CYL 02.0 | Standalone | DE0008680 | Indicated for patients with astigmatism of 2.5 dioptre cylinder (DC) and above in at least 1 eye; where correction of astigmatism is considered clinically necessary
Ophthalmic | Intraocular lens replacement | Intraocular lens (IOL) | Monofocal, astigmatism correcting IOL | Carl Zeiss | AT TORBI 709M DPT 23.5 CYL 02.5 | AT TORBI 709M DPT 23.5 CYL 02.5 | Standalone | DE0008680 | Indicated for patients with astigmatism of 2.5 dioptre cylinder (DC) and above in at least 1 eye; where correction of astigmatism is considered clinically necessary
Ophthalmic | Intraocular lens replacement | Intraocular lens (IOL) | Monofocal, astigmatism correcting IOL | Carl Zeiss | AT TORBI 709M DPT 23.5 CYL 03.0 | AT TORBI 709M DPT 23.5 CYL 03.0 | Standalone | DE0008680 | Indicated for patients with astigmatism of 2.5 dioptre cylinder (DC) and above in at least 1 eye; where correction of astigmatism is considered clinically necessary
Ophthalmic | Intraocular lens replacement | Intraocular lens (IOL) | Monofocal, astigmatism correcting IOL | Carl Zeiss | AT TORBI 709M DPT 23.5 CYL 03.5 | AT TORBI 709M DPT 23.5 CYL 03.5 | Standalone | DE0008680 | Indicated for patients with astigmatism of 2.5 dioptre cylinder (DC) and above in at least 1 eye; where correction of astigmatism is considered clinically necessary
Ophthalmic | Intraocular lens replacement | Intraocular lens (IOL) | Monofocal, astigmatism correcting IOL | Carl Zeiss | AT TORBI 709M DPT 23.5 CYL 04.0 | AT TORBI 709M DPT 23.5 CYL 04.0 | Standalone | DE0008680 | Indicated for patients with astigmatism of 2.5 dioptre cylinder (DC) and above in at least 1 eye; where correction of astigmatism is considered clinically necessary
Ophthalmic | Intraocular lens replacement | Intraocular lens (IOL) | Monofocal, astigmatism correcting IOL | Carl Zeiss | AT TORBI 709M DPT 23.5 CYL 04.5 | AT TORBI 709M DPT 23.5 CYL 04.5 | Standalone | DE0008680 | Indicated for patients with astigmatism of 2.5 dioptre cylinder (DC) and above in at least 1 eye; where correction of astigmatism is considered clinically necessary
Ophthalmic | Intraocular lens replacement | Intraocular lens (IOL) | Monofocal, astigmatism correcting IOL | Carl Zeiss | AT TORBI 709M DPT 23.5 CYL 05.0 | AT TORBI 709M DPT 23.5 CYL 05.0 | Standalone | DE0008680 | Indicated for patients with astigmatism of 2.5 dioptre cylinder (DC) and above in at least 1 eye; where correction of astigmatism is considered clinically necessary
Ophthalmic | Intraocular lens replacement | Intraocular lens (IOL) | Monofocal, astigmatism correcting IOL | Carl Zeiss | AT TORBI 709M DPT 23.5 CYL 05.5 | AT TORBI 709M DPT 23.5 CYL 05.5 | Standalone | DE0008680 | Indicated for patients with astigmatism of 2.5 dioptre cylinder (DC) and above in at least 1 eye; where correction of astigmatism is considered clinically necessary
Ophthalmic | Intraocular lens replacement | Intraocular lens (IOL) | Monofocal, astigmatism correcting IOL | Carl Zeiss | AT TORBI 709M DPT 23.5 CYL 06.0 | AT TORBI 709M DPT 23.5 CYL 06.0 | Standalone | DE0008680 | Indicated for patients with astigmatism of 2.5 dioptre cylinder (DC) and above in at least 1 eye; where correction of astigmatism is considered clinically necessary
Ophthalmic | Intraocular lens replacement | Intraocular lens (IOL) | Monofocal, astigmatism correcting IOL | Carl Zeiss | AT TORBI 709M DPT 24.0 CYL 01.0 | AT TORBI 709M DPT 24.0 CYL 01.0 | Standalone | DE0008680 | Indicated for patients with astigmatism of 2.5 dioptre cylinder (DC) and above in at least 1 eye; where correction of astigmatism is considered clinically necessary
Ophthalmic | Intraocular lens replacement | Intraocular lens (IOL) | Monofocal, astigmatism correcting IOL | Carl Zeiss | AT TORBI 709M DPT 24.0 CYL 01.5 | AT TORBI 709M DPT 24.0 CYL 01.5 | Standalone | DE0008680 | Indicated for patients with astigmatism of 2.5 dioptre cylinder (DC) and above in at least 1 eye; where correction of astigmatism is considered clinically necessary
Ophthalmic | Intraocular lens replacement | Intraocular lens (IOL) | Monofocal, astigmatism correcting IOL | Carl Zeiss | AT TORBI 709M DPT 24.0 CYL 02.0 | AT TORBI 709M DPT 24.0 CYL 02.0 | Standalone | DE0008680 | Indicated for patients with astigmatism of 2.5 dioptre cylinder (DC) and above in at least 1 eye; where correction of astigmatism is considered clinically necessary
Ophthalmic | Intraocular lens replacement | Intraocular lens (IOL) | Monofocal, astigmatism correcting IOL | Carl Zeiss | AT TORBI 709M DPT 24.0 CYL 02.5 | AT TORBI 709M DPT 24.0 CYL 02.5 | Standalone | DE0008680 | Indicated for patients with astigmatism of 2.5 dioptre cylinder (DC) and above in at least 1 eye; where correction of astigmatism is considered clinically necessary
Ophthalmic | Intraocular lens replacement | Intraocular lens (IOL) | Monofocal, astigmatism correcting IOL | Carl Zeiss | AT TORBI 709M DPT 24.0 CYL 03.0 | AT TORBI 709M DPT 24.0 CYL 03.0 | Standalone | DE0008680 | Indicated for patients with astigmatism of 2.5 dioptre cylinder (DC) and above in at least 1 eye; where correction of astigmatism is considered clinically necessary
Ophthalmic | Intraocular lens replacement | Intraocular lens (IOL) | Monofocal, astigmatism correcting IOL | Carl Zeiss | AT TORBI 709M DPT 24.0 CYL 03.5 | AT TORBI 709M DPT 24.0 CYL 03.5 | Standalone | DE0008680 | Indicated for patients with astigmatism of 2.5 dioptre cylinder (DC) and above in at least 1 eye; where correction of astigmatism is considered clinically necessary
Ophthalmic | Intraocular lens replacement | Intraocular lens (IOL) | Monofocal, astigmatism correcting IOL | Carl Zeiss | AT TORBI 709M DPT 24.0 CYL 04.0 | AT TORBI 709M DPT 24.0 CYL 04.0 | Standalone | DE0008680 | Indicated for patients with astigmatism of 2.5 dioptre cylinder (DC) and above in at least 1 eye; where correction of astigmatism is considered clinically necessary
Ophthalmic | Intraocular lens replacement | Intraocular lens (IOL) | Monofocal, astigmatism correcting IOL | Carl Zeiss | AT TORBI 709M DPT 24.0 CYL 04.5 | AT TORBI 709M DPT 24.0 CYL 04.5 | Standalone | DE0008680 | Indicated for patients with astigmatism of 2.5 dioptre cylinder (DC) and above in at least 1 eye; where correction of astigmatism is considered clinically necessary
Ophthalmic | Intraocular lens replacement | Intraocular lens (IOL) | Monofocal, astigmatism correcting IOL | Carl Zeiss | AT TORBI 709M DPT 24.0 CYL 05.0 | AT TORBI 709M DPT 24.0 CYL 05.0 | Standalone | DE0008680 | Indicated for patients with astigmatism of 2.5 dioptre cylinder (DC) and above in at least 1 eye; where correction of astigmatism is considered clinically necessary
Ophthalmic | Intraocular lens replacement | Intraocular lens (IOL) | Monofocal, astigmatism correcting IOL | Carl Zeiss | AT TORBI 709M DPT 24.0 CYL 05.5 | AT TORBI 709M DPT 24.0 CYL 05.5 | Standalone | DE0008680 | Indicated for patients with astigmatism of 2.5 dioptre cylinder (DC) and above in at least 1 eye; where correction of astigmatism is considered clinically necessary
Ophthalmic | Intraocular lens replacement | Intraocular lens (IOL) | Monofocal, astigmatism correcting IOL | Carl Zeiss | AT TORBI 709M DPT 24.0 CYL 06.0 | AT TORBI 709M DPT 24.0 CYL 06.0 | Standalone | DE0008680 | Indicated for patients with astigmatism of 2.5 dioptre cylinder (DC) and above in at least 1 eye; where correction of astigmatism is considered clinically necessary
Ophthalmic | Intraocular lens replacement | Intraocular lens (IOL) | Monofocal, astigmatism correcting IOL | Carl Zeiss | AT TORBI 709M DPT 24.5 CYL 01.0 | AT TORBI 709M DPT 24.5 CYL 01.0 | Standalone | DE0008680 | Indicated for patients with astigmatism of 2.5 dioptre cylinder (DC) and above in at least 1 eye; where correction of astigmatism is considered clinically necessary
Ophthalmic | Intraocular lens replacement | Intraocular lens (IOL) | Monofocal, astigmatism correcting IOL | Carl Zeiss | AT TORBI 709M DPT 24.5 CYL 01.5 | AT TORBI 709M DPT 24.5 CYL 01.5 | Standalone | DE0008680 | Indicated for patients with astigmatism of 2.5 dioptre cylinder (DC) and above in at least 1 eye; where correction of astigmatism is considered clinically necessary
Ophthalmic | Intraocular lens replacement | Intraocular lens (IOL) | Monofocal, astigmatism correcting IOL | Carl Zeiss | AT TORBI 709M DPT 24.5 CYL 02.0 | AT TORBI 709M DPT 24.5 CYL 02.0 | Standalone | DE0008680 | Indicated for patients with astigmatism of 2.5 dioptre cylinder (DC) and above in at least 1 eye; where correction of astigmatism is considered clinically necessary
Ophthalmic | Intraocular lens replacement | Intraocular lens (IOL) | Monofocal, astigmatism correcting IOL | Carl Zeiss | AT TORBI 709M DPT 24.5 CYL 02.5 | AT TORBI 709M DPT 24.5 CYL 02.5 | Standalone | DE0008680 | Indicated for patients with astigmatism of 2.5 dioptre cylinder (DC) and above in at least 1 eye; where correction of astigmatism is considered clinically necessary
Ophthalmic | Intraocular lens replacement | Intraocular lens (IOL) | Monofocal, astigmatism correcting IOL | Carl Zeiss | AT TORBI 709M DPT 24.5 CYL 03.0 | AT TORBI 709M DPT 24.5 CYL 03.0 | Standalone | DE0008680 | Indicated for patients with astigmatism of 2.5 dioptre cylinder (DC) and above in at least 1 eye; where correction of astigmatism is considered clinically necessary
Ophthalmic | Intraocular lens replacement | Intraocular lens (IOL) | Monofocal, astigmatism correcting IOL | Carl Zeiss | AT TORBI 709M DPT 24.5 CYL 03.5 | AT TORBI 709M DPT 24.5 CYL 03.5 | Standalone | DE0008680 | Indicated for patients with astigmatism of 2.5 dioptre cylinder (DC) and above in at least 1 eye; where correction of astigmatism is considered clinically necessary
Ophthalmic | Intraocular lens replacement | Intraocular lens (IOL) | Monofocal, astigmatism correcting IOL | Carl Zeiss | AT TORBI 709M DPT 24.5 CYL 04.0 | AT TORBI 709M DPT 24.5 CYL 04.0 | Standalone | DE0008680 | Indicated for patients with astigmatism of 2.5 dioptre cylinder (DC) and above in at least 1 eye; where correction of astigmatism is considered clinically necessary
Ophthalmic | Intraocular lens replacement | Intraocular lens (IOL) | Monofocal, astigmatism correcting IOL | Carl Zeiss | AT TORBI 709M DPT 24.5 CYL 04.5 | AT TORBI 709M DPT 24.5 CYL 04.5 | Standalone | DE0008680 | Indicated for patients with astigmatism of 2.5 dioptre cylinder (DC) and above in at least 1 eye; where correction of astigmatism is considered clinically necessary
Ophthalmic | Intraocular lens replacement | Intraocular lens (IOL) | Monofocal, astigmatism correcting IOL | Carl Zeiss | AT TORBI 709M DPT 24.5 CYL 05.0 | AT TORBI 709M DPT 24.5 CYL 05.0 | Standalone | DE0008680 | Indicated for patients with astigmatism of 2.5 dioptre cylinder (DC) and above in at least 1 eye; where correction of astigmatism is considered clinically necessary
Ophthalmic | Intraocular lens replacement | Intraocular lens (IOL) | Monofocal, astigmatism correcting IOL | Carl Zeiss | AT TORBI 709M DPT 24.5 CYL 05.5 | AT TORBI 709M DPT 24.5 CYL 05.5 | Standalone | DE0008680 | Indicated for patients with astigmatism of 2.5 dioptre cylinder (DC) and above in at least 1 eye; where correction of astigmatism is considered clinically necessary
Ophthalmic | Intraocular lens replacement | Intraocular lens (IOL) | Monofocal, astigmatism correcting IOL | Carl Zeiss | AT TORBI 709M DPT 24.5 CYL 06.0 | AT TORBI 709M DPT 24.5 CYL 06.0 | Standalone | DE0008680 | Indicated for patients with astigmatism of 2.5 dioptre cylinder (DC) and above in at least 1 eye; where correction of astigmatism is considered clinically necessary
Ophthalmic | Intraocular lens replacement | Intraocular lens (IOL) | Monofocal, astigmatism correcting IOL | Carl Zeiss | AT TORBI 709M DPT 25.0 CYL 01.0 | AT TORBI 709M DPT 25.0 CYL 01.0 | Standalone | DE0008680 | Indicated for patients with astigmatism of 2.5 dioptre cylinder (DC) and above in at least 1 eye; where correction of astigmatism is considered clinically necessary
Ophthalmic | Intraocular lens replacement | Intraocular lens (IOL) | Monofocal, astigmatism correcting IOL | Carl Zeiss | AT TORBI 709M DPT 25.0 CYL 01.5 | AT TORBI 709M DPT 25.0 CYL 01.5 | Standalone | DE0008680 | Indicated for patients with astigmatism of 2.5 dioptre cylinder (DC) and above in at least 1 eye; where correction of astigmatism is considered clinically necessary
Ophthalmic | Intraocular lens replacement | Intraocular lens (IOL) | Monofocal, astigmatism correcting IOL | Carl Zeiss | AT TORBI 709M DPT 25.0 CYL 02.0 | AT TORBI 709M DPT 25.0 CYL 02.0 | Standalone | DE0008680 | Indicated for patients with astigmatism of 2.5 dioptre cylinder (DC) and above in at least 1 eye; where correction of astigmatism is considered clinically necessary
Ophthalmic | Intraocular lens replacement | Intraocular lens (IOL) | Monofocal, astigmatism correcting IOL | Carl Zeiss | AT TORBI 709M DPT 25.0 CYL 02.5 | AT TORBI 709M DPT 25.0 CYL 02.5 | Standalone | DE0008680 | Indicated for patients with astigmatism of 2.5 dioptre cylinder (DC) and above in at least 1 eye; where correction of astigmatism is considered clinically necessary
Ophthalmic | Intraocular lens replacement | Intraocular lens (IOL) | Monofocal, astigmatism correcting IOL | Carl Zeiss | AT TORBI 709M DPT 25.0 CYL 03.0 | AT TORBI 709M DPT 25.0 CYL 03.0 | Standalone | DE0008680 | Indicated for patients with astigmatism of 2.5 dioptre cylinder (DC) and above in at least 1 eye; where correction of astigmatism is considered clinically necessary
Ophthalmic | Intraocular lens replacement | Intraocular lens (IOL) | Monofocal, astigmatism correcting IOL | Carl Zeiss | AT TORBI 709M DPT 25.0 CYL 03.5 | AT TORBI 709M DPT 25.0 CYL 03.5 | Standalone | DE0008680 | Indicated for patients with astigmatism of 2.5 dioptre cylinder (DC) and above in at least 1 eye; where correction of astigmatism is considered clinically necessary
Ophthalmic | Intraocular lens replacement | Intraocular lens (IOL) | Monofocal, astigmatism correcting IOL | Carl Zeiss | AT TORBI 709M DPT 25.0 CYL 04.0 | AT TORBI 709M DPT 25.0 CYL 04.0 | Standalone | DE0008680 | Indicated for patients with astigmatism of 2.5 dioptre cylinder (DC) and above in at least 1 eye; where correction of astigmatism is considered clinically necessary
Ophthalmic | Intraocular lens replacement | Intraocular lens (IOL) | Monofocal, astigmatism correcting IOL | Carl Zeiss | AT TORBI 709M DPT 25.0 CYL 04.5 | AT TORBI 709M DPT 25.0 CYL 04.5 | Standalone | DE0008680 | Indicated for patients with astigmatism of 2.5 dioptre cylinder (DC) and above in at least 1 eye; where correction of astigmatism is considered clinically necessary
Ophthalmic | Intraocular lens replacement | Intraocular lens (IOL) | Monofocal, astigmatism correcting IOL | Carl Zeiss | AT TORBI 709M DPT 25.0 CYL 05.0 | AT TORBI 709M DPT 25.0 CYL 05.0 | Standalone | DE0008680 | Indicated for patients with astigmatism of 2.5 dioptre cylinder (DC) and above in at least 1 eye; where correction of astigmatism is considered clinically necessary
Ophthalmic | Intraocular lens replacement | Intraocular lens (IOL) | Monofocal, astigmatism correcting IOL | Carl Zeiss | AT TORBI 709M DPT 25.0 CYL 05.5 | AT TORBI 709M DPT 25.0 CYL 05.5 | Standalone | DE0008680 | Indicated for patients with astigmatism of 2.5 dioptre cylinder (DC) and above in at least 1 eye; where correction of astigmatism is considered clinically necessary
Ophthalmic | Intraocular lens replacement | Intraocular lens (IOL) | Monofocal, astigmatism correcting IOL | Carl Zeiss | AT TORBI 709M DPT 25.0 CYL 06.0 | AT TORBI 709M DPT 25.0 CYL 06.0 | Standalone | DE0008680 | Indicated for patients with astigmatism of 2.5 dioptre cylinder (DC) and above in at least 1 eye; where correction of astigmatism is considered clinically necessary
Ophthalmic | Intraocular lens replacement | Intraocular lens (IOL) | Monofocal, astigmatism correcting IOL | Carl Zeiss | AT TORBI 709M DPT 25.5 CYL 01.0 | AT TORBI 709M DPT 25.5 CYL 01.0 | Standalone | DE0008680 | Indicated for patients with astigmatism of 2.5 dioptre cylinder (DC) and above in at least 1 eye; where correction of astigmatism is considered clinically necessary
Ophthalmic | Intraocular lens replacement | Intraocular lens (IOL) | Monofocal, astigmatism correcting IOL | Carl Zeiss | AT TORBI 709M DPT 25.5 CYL 01.5 | AT TORBI 709M DPT 25.5 CYL 01.5 | Standalone | DE0008680 | Indicated for patients with astigmatism of 2.5 dioptre cylinder (DC) and above in at least 1 eye; where correction of astigmatism is considered clinically necessary
Ophthalmic | Intraocular lens replacement | Intraocular lens (IOL) | Monofocal, astigmatism correcting IOL | Carl Zeiss | AT TORBI 709M DPT 25.5 CYL 02.0 | AT TORBI 709M DPT 25.5 CYL 02.0 | Standalone | DE0008680 | Indicated for patients with astigmatism of 2.5 dioptre cylinder (DC) and above in at least 1 eye; where correction of astigmatism is considered clinically necessary
Ophthalmic | Intraocular lens replacement | Intraocular lens (IOL) | Monofocal, astigmatism correcting IOL | Carl Zeiss | AT TORBI 709M DPT 25.5 CYL 02.5 | AT TORBI 709M DPT 25.5 CYL 02.5 | Standalone | DE0008680 | Indicated for patients with astigmatism of 2.5 dioptre cylinder (DC) and above in at least 1 eye; where correction of astigmatism is considered clinically necessary
Ophthalmic | Intraocular lens replacement | Intraocular lens (IOL) | Monofocal, astigmatism correcting IOL | Carl Zeiss | AT TORBI 709M DPT 25.5 CYL 03.0 | AT TORBI 709M DPT 25.5 CYL 03.0 | Standalone | DE0008680 | Indicated for patients with astigmatism of 2.5 dioptre cylinder (DC) and above in at least 1 eye; where correction of astigmatism is considered clinically necessary
Ophthalmic | Intraocular lens replacement | Intraocular lens (IOL) | Monofocal, astigmatism correcting IOL | Carl Zeiss | AT TORBI 709M DPT 25.5 CYL 03.5 | AT TORBI 709M DPT 25.5 CYL 03.5 | Standalone | DE0008680 | Indicated for patients with astigmatism of 2.5 dioptre cylinder (DC) and above in at least 1 eye; where correction of astigmatism is considered clinically necessary
Ophthalmic | Intraocular lens replacement | Intraocular lens (IOL) | Monofocal, astigmatism correcting IOL | Carl Zeiss | AT TORBI 709M DPT 25.5 CYL 04.0 | AT TORBI 709M DPT 25.5 CYL 04.0 | Standalone | DE0008680 | Indicated for patients with astigmatism of 2.5 dioptre cylinder (DC) and above in at least 1 eye; where correction of astigmatism is considered clinically necessary
Ophthalmic | Intraocular lens replacement | Intraocular lens (IOL) | Monofocal, astigmatism correcting IOL | Carl Zeiss | AT TORBI 709M DPT 25.5 CYL 04.5 | AT TORBI 709M DPT 25.5 CYL 04.5 | Standalone | DE0008680 | Indicated for patients with astigmatism of 2.5 dioptre cylinder (DC) and above in at least 1 eye; where correction of astigmatism is considered clinically necessary
Ophthalmic | Intraocular lens replacement | Intraocular lens (IOL) | Monofocal, astigmatism correcting IOL | Carl Zeiss | AT TORBI 709M DPT 25.5 CYL 05.0 | AT TORBI 709M DPT 25.5 CYL 05.0 | Standalone | DE0008680 | Indicated for patients with astigmatism of 2.5 dioptre cylinder (DC) and above in at least 1 eye; where correction of astigmatism is considered clinically necessary
Ophthalmic | Intraocular lens replacement | Intraocular lens (IOL) | Monofocal, astigmatism correcting IOL | Carl Zeiss | AT TORBI 709M DPT 25.5 CYL 05.5 | AT TORBI 709M DPT 25.5 CYL 05.5 | Standalone | DE0008680 | Indicated for patients with astigmatism of 2.5 dioptre cylinder (DC) and above in at least 1 eye; where correction of astigmatism is considered clinically necessary
Ophthalmic | Intraocular lens replacement | Intraocular lens (IOL) | Monofocal, astigmatism correcting IOL | Carl Zeiss | AT TORBI 709M DPT 25.5 CYL 06.0 | AT TORBI 709M DPT 25.5 CYL 06.0 | Standalone | DE0008680 | Indicated for patients with astigmatism of 2.5 dioptre cylinder (DC) and above in at least 1 eye; where correction of astigmatism is considered clinically necessary
Ophthalmic | Intraocular lens replacement | Intraocular lens (IOL) | Monofocal, astigmatism correcting IOL | Carl Zeiss | AT TORBI 709M DPT 26.0 CYL 01.0 | AT TORBI 709M DPT 26.0 CYL 01.0 | Standalone | DE0008680 | Indicated for patients with astigmatism of 2.5 dioptre cylinder (DC) and above in at least 1 eye; where correction of astigmatism is considered clinically necessary
Ophthalmic | Intraocular lens replacement | Intraocular lens (IOL) | Monofocal, astigmatism correcting IOL | Carl Zeiss | AT TORBI 709M DPT 26.0 CYL 01.5 | AT TORBI 709M DPT 26.0 CYL 01.5 | Standalone | DE0008680 | Indicated for patients with astigmatism of 2.5 dioptre cylinder (DC) and above in at least 1 eye; where correction of astigmatism is considered clinically necessary
Ophthalmic | Intraocular lens replacement | Intraocular lens (IOL) | Monofocal, astigmatism correcting IOL | Carl Zeiss | AT TORBI 709M DPT 26.0 CYL 02.0 | AT TORBI 709M DPT 26.0 CYL 02.0 | Standalone | DE0008680 | Indicated for patients with astigmatism of 2.5 dioptre cylinder (DC) and above in at least 1 eye; where correction of astigmatism is considered clinically necessary
Ophthalmic | Intraocular lens replacement | Intraocular lens (IOL) | Monofocal, astigmatism correcting IOL | Carl Zeiss | AT TORBI 709M DPT 26.0 CYL 02.5 | AT TORBI 709M DPT 26.0 CYL 02.5 | Standalone | DE0008680 | Indicated for patients with astigmatism of 2.5 dioptre cylinder (DC) and above in at least 1 eye; where correction of astigmatism is considered clinically necessary
Ophthalmic | Intraocular lens replacement | Intraocular lens (IOL) | Monofocal, astigmatism correcting IOL | Carl Zeiss | AT TORBI 709M DPT 26.0 CYL 03.0 | AT TORBI 709M DPT 26.0 CYL 03.0 | Standalone | DE0008680 | Indicated for patients with astigmatism of 2.5 dioptre cylinder (DC) and above in at least 1 eye; where correction of astigmatism is considered clinically necessary
Ophthalmic | Intraocular lens replacement | Intraocular lens (IOL) | Monofocal, astigmatism correcting IOL | Carl Zeiss | AT TORBI 709M DPT 26.0 CYL 03.5 | AT TORBI 709M DPT 26.0 CYL 03.5 | Standalone | DE0008680 | Indicated for patients with astigmatism of 2.5 dioptre cylinder (DC) and above in at least 1 eye; where correction of astigmatism is considered clinically necessary
Ophthalmic | Intraocular lens replacement | Intraocular lens (IOL) | Monofocal, astigmatism correcting IOL | Carl Zeiss | AT TORBI 709M DPT 26.0 CYL 04.0 | AT TORBI 709M DPT 26.0 CYL 04.0 | Standalone | DE0008680 | Indicated for patients with astigmatism of 2.5 dioptre cylinder (DC) and above in at least 1 eye; where correction of astigmatism is considered clinically necessary
Ophthalmic | Intraocular lens replacement | Intraocular lens (IOL) | Monofocal, astigmatism correcting IOL | Carl Zeiss | AT TORBI 709M DPT 26.0 CYL 04.5 | AT TORBI 709M DPT 26.0 CYL 04.5 | Standalone | DE0008680 | Indicated for patients with astigmatism of 2.5 dioptre cylinder (DC) and above in at least 1 eye; where correction of astigmatism is considered clinically necessary
Ophthalmic | Intraocular lens replacement | Intraocular lens (IOL) | Monofocal, astigmatism correcting IOL | Carl Zeiss | AT TORBI 709M DPT 26.0 CYL 05.0 | AT TORBI 709M DPT 26.0 CYL 05.0 | Standalone | DE0008680 | Indicated for patients with astigmatism of 2.5 dioptre cylinder (DC) and above in at least 1 eye; where correction of astigmatism is considered clinically necessary
Ophthalmic | Intraocular lens replacement | Intraocular lens (IOL) | Monofocal, astigmatism correcting IOL | Carl Zeiss | AT TORBI 709M DPT 26.0 CYL 05.5 | AT TORBI 709M DPT 26.0 CYL 05.5 | Standalone | DE0008680 | Indicated for patients with astigmatism of 2.5 dioptre cylinder (DC) and above in at least 1 eye; where correction of astigmatism is considered clinically necessary
Ophthalmic | Intraocular lens replacement | Intraocular lens (IOL) | Monofocal, astigmatism correcting IOL | Carl Zeiss | AT TORBI 709M DPT 26.0 CYL 06.0 | AT TORBI 709M DPT 26.0 CYL 06.0 | Standalone | DE0008680 | Indicated for patients with astigmatism of 2.5 dioptre cylinder (DC) and above in at least 1 eye; where correction of astigmatism is considered clinically necessary
Ophthalmic | Intraocular lens replacement | Intraocular lens (IOL) | Monofocal, astigmatism correcting IOL | Carl Zeiss | AT TORBI 709M DPT 26.5 CYL 01.0 | AT TORBI 709M DPT 26.5 CYL 01.0 | Standalone | DE0008680 | Indicated for patients with astigmatism of 2.5 dioptre cylinder (DC) and above in at least 1 eye; where correction of astigmatism is considered clinically necessary
Ophthalmic | Intraocular lens replacement | Intraocular lens (IOL) | Monofocal, astigmatism correcting IOL | Carl Zeiss | AT TORBI 709M DPT 26.5 CYL 01.5 | AT TORBI 709M DPT 26.5 CYL 01.5 | Standalone | DE0008680 | Indicated for patients with astigmatism of 2.5 dioptre cylinder (DC) and above in at least 1 eye; where correction of astigmatism is considered clinically necessary
Ophthalmic | Intraocular lens replacement | Intraocular lens (IOL) | Monofocal, astigmatism correcting IOL | Carl Zeiss | AT TORBI 709M DPT 26.5 CYL 02.0 | AT TORBI 709M DPT 26.5 CYL 02.0 | Standalone | DE0008680 | Indicated for patients with astigmatism of 2.5 dioptre cylinder (DC) and above in at least 1 eye; where correction of astigmatism is considered clinically necessary
Ophthalmic | Intraocular lens replacement | Intraocular lens (IOL) | Monofocal, astigmatism correcting IOL | Carl Zeiss | AT TORBI 709M DPT 26.5 CYL 02.5 | AT TORBI 709M DPT 26.5 CYL 02.5 | Standalone | DE0008680 | Indicated for patients with astigmatism of 2.5 dioptre cylinder (DC) and above in at least 1 eye; where correction of astigmatism is considered clinically necessary
Ophthalmic | Intraocular lens replacement | Intraocular lens (IOL) | Monofocal, astigmatism correcting IOL | Carl Zeiss | AT TORBI 709M DPT 26.5 CYL 03.0 | AT TORBI 709M DPT 26.5 CYL 03.0 | Standalone | DE0008680 | Indicated for patients with astigmatism of 2.5 dioptre cylinder (DC) and above in at least 1 eye; where correction of astigmatism is considered clinically necessary
Ophthalmic | Intraocular lens replacement | Intraocular lens (IOL) | Monofocal, astigmatism correcting IOL | Carl Zeiss | AT TORBI 709M DPT 26.5 CYL 03.5 | AT TORBI 709M DPT 26.5 CYL 03.5 | Standalone | DE0008680 | Indicated for patients with astigmatism of 2.5 dioptre cylinder (DC) and above in at least 1 eye; where correction of astigmatism is considered clinically necessary
Ophthalmic | Intraocular lens replacement | Intraocular lens (IOL) | Monofocal, astigmatism correcting IOL | Carl Zeiss | AT TORBI 709M DPT 26.5 CYL 04.0 | AT TORBI 709M DPT 26.5 CYL 04.0 | Standalone | DE0008680 | Indicated for patients with astigmatism of 2.5 dioptre cylinder (DC) and above in at least 1 eye; where correction of astigmatism is considered clinically necessary
Ophthalmic | Intraocular lens replacement | Intraocular lens (IOL) | Monofocal, astigmatism correcting IOL | Carl Zeiss | AT TORBI 709M DPT 26.5 CYL 04.5 | AT TORBI 709M DPT 26.5 CYL 04.5 | Standalone | DE0008680 | Indicated for patients with astigmatism of 2.5 dioptre cylinder (DC) and above in at least 1 eye; where correction of astigmatism is considered clinically necessary
Ophthalmic | Intraocular lens replacement | Intraocular lens (IOL) | Monofocal, astigmatism correcting IOL | Carl Zeiss | AT TORBI 709M DPT 26.5 CYL 05.0 | AT TORBI 709M DPT 26.5 CYL 05.0 | Standalone | DE0008680 | Indicated for patients with astigmatism of 2.5 dioptre cylinder (DC) and above in at least 1 eye; where correction of astigmatism is considered clinically necessary
Ophthalmic | Intraocular lens replacement | Intraocular lens (IOL) | Monofocal, astigmatism correcting IOL | Carl Zeiss | AT TORBI 709M DPT 26.5 CYL 05.5 | AT TORBI 709M DPT 26.5 CYL 05.5 | Standalone | DE0008680 | Indicated for patients with astigmatism of 2.5 dioptre cylinder (DC) and above in at least 1 eye; where correction of astigmatism is considered clinically necessary
Ophthalmic | Intraocular lens replacement | Intraocular lens (IOL) | Monofocal, astigmatism correcting IOL | Carl Zeiss | AT TORBI 709M DPT 26.5 CYL 06.0 | AT TORBI 709M DPT 26.5 CYL 06.0 | Standalone | DE0008680 | Indicated for patients with astigmatism of 2.5 dioptre cylinder (DC) and above in at least 1 eye; where correction of astigmatism is considered clinically necessary
Ophthalmic | Intraocular lens replacement | Intraocular lens (IOL) | Monofocal, astigmatism correcting IOL | Carl Zeiss | AT TORBI 709M DPT 27.0 CYL 01.0 | AT TORBI 709M DPT 27.0 CYL 01.0 | Standalone | DE0008680 | Indicated for patients with astigmatism of 2.5 dioptre cylinder (DC) and above in at least 1 eye; where correction of astigmatism is considered clinically necessary
Ophthalmic | Intraocular lens replacement | Intraocular lens (IOL) | Monofocal, astigmatism correcting IOL | Carl Zeiss | AT TORBI 709M DPT 27.0 CYL 01.5 | AT TORBI 709M DPT 27.0 CYL 01.5 | Standalone | DE0008680 | Indicated for patients with astigmatism of 2.5 dioptre cylinder (DC) and above in at least 1 eye; where correction of astigmatism is considered clinically necessary
Ophthalmic | Intraocular lens replacement | Intraocular lens (IOL) | Monofocal, astigmatism correcting IOL | Carl Zeiss | AT TORBI 709M DPT 27.0 CYL 02.0 | AT TORBI 709M DPT 27.0 CYL 02.0 | Standalone | DE0008680 | Indicated for patients with astigmatism of 2.5 dioptre cylinder (DC) and above in at least 1 eye; where correction of astigmatism is considered clinically necessary
Ophthalmic | Intraocular lens replacement | Intraocular lens (IOL) | Monofocal, astigmatism correcting IOL | Carl Zeiss | AT TORBI 709M DPT 27.0 CYL 02.5 | AT TORBI 709M DPT 27.0 CYL 02.5 | Standalone | DE0008680 | Indicated for patients with astigmatism of 2.5 dioptre cylinder (DC) and above in at least 1 eye; where correction of astigmatism is considered clinically necessary
Ophthalmic | Intraocular lens replacement | Intraocular lens (IOL) | Monofocal, astigmatism correcting IOL | Carl Zeiss | AT TORBI 709M DPT 27.0 CYL 03.0 | AT TORBI 709M DPT 27.0 CYL 03.0 | Standalone | DE0008680 | Indicated for patients with astigmatism of 2.5 dioptre cylinder (DC) and above in at least 1 eye; where correction of astigmatism is considered clinically necessary
Ophthalmic | Intraocular lens replacement | Intraocular lens (IOL) | Monofocal, astigmatism correcting IOL | Carl Zeiss | AT TORBI 709M DPT 27.0 CYL 03.5 | AT TORBI 709M DPT 27.0 CYL 03.5 | Standalone | DE0008680 | Indicated for patients with astigmatism of 2.5 dioptre cylinder (DC) and above in at least 1 eye; where correction of astigmatism is considered clinically necessary
Ophthalmic | Intraocular lens replacement | Intraocular lens (IOL) | Monofocal, astigmatism correcting IOL | Carl Zeiss | AT TORBI 709M DPT 27.0 CYL 04.0 | AT TORBI 709M DPT 27.0 CYL 04.0 | Standalone | DE0008680 | Indicated for patients with astigmatism of 2.5 dioptre cylinder (DC) and above in at least 1 eye; where correction of astigmatism is considered clinically necessary
Ophthalmic | Intraocular lens replacement | Intraocular lens (IOL) | Monofocal, astigmatism correcting IOL | Carl Zeiss | AT TORBI 709M DPT 27.0 CYL 04.5 | AT TORBI 709M DPT 27.0 CYL 04.5 | Standalone | DE0008680 | Indicated for patients with astigmatism of 2.5 dioptre cylinder (DC) and above in at least 1 eye; where correction of astigmatism is considered clinically necessary
Ophthalmic | Intraocular lens replacement | Intraocular lens (IOL) | Monofocal, astigmatism correcting IOL | Carl Zeiss | AT TORBI 709M DPT 27.0 CYL 05.0 | AT TORBI 709M DPT 27.0 CYL 05.0 | Standalone | DE0008680 | Indicated for patients with astigmatism of 2.5 dioptre cylinder (DC) and above in at least 1 eye; where correction of astigmatism is considered clinically necessary
Ophthalmic | Intraocular lens replacement | Intraocular lens (IOL) | Monofocal, astigmatism correcting IOL | Carl Zeiss | AT TORBI 709M DPT 27.0 CYL 05.5 | AT TORBI 709M DPT 27.0 CYL 05.5 | Standalone | DE0008680 | Indicated for patients with astigmatism of 2.5 dioptre cylinder (DC) and above in at least 1 eye; where correction of astigmatism is considered clinically necessary
Ophthalmic | Intraocular lens replacement | Intraocular lens (IOL) | Monofocal, astigmatism correcting IOL | Carl Zeiss | AT TORBI 709M DPT 27.0 CYL 06.0 | AT TORBI 709M DPT 27.0 CYL 06.0 | Standalone | DE0008680 | Indicated for patients with astigmatism of 2.5 dioptre cylinder (DC) and above in at least 1 eye; where correction of astigmatism is considered clinically necessary
Ophthalmic | Intraocular lens replacement | Intraocular lens (IOL) | Monofocal, astigmatism correcting IOL | Carl Zeiss | AT TORBI 709M DPT 27.5 CYL 01.0 | AT TORBI 709M DPT 27.5 CYL 01.0 | Standalone | DE0008680 | Indicated for patients with astigmatism of 2.5 dioptre cylinder (DC) and above in at least 1 eye; where correction of astigmatism is considered clinically necessary
Ophthalmic | Intraocular lens replacement | Intraocular lens (IOL) | Monofocal, astigmatism correcting IOL | Carl Zeiss | AT TORBI 709M DPT 27.5 CYL 01.5 | AT TORBI 709M DPT 27.5 CYL 01.5 | Standalone | DE0008680 | Indicated for patients with astigmatism of 2.5 dioptre cylinder (DC) and above in at least 1 eye; where correction of astigmatism is considered clinically necessary
Ophthalmic | Intraocular lens replacement | Intraocular lens (IOL) | Monofocal, astigmatism correcting IOL | Carl Zeiss | AT TORBI 709M DPT 27.5 CYL 02.0 | AT TORBI 709M DPT 27.5 CYL 02.0 | Standalone | DE0008680 | Indicated for patients with astigmatism of 2.5 dioptre cylinder (DC) and above in at least 1 eye; where correction of astigmatism is considered clinically necessary
Ophthalmic | Intraocular lens replacement | Intraocular lens (IOL) | Monofocal, astigmatism correcting IOL | Carl Zeiss | AT TORBI 709M DPT 27.5 CYL 02.5 | AT TORBI 709M DPT 27.5 CYL 02.5 | Standalone | DE0008680 | Indicated for patients with astigmatism of 2.5 dioptre cylinder (DC) and above in at least 1 eye; where correction of astigmatism is considered clinically necessary
Ophthalmic | Intraocular lens replacement | Intraocular lens (IOL) | Monofocal, astigmatism correcting IOL | Carl Zeiss | AT TORBI 709M DPT 27.5 CYL 03.0 | AT TORBI 709M DPT 27.5 CYL 03.0 | Standalone | DE0008680 | Indicated for patients with astigmatism of 2.5 dioptre cylinder (DC) and above in at least 1 eye; where correction of astigmatism is considered clinically necessary
Ophthalmic | Intraocular lens replacement | Intraocular lens (IOL) | Monofocal, astigmatism correcting IOL | Carl Zeiss | AT TORBI 709M DPT 27.5 CYL 03.5 | AT TORBI 709M DPT 27.5 CYL 03.5 | Standalone | DE0008680 | Indicated for patients with astigmatism of 2.5 dioptre cylinder (DC) and above in at least 1 eye; where correction of astigmatism is considered clinically necessary
Ophthalmic | Intraocular lens replacement | Intraocular lens (IOL) | Monofocal, astigmatism correcting IOL | Carl Zeiss | AT TORBI 709M DPT 27.5 CYL 04.0 | AT TORBI 709M DPT 27.5 CYL 04.0 | Standalone | DE0008680 | Indicated for patients with astigmatism of 2.5 dioptre cylinder (DC) and above in at least 1 eye; where correction of astigmatism is considered clinically necessary
Ophthalmic | Intraocular lens replacement | Intraocular lens (IOL) | Monofocal, astigmatism correcting IOL | Carl Zeiss | AT TORBI 709M DPT 27.5 CYL 04.5 | AT TORBI 709M DPT 27.5 CYL 04.5 | Standalone | DE0008680 | Indicated for patients with astigmatism of 2.5 dioptre cylinder (DC) and above in at least 1 eye; where correction of astigmatism is considered clinically necessary
Ophthalmic | Intraocular lens replacement | Intraocular lens (IOL) | Monofocal, astigmatism correcting IOL | Carl Zeiss | AT TORBI 709M DPT 27.5 CYL 05.0 | AT TORBI 709M DPT 27.5 CYL 05.0 | Standalone | DE0008680 | Indicated for patients with astigmatism of 2.5 dioptre cylinder (DC) and above in at least 1 eye; where correction of astigmatism is considered clinically necessary
Ophthalmic | Intraocular lens replacement | Intraocular lens (IOL) | Monofocal, astigmatism correcting IOL | Carl Zeiss | AT TORBI 709M DPT 27.5 CYL 05.5 | AT TORBI 709M DPT 27.5 CYL 05.5 | Standalone | DE0008680 | Indicated for patients with astigmatism of 2.5 dioptre cylinder (DC) and above in at least 1 eye; where correction of astigmatism is considered clinically necessary
Ophthalmic | Intraocular lens replacement | Intraocular lens (IOL) | Monofocal, astigmatism correcting IOL | Carl Zeiss | AT TORBI 709M DPT 27.5 CYL 06.0 | AT TORBI 709M DPT 27.5 CYL 06.0 | Standalone | DE0008680 | Indicated for patients with astigmatism of 2.5 dioptre cylinder (DC) and above in at least 1 eye; where correction of astigmatism is considered clinically necessary
Ophthalmic | Intraocular lens replacement | Intraocular lens (IOL) | Monofocal, astigmatism correcting IOL | Carl Zeiss | AT TORBI 709M DPT 28.0 CYL 01.0 | AT TORBI 709M DPT 28.0 CYL 01.0 | Standalone | DE0008680 | Indicated for patients with astigmatism of 2.5 dioptre cylinder (DC) and above in at least 1 eye; where correction of astigmatism is considered clinically necessary
Ophthalmic | Intraocular lens replacement | Intraocular lens (IOL) | Monofocal, astigmatism correcting IOL | Carl Zeiss | AT TORBI 709M DPT 28.0 CYL 01.5 | AT TORBI 709M DPT 28.0 CYL 01.5 | Standalone | DE0008680 | Indicated for patients with astigmatism of 2.5 dioptre cylinder (DC) and above in at least 1 eye; where correction of astigmatism is considered clinically necessary
Ophthalmic | Intraocular lens replacement | Intraocular lens (IOL) | Monofocal, astigmatism correcting IOL | Carl Zeiss | AT TORBI 709M DPT 28.0 CYL 02.0 | AT TORBI 709M DPT 28.0 CYL 02.0 | Standalone | DE0008680 | Indicated for patients with astigmatism of 2.5 dioptre cylinder (DC) and above in at least 1 eye; where correction of astigmatism is considered clinically necessary
Ophthalmic | Intraocular lens replacement | Intraocular lens (IOL) | Monofocal, astigmatism correcting IOL | Carl Zeiss | AT TORBI 709M DPT 28.0 CYL 02.5 | AT TORBI 709M DPT 28.0 CYL 02.5 | Standalone | DE0008680 | Indicated for patients with astigmatism of 2.5 dioptre cylinder (DC) and above in at least 1 eye; where correction of astigmatism is considered clinically necessary
Ophthalmic | Intraocular lens replacement | Intraocular lens (IOL) | Monofocal, astigmatism correcting IOL | Carl Zeiss | AT TORBI 709M DPT 28.0 CYL 03.0 | AT TORBI 709M DPT 28.0 CYL 03.0 | Standalone | DE0008680 | Indicated for patients with astigmatism of 2.5 dioptre cylinder (DC) and above in at least 1 eye; where correction of astigmatism is considered clinically necessary
Ophthalmic | Intraocular lens replacement | Intraocular lens (IOL) | Monofocal, astigmatism correcting IOL | Carl Zeiss | AT TORBI 709M DPT 28.0 CYL 03.5 | AT TORBI 709M DPT 28.0 CYL 03.5 | Standalone | DE0008680 | Indicated for patients with astigmatism of 2.5 dioptre cylinder (DC) and above in at least 1 eye; where correction of astigmatism is considered clinically necessary
Ophthalmic | Intraocular lens replacement | Intraocular lens (IOL) | Monofocal, astigmatism correcting IOL | Carl Zeiss | AT TORBI 709M DPT 28.0 CYL 04.0 | AT TORBI 709M DPT 28.0 CYL 04.0 | Standalone | DE0008680 | Indicated for patients with astigmatism of 2.5 dioptre cylinder (DC) and above in at least 1 eye; where correction of astigmatism is considered clinically necessary
Ophthalmic | Intraocular lens replacement | Intraocular lens (IOL) | Monofocal, astigmatism correcting IOL | Carl Zeiss | AT TORBI 709M DPT 28.0 CYL 04.5 | AT TORBI 709M DPT 28.0 CYL 04.5 | Standalone | DE0008680 | Indicated for patients with astigmatism of 2.5 dioptre cylinder (DC) and above in at least 1 eye; where correction of astigmatism is considered clinically necessary
Ophthalmic | Intraocular lens replacement | Intraocular lens (IOL) | Monofocal, astigmatism correcting IOL | Carl Zeiss | AT TORBI 709M DPT 28.0 CYL 05.0 | AT TORBI 709M DPT 28.0 CYL 05.0 | Standalone | DE0008680 | Indicated for patients with astigmatism of 2.5 dioptre cylinder (DC) and above in at least 1 eye; where correction of astigmatism is considered clinically necessary
Ophthalmic | Intraocular lens replacement | Intraocular lens (IOL) | Monofocal, astigmatism correcting IOL | Carl Zeiss | AT TORBI 709M DPT 28.0 CYL 05.5 | AT TORBI 709M DPT 28.0 CYL 05.5 | Standalone | DE0008680 | Indicated for patients with astigmatism of 2.5 dioptre cylinder (DC) and above in at least 1 eye; where correction of astigmatism is considered clinically necessary
Ophthalmic | Intraocular lens replacement | Intraocular lens (IOL) | Monofocal, astigmatism correcting IOL | Carl Zeiss | AT TORBI 709M DPT 28.0 CYL 06.0 | AT TORBI 709M DPT 28.0 CYL 06.0 | Standalone | DE0008680 | Indicated for patients with astigmatism of 2.5 dioptre cylinder (DC) and above in at least 1 eye; where correction of astigmatism is considered clinically necessary
Ophthalmic | Intraocular lens replacement | Intraocular lens (IOL) | Monofocal, astigmatism correcting IOL | Carl Zeiss | AT TORBI 709M DPT 28.5 CYL 01.0 | AT TORBI 709M DPT 28.5 CYL 01.0 | Standalone | DE0008680 | Indicated for patients with astigmatism of 2.5 dioptre cylinder (DC) and above in at least 1 eye; where correction of astigmatism is considered clinically necessary
Ophthalmic | Intraocular lens replacement | Intraocular lens (IOL) | Monofocal, astigmatism correcting IOL | Carl Zeiss | AT TORBI 709M DPT 28.5 CYL 01.5 | AT TORBI 709M DPT 28.5 CYL 01.5 | Standalone | DE0008680 | Indicated for patients with astigmatism of 2.5 dioptre cylinder (DC) and above in at least 1 eye; where correction of astigmatism is considered clinically necessary
Ophthalmic | Intraocular lens replacement | Intraocular lens (IOL) | Monofocal, astigmatism correcting IOL | Carl Zeiss | AT TORBI 709M DPT 28.5 CYL 02.0 | AT TORBI 709M DPT 28.5 CYL 02.0 | Standalone | DE0008680 | Indicated for patients with astigmatism of 2.5 dioptre cylinder (DC) and above in at least 1 eye; where correction of astigmatism is considered clinically necessary
Ophthalmic | Intraocular lens replacement | Intraocular lens (IOL) | Monofocal, astigmatism correcting IOL | Carl Zeiss | AT TORBI 709M DPT 28.5 CYL 02.5 | AT TORBI 709M DPT 28.5 CYL 02.5 | Standalone | DE0008680 | Indicated for patients with astigmatism of 2.5 dioptre cylinder (DC) and above in at least 1 eye; where correction of astigmatism is considered clinically necessary
Ophthalmic | Intraocular lens replacement | Intraocular lens (IOL) | Monofocal, astigmatism correcting IOL | Carl Zeiss | AT TORBI 709M DPT 28.5 CYL 03.0 | AT TORBI 709M DPT 28.5 CYL 03.0 | Standalone | DE0008680 | Indicated for patients with astigmatism of 2.5 dioptre cylinder (DC) and above in at least 1 eye; where correction of astigmatism is considered clinically necessary
Ophthalmic | Intraocular lens replacement | Intraocular lens (IOL) | Monofocal, astigmatism correcting IOL | Carl Zeiss | AT TORBI 709M DPT 28.5 CYL 03.5 | AT TORBI 709M DPT 28.5 CYL 03.5 | Standalone | DE0008680 | Indicated for patients with astigmatism of 2.5 dioptre cylinder (DC) and above in at least 1 eye; where correction of astigmatism is considered clinically necessary
Ophthalmic | Intraocular lens replacement | Intraocular lens (IOL) | Monofocal, astigmatism correcting IOL | Carl Zeiss | AT TORBI 709M DPT 28.5 CYL 04.0 | AT TORBI 709M DPT 28.5 CYL 04.0 | Standalone | DE0008680 | Indicated for patients with astigmatism of 2.5 dioptre cylinder (DC) and above in at least 1 eye; where correction of astigmatism is considered clinically necessary
Ophthalmic | Intraocular lens replacement | Intraocular lens (IOL) | Monofocal, astigmatism correcting IOL | Carl Zeiss | AT TORBI 709M DPT 28.5 CYL 04.5 | AT TORBI 709M DPT 28.5 CYL 04.5 | Standalone | DE0008680 | Indicated for patients with astigmatism of 2.5 dioptre cylinder (DC) and above in at least 1 eye; where correction of astigmatism is considered clinically necessary
Ophthalmic | Intraocular lens replacement | Intraocular lens (IOL) | Monofocal, astigmatism correcting IOL | Carl Zeiss | AT TORBI 709M DPT 28.5 CYL 05.0 | AT TORBI 709M DPT 28.5 CYL 05.0 | Standalone | DE0008680 | Indicated for patients with astigmatism of 2.5 dioptre cylinder (DC) and above in at least 1 eye; where correction of astigmatism is considered clinically necessary
Ophthalmic | Intraocular lens replacement | Intraocular lens (IOL) | Monofocal, astigmatism correcting IOL | Carl Zeiss | AT TORBI 709M DPT 28.5 CYL 05.5 | AT TORBI 709M DPT 28.5 CYL 05.5 | Standalone | DE0008680 | Indicated for patients with astigmatism of 2.5 dioptre cylinder (DC) and above in at least 1 eye; where correction of astigmatism is considered clinically necessary
Ophthalmic | Intraocular lens replacement | Intraocular lens (IOL) | Monofocal, astigmatism correcting IOL | Carl Zeiss | AT TORBI 709M DPT 28.5 CYL 06.0 | AT TORBI 709M DPT 28.5 CYL 06.0 | Standalone | DE0008680 | Indicated for patients with astigmatism of 2.5 dioptre cylinder (DC) and above in at least 1 eye; where correction of astigmatism is considered clinically necessary
Ophthalmic | Intraocular lens replacement | Intraocular lens (IOL) | Monofocal, astigmatism correcting IOL | Carl Zeiss | AT TORBI 709M DPT 29.0 CYL 01.0 | AT TORBI 709M DPT 29.0 CYL 01.0 | Standalone | DE0008680 | Indicated for patients with astigmatism of 2.5 dioptre cylinder (DC) and above in at least 1 eye; where correction of astigmatism is considered clinically necessary
Ophthalmic | Intraocular lens replacement | Intraocular lens (IOL) | Monofocal, astigmatism correcting IOL | Carl Zeiss | AT TORBI 709M DPT 29.0 CYL 01.5 | AT TORBI 709M DPT 29.0 CYL 01.5 | Standalone | DE0008680 | Indicated for patients with astigmatism of 2.5 dioptre cylinder (DC) and above in at least 1 eye; where correction of astigmatism is considered clinically necessary
Ophthalmic | Intraocular lens replacement | Intraocular lens (IOL) | Monofocal, astigmatism correcting IOL | Carl Zeiss | AT TORBI 709M DPT 29.0 CYL 02.0 | AT TORBI 709M DPT 29.0 CYL 02.0 | Standalone | DE0008680 | Indicated for patients with astigmatism of 2.5 dioptre cylinder (DC) and above in at least 1 eye; where correction of astigmatism is considered clinically necessary
Ophthalmic | Intraocular lens replacement | Intraocular lens (IOL) | Monofocal, astigmatism correcting IOL | Carl Zeiss | AT TORBI 709M DPT 29.0 CYL 02.5 | AT TORBI 709M DPT 29.0 CYL 02.5 | Standalone | DE0008680 | Indicated for patients with astigmatism of 2.5 dioptre cylinder (DC) and above in at least 1 eye; where correction of astigmatism is considered clinically necessary
Ophthalmic | Intraocular lens replacement | Intraocular lens (IOL) | Monofocal, astigmatism correcting IOL | Carl Zeiss | AT TORBI 709M DPT 29.0 CYL 03.0 | AT TORBI 709M DPT 29.0 CYL 03.0 | Standalone | DE0008680 | Indicated for patients with astigmatism of 2.5 dioptre cylinder (DC) and above in at least 1 eye; where correction of astigmatism is considered clinically necessary
Ophthalmic | Intraocular lens replacement | Intraocular lens (IOL) | Monofocal, astigmatism correcting IOL | Carl Zeiss | AT TORBI 709M DPT 29.0 CYL 03.5 | AT TORBI 709M DPT 29.0 CYL 03.5 | Standalone | DE0008680 | Indicated for patients with astigmatism of 2.5 dioptre cylinder (DC) and above in at least 1 eye; where correction of astigmatism is considered clinically necessary
Ophthalmic | Intraocular lens replacement | Intraocular lens (IOL) | Monofocal, astigmatism correcting IOL | Carl Zeiss | AT TORBI 709M DPT 29.0 CYL 04.0 | AT TORBI 709M DPT 29.0 CYL 04.0 | Standalone | DE0008680 | Indicated for patients with astigmatism of 2.5 dioptre cylinder (DC) and above in at least 1 eye; where correction of astigmatism is considered clinically necessary
Ophthalmic | Intraocular lens replacement | Intraocular lens (IOL) | Monofocal, astigmatism correcting IOL | Carl Zeiss | AT TORBI 709M DPT 29.0 CYL 04.5 | AT TORBI 709M DPT 29.0 CYL 04.5 | Standalone | DE0008680 | Indicated for patients with astigmatism of 2.5 dioptre cylinder (DC) and above in at least 1 eye; where correction of astigmatism is considered clinically necessary
Ophthalmic | Intraocular lens replacement | Intraocular lens (IOL) | Monofocal, astigmatism correcting IOL | Carl Zeiss | AT TORBI 709M DPT 29.0 CYL 05.0 | AT TORBI 709M DPT 29.0 CYL 05.0 | Standalone | DE0008680 | Indicated for patients with astigmatism of 2.5 dioptre cylinder (DC) and above in at least 1 eye; where correction of astigmatism is considered clinically necessary
Ophthalmic | Intraocular lens replacement | Intraocular lens (IOL) | Monofocal, astigmatism correcting IOL | Carl Zeiss | AT TORBI 709M DPT 29.0 CYL 05.5 | AT TORBI 709M DPT 29.0 CYL 05.5 | Standalone | DE0008680 | Indicated for patients with astigmatism of 2.5 dioptre cylinder (DC) and above in at least 1 eye; where correction of astigmatism is considered clinically necessary
Ophthalmic | Intraocular lens replacement | Intraocular lens (IOL) | Monofocal, astigmatism correcting IOL | Carl Zeiss | AT TORBI 709M DPT 29.0 CYL 06.0 | AT TORBI 709M DPT 29.0 CYL 06.0 | Standalone | DE0008680 | Indicated for patients with astigmatism of 2.5 dioptre cylinder (DC) and above in at least 1 eye; where correction of astigmatism is considered clinically necessary
Ophthalmic | Intraocular lens replacement | Intraocular lens (IOL) | Monofocal, astigmatism correcting IOL | Carl Zeiss | AT TORBI 709M DPT 29.5 CYL 01.0 | AT TORBI 709M DPT 29.5 CYL 01.0 | Standalone | DE0008680 | Indicated for patients with astigmatism of 2.5 dioptre cylinder (DC) and above in at least 1 eye; where correction of astigmatism is considered clinically necessary
Ophthalmic | Intraocular lens replacement | Intraocular lens (IOL) | Monofocal, astigmatism correcting IOL | Carl Zeiss | AT TORBI 709M DPT 29.5 CYL 01.5 | AT TORBI 709M DPT 29.5 CYL 01.5 | Standalone | DE0008680 | Indicated for patients with astigmatism of 2.5 dioptre cylinder (DC) and above in at least 1 eye; where correction of astigmatism is considered clinically necessary
Ophthalmic | Intraocular lens replacement | Intraocular lens (IOL) | Monofocal, astigmatism correcting IOL | Carl Zeiss | AT TORBI 709M DPT 29.5 CYL 02.0 | AT TORBI 709M DPT 29.5 CYL 02.0 | Standalone | DE0008680 | Indicated for patients with astigmatism of 2.5 dioptre cylinder (DC) and above in at least 1 eye; where correction of astigmatism is considered clinically necessary
Ophthalmic | Intraocular lens replacement | Intraocular lens (IOL) | Monofocal, astigmatism correcting IOL | Carl Zeiss | AT TORBI 709M DPT 29.5 CYL 02.5 | AT TORBI 709M DPT 29.5 CYL 02.5 | Standalone | DE0008680 | Indicated for patients with astigmatism of 2.5 dioptre cylinder (DC) and above in at least 1 eye; where correction of astigmatism is considered clinically necessary
Ophthalmic | Intraocular lens replacement | Intraocular lens (IOL) | Monofocal, astigmatism correcting IOL | Carl Zeiss | AT TORBI 709M DPT 29.5 CYL 03.0 | AT TORBI 709M DPT 29.5 CYL 03.0 | Standalone | DE0008680 | Indicated for patients with astigmatism of 2.5 dioptre cylinder (DC) and above in at least 1 eye; where correction of astigmatism is considered clinically necessary
Ophthalmic | Intraocular lens replacement | Intraocular lens (IOL) | Monofocal, astigmatism correcting IOL | Carl Zeiss | AT TORBI 709M DPT 29.5 CYL 03.5 | AT TORBI 709M DPT 29.5 CYL 03.5 | Standalone | DE0008680 | Indicated for patients with astigmatism of 2.5 dioptre cylinder (DC) and above in at least 1 eye; where correction of astigmatism is considered clinically necessary
Ophthalmic | Intraocular lens replacement | Intraocular lens (IOL) | Monofocal, astigmatism correcting IOL | Carl Zeiss | AT TORBI 709M DPT 29.5 CYL 04.0 | AT TORBI 709M DPT 29.5 CYL 04.0 | Standalone | DE0008680 | Indicated for patients with astigmatism of 2.5 dioptre cylinder (DC) and above in at least 1 eye; where correction of astigmatism is considered clinically necessary
Ophthalmic | Intraocular lens replacement | Intraocular lens (IOL) | Monofocal, astigmatism correcting IOL | Carl Zeiss | AT TORBI 709M DPT 29.5 CYL 04.5 | AT TORBI 709M DPT 29.5 CYL 04.5 | Standalone | DE0008680 | Indicated for patients with astigmatism of 2.5 dioptre cylinder (DC) and above in at least 1 eye; where correction of astigmatism is considered clinically necessary
Ophthalmic | Intraocular lens replacement | Intraocular lens (IOL) | Monofocal, astigmatism correcting IOL | Carl Zeiss | AT TORBI 709M DPT 29.5 CYL 05.0 | AT TORBI 709M DPT 29.5 CYL 05.0 | Standalone | DE0008680 | Indicated for patients with astigmatism of 2.5 dioptre cylinder (DC) and above in at least 1 eye; where correction of astigmatism is considered clinically necessary
Ophthalmic | Intraocular lens replacement | Intraocular lens (IOL) | Monofocal, astigmatism correcting IOL | Carl Zeiss | AT TORBI 709M DPT 29.5 CYL 05.5 | AT TORBI 709M DPT 29.5 CYL 05.5 | Standalone | DE0008680 | Indicated for patients with astigmatism of 2.5 dioptre cylinder (DC) and above in at least 1 eye; where correction of astigmatism is considered clinically necessary
Ophthalmic | Intraocular lens replacement | Intraocular lens (IOL) | Monofocal, astigmatism correcting IOL | Carl Zeiss | AT TORBI 709M DPT 29.5 CYL 06.0 | AT TORBI 709M DPT 29.5 CYL 06.0 | Standalone | DE0008680 | Indicated for patients with astigmatism of 2.5 dioptre cylinder (DC) and above in at least 1 eye; where correction of astigmatism is considered clinically necessary
Ophthalmic | Intraocular lens replacement | Intraocular lens (IOL) | Monofocal, astigmatism correcting IOL | Carl Zeiss | AT TORBI 709M DPT 30.0 CYL 01.0 | AT TORBI 709M DPT 30.0 CYL 01.0 | Standalone | DE0008680 | Indicated for patients with astigmatism of 2.5 dioptre cylinder (DC) and above in at least 1 eye; where correction of astigmatism is considered clinically necessary
Ophthalmic | Intraocular lens replacement | Intraocular lens (IOL) | Monofocal, astigmatism correcting IOL | Carl Zeiss | AT TORBI 709M DPT 30.0 CYL 01.5 | AT TORBI 709M DPT 30.0 CYL 01.5 | Standalone | DE0008680 | Indicated for patients with astigmatism of 2.5 dioptre cylinder (DC) and above in at least 1 eye; where correction of astigmatism is considered clinically necessary
Ophthalmic | Intraocular lens replacement | Intraocular lens (IOL) | Monofocal, astigmatism correcting IOL | Carl Zeiss | AT TORBI 709M DPT 30.0 CYL 02.0 | AT TORBI 709M DPT 30.0 CYL 02.0 | Standalone | DE0008680 | Indicated for patients with astigmatism of 2.5 dioptre cylinder (DC) and above in at least 1 eye; where correction of astigmatism is considered clinically necessary
Ophthalmic | Intraocular lens replacement | Intraocular lens (IOL) | Monofocal, astigmatism correcting IOL | Carl Zeiss | AT TORBI 709M DPT 30.0 CYL 02.5 | AT TORBI 709M DPT 30.0 CYL 02.5 | Standalone | DE0008680 | Indicated for patients with astigmatism of 2.5 dioptre cylinder (DC) and above in at least 1 eye; where correction of astigmatism is considered clinically necessary
Ophthalmic | Intraocular lens replacement | Intraocular lens (IOL) | Monofocal, astigmatism correcting IOL | Carl Zeiss | AT TORBI 709M DPT 30.0 CYL 03.0 | AT TORBI 709M DPT 30.0 CYL 03.0 | Standalone | DE0008680 | Indicated for patients with astigmatism of 2.5 dioptre cylinder (DC) and above in at least 1 eye; where correction of astigmatism is considered clinically necessary
Ophthalmic | Intraocular lens replacement | Intraocular lens (IOL) | Monofocal, astigmatism correcting IOL | Carl Zeiss | AT TORBI 709M DPT 30.0 CYL 03.5 | AT TORBI 709M DPT 30.0 CYL 03.5 | Standalone | DE0008680 | Indicated for patients with astigmatism of 2.5 dioptre cylinder (DC) and above in at least 1 eye; where correction of astigmatism is considered clinically necessary
Ophthalmic | Intraocular lens replacement | Intraocular lens (IOL) | Monofocal, astigmatism correcting IOL | Carl Zeiss | AT TORBI 709M DPT 30.0 CYL 04.0 | AT TORBI 709M DPT 30.0 CYL 04.0 | Standalone | DE0008680 | Indicated for patients with astigmatism of 2.5 dioptre cylinder (DC) and above in at least 1 eye; where correction of astigmatism is considered clinically necessary
Ophthalmic | Intraocular lens replacement | Intraocular lens (IOL) | Monofocal, astigmatism correcting IOL | Carl Zeiss | AT TORBI 709M DPT 30.0 CYL 04.5 | AT TORBI 709M DPT 30.0 CYL 04.5 | Standalone | DE0008680 | Indicated for patients with astigmatism of 2.5 dioptre cylinder (DC) and above in at least 1 eye; where correction of astigmatism is considered clinically necessary
Ophthalmic | Intraocular lens replacement | Intraocular lens (IOL) | Monofocal, astigmatism correcting IOL | Carl Zeiss | AT TORBI 709M DPT 30.0 CYL 05.0 | AT TORBI 709M DPT 30.0 CYL 05.0 | Standalone | DE0008680 | Indicated for patients with astigmatism of 2.5 dioptre cylinder (DC) and above in at least 1 eye; where correction of astigmatism is considered clinically necessary
Ophthalmic | Intraocular lens replacement | Intraocular lens (IOL) | Monofocal, astigmatism correcting IOL | Carl Zeiss | AT TORBI 709M DPT 30.0 CYL 05.5 | AT TORBI 709M DPT 30.0 CYL 05.5 | Standalone | DE0008680 | Indicated for patients with astigmatism of 2.5 dioptre cylinder (DC) and above in at least 1 eye; where correction of astigmatism is considered clinically necessary
Ophthalmic | Intraocular lens replacement | Intraocular lens (IOL) | Monofocal, astigmatism correcting IOL | Carl Zeiss | AT TORBI 709M DPT 30.0 CYL 06.0 | AT TORBI 709M DPT 30.0 CYL 06.0 | Standalone | DE0008680 | Indicated for patients with astigmatism of 2.5 dioptre cylinder (DC) and above in at least 1 eye; where correction of astigmatism is considered clinically necessary
Ophthalmic | Intraocular lens replacement | Intraocular lens (IOL) | Monofocal, astigmatism correcting IOL | Carl Zeiss | AT TORBI 709M DPT 00.0 CYL 01.0 | AT TORBI 709M DPT 00.0 CYL 01.0 | Standalone | DE0008680 | Indicated for patients with astigmatism of 2.5 dioptre cylinder (DC) and above in at least 1 eye; where correction of astigmatism is considered clinically necessary
Ophthalmic | Intraocular lens replacement | Intraocular lens (IOL) | Monofocal, astigmatism correcting IOL | Carl Zeiss | AT TORBI 709M DPT 00.0 CYL 01.5 | AT TORBI 709M DPT 00.0 CYL 01.5 | Standalone | DE0008680 | Indicated for patients with astigmatism of 2.5 dioptre cylinder (DC) and above in at least 1 eye; where correction of astigmatism is considered clinically necessary
Ophthalmic | Intraocular lens replacement | Intraocular lens (IOL) | Monofocal, astigmatism correcting IOL | Carl Zeiss | AT TORBI 709M DPT 00.0 CYL 02.0 | AT TORBI 709M DPT 00.0 CYL 02.0 | Standalone | DE0008680 | Indicated for patients with astigmatism of 2.5 dioptre cylinder (DC) and above in at least 1 eye; where correction of astigmatism is considered clinically necessary
Ophthalmic | Intraocular lens replacement | Intraocular lens (IOL) | Monofocal, astigmatism correcting IOL | Carl Zeiss | AT TORBI 709M DPT 00.0 CYL 02.5 | AT TORBI 709M DPT 00.0 CYL 02.5 | Standalone | DE0008680 | Indicated for patients with astigmatism of 2.5 dioptre cylinder (DC) and above in at least 1 eye; where correction of astigmatism is considered clinically necessary
Ophthalmic | Intraocular lens replacement | Intraocular lens (IOL) | Monofocal, astigmatism correcting IOL | Carl Zeiss | AT TORBI 709M DPT 00.0 CYL 03.0 | AT TORBI 709M DPT 00.0 CYL 03.0 | Standalone | DE0008680 | Indicated for patients with astigmatism of 2.5 dioptre cylinder (DC) and above in at least 1 eye; where correction of astigmatism is considered clinically necessary
Ophthalmic | Intraocular lens replacement | Intraocular lens (IOL) | Monofocal, astigmatism correcting IOL | Carl Zeiss | AT TORBI 709M DPT 00.0 CYL 03.5 | AT TORBI 709M DPT 00.0 CYL 03.5 | Standalone | DE0008680 | Indicated for patients with astigmatism of 2.5 dioptre cylinder (DC) and above in at least 1 eye; where correction of astigmatism is considered clinically necessary
Ophthalmic | Intraocular lens replacement | Intraocular lens (IOL) | Monofocal, astigmatism correcting IOL | Carl Zeiss | AT TORBI 709M DPT 00.0 CYL 04.0 | AT TORBI 709M DPT 00.0 CYL 04.0 | Standalone | DE0008680 | Indicated for patients with astigmatism of 2.5 dioptre cylinder (DC) and above in at least 1 eye; where correction of astigmatism is considered clinically necessary
Ophthalmic | Intraocular lens replacement | Intraocular lens (IOL) | Monofocal, astigmatism correcting IOL | Carl Zeiss | AT TORBI 709M DPT 00.0 CYL 04.5 | AT TORBI 709M DPT 00.0 CYL 04.5 | Standalone | DE0008680 | Indicated for patients with astigmatism of 2.5 dioptre cylinder (DC) and above in at least 1 eye; where correction of astigmatism is considered clinically necessary
Ophthalmic | Intraocular lens replacement | Intraocular lens (IOL) | Monofocal, astigmatism correcting IOL | Carl Zeiss | AT TORBI 709M DPT 00.0 CYL 05.0 | AT TORBI 709M DPT 00.0 CYL 05.0 | Standalone | DE0008680 | Indicated for patients with astigmatism of 2.5 dioptre cylinder (DC) and above in at least 1 eye; where correction of astigmatism is considered clinically necessary
Ophthalmic | Intraocular lens replacement | Intraocular lens (IOL) | Monofocal, astigmatism correcting IOL | Carl Zeiss | AT TORBI 709M DPT 00.0 CYL 05.5 | AT TORBI 709M DPT 00.0 CYL 05.5 | Standalone | DE0008680 | Indicated for patients with astigmatism of 2.5 dioptre cylinder (DC) and above in at least 1 eye; where correction of astigmatism is considered clinically necessary
Ophthalmic | Intraocular lens replacement | Intraocular lens (IOL) | Monofocal, astigmatism correcting IOL | Carl Zeiss | AT TORBI 709M DPT 00.0 CYL 06.0 | AT TORBI 709M DPT 00.0 CYL 06.0 | Standalone | DE0008680 | Indicated for patients with astigmatism of 2.5 dioptre cylinder (DC) and above in at least 1 eye; where correction of astigmatism is considered clinically necessary
Ophthalmic | Intraocular lens replacement | Intraocular lens (IOL) | Monofocal, astigmatism correcting IOL | Carl Zeiss | AT TORBI 709M DPT 00.0 CYL 06.5 | AT TORBI 709M DPT 00.0 CYL 06.5 | Standalone | DE0008680 | Indicated for patients with astigmatism of 2.5 dioptre cylinder (DC) and above in at least 1 eye; where correction of astigmatism is considered clinically necessary
Ophthalmic | Intraocular lens replacement | Intraocular lens (IOL) | Monofocal, astigmatism correcting IOL | Carl Zeiss | AT TORBI 709M DPT 00.0 CYL 07.0 | AT TORBI 709M DPT 00.0 CYL 07.0 | Standalone | DE0008680 | Indicated for patients with astigmatism of 2.5 dioptre cylinder (DC) and above in at least 1 eye; where correction of astigmatism is considered clinically necessary
Ophthalmic | Intraocular lens replacement | Intraocular lens (IOL) | Monofocal, astigmatism correcting IOL | Carl Zeiss | AT TORBI 709M DPT 00.0 CYL 07.5 | AT TORBI 709M DPT 00.0 CYL 07.5 | Standalone | DE0008680 | Indicated for patients with astigmatism of 2.5 dioptre cylinder (DC) and above in at least 1 eye; where correction of astigmatism is considered clinically necessary
Ophthalmic | Intraocular lens replacement | Intraocular lens (IOL) | Monofocal, astigmatism correcting IOL | Carl Zeiss | AT TORBI 709M DPT 00.0 CYL 08.0 | AT TORBI 709M DPT 00.0 CYL 08.0 | Standalone | DE0008680 | Indicated for patients with astigmatism of 2.5 dioptre cylinder (DC) and above in at least 1 eye; where correction of astigmatism is considered clinically necessary
Ophthalmic | Intraocular lens replacement | Intraocular lens (IOL) | Monofocal, astigmatism correcting IOL | Carl Zeiss | AT TORBI 709M DPT 00.0 CYL 08.5 | AT TORBI 709M DPT 00.0 CYL 08.5 | Standalone | DE0008680 | Indicated for patients with astigmatism of 2.5 dioptre cylinder (DC) and above in at least 1 eye; where correction of astigmatism is considered clinically necessary
Ophthalmic | Intraocular lens replacement | Intraocular lens (IOL) | Monofocal, astigmatism correcting IOL | Carl Zeiss | AT TORBI 709M DPT 00.0 CYL 09.0 | AT TORBI 709M DPT 00.0 CYL 09.0 | Standalone | DE0008680 | Indicated for patients with astigmatism of 2.5 dioptre cylinder (DC) and above in at least 1 eye; where correction of astigmatism is considered clinically necessary
Ophthalmic | Intraocular lens replacement | Intraocular lens (IOL) | Monofocal, astigmatism correcting IOL | Carl Zeiss | AT TORBI 709M DPT 00.0 CYL 09.5 | AT TORBI 709M DPT 00.0 CYL 09.5 | Standalone | DE0008680 | Indicated for patients with astigmatism of 2.5 dioptre cylinder (DC) and above in at least 1 eye; where correction of astigmatism is considered clinically necessary
Ophthalmic | Intraocular lens replacement | Intraocular lens (IOL) | Monofocal, astigmatism correcting IOL | Carl Zeiss | AT TORBI 709M DPT 00.0 CYL 10.0 | AT TORBI 709M DPT 00.0 CYL 10.0 | Standalone | DE0008680 | Indicated for patients with astigmatism of 2.5 dioptre cylinder (DC) and above in at least 1 eye; where correction of astigmatism is considered clinically necessary
Ophthalmic | Intraocular lens replacement | Intraocular lens (IOL) | Monofocal, astigmatism correcting IOL | Carl Zeiss | AT TORBI 709M DPT 00.0 CYL 10.5 | AT TORBI 709M DPT 00.0 CYL 10.5 | Standalone | DE0008680 | Indicated for patients with astigmatism of 2.5 dioptre cylinder (DC) and above in at least 1 eye; where correction of astigmatism is considered clinically necessary
Ophthalmic | Intraocular lens replacement | Intraocular lens (IOL) | Monofocal, astigmatism correcting IOL | Carl Zeiss | AT TORBI 709M DPT 00.0 CYL 11.0 | AT TORBI 709M DPT 00.0 CYL 11.0 | Standalone | DE0008680 | Indicated for patients with astigmatism of 2.5 dioptre cylinder (DC) and above in at least 1 eye; where correction of astigmatism is considered clinically necessary
Ophthalmic | Intraocular lens replacement | Intraocular lens (IOL) | Monofocal, astigmatism correcting IOL | Carl Zeiss | AT TORBI 709M DPT 00.0 CYL 11.5 | AT TORBI 709M DPT 00.0 CYL 11.5 | Standalone | DE0008680 | Indicated for patients with astigmatism of 2.5 dioptre cylinder (DC) and above in at least 1 eye; where correction of astigmatism is considered clinically necessary
Ophthalmic | Intraocular lens replacement | Intraocular lens (IOL) | Monofocal, astigmatism correcting IOL | Carl Zeiss | AT TORBI 709M DPT 00.0 CYL 12.0 | AT TORBI 709M DPT 00.0 CYL 12.0 | Standalone | DE0008680 | Indicated for patients with astigmatism of 2.5 dioptre cylinder (DC) and above in at least 1 eye; where correction of astigmatism is considered clinically necessary
Ophthalmic | Intraocular lens replacement | Intraocular lens (IOL) | Monofocal, astigmatism correcting IOL | Carl Zeiss | AT TORBI 709M DPT 00.5 CYL 01.0 | AT TORBI 709M DPT 00.5 CYL 01.0 | Standalone | DE0008680 | Indicated for patients with astigmatism of 2.5 dioptre cylinder (DC) and above in at least 1 eye; where correction of astigmatism is considered clinically necessary
Ophthalmic | Intraocular lens replacement | Intraocular lens (IOL) | Monofocal, astigmatism correcting IOL | Carl Zeiss | AT TORBI 709M DPT 00.5 CYL 01.5 | AT TORBI 709M DPT 00.5 CYL 01.5 | Standalone | DE0008680 | Indicated for patients with astigmatism of 2.5 dioptre cylinder (DC) and above in at least 1 eye; where correction of astigmatism is considered clinically necessary
Ophthalmic | Intraocular lens replacement | Intraocular lens (IOL) | Monofocal, astigmatism correcting IOL | Carl Zeiss | AT TORBI 709M DPT 00.5 CYL 02.0 | AT TORBI 709M DPT 00.5 CYL 02.0 | Standalone | DE0008680 | Indicated for patients with astigmatism of 2.5 dioptre cylinder (DC) and above in at least 1 eye; where correction of astigmatism is considered clinically necessary
Ophthalmic | Intraocular lens replacement | Intraocular lens (IOL) | Monofocal, astigmatism correcting IOL | Carl Zeiss | AT TORBI 709M DPT 00.5 CYL 02.5 | AT TORBI 709M DPT 00.5 CYL 02.5 | Standalone | DE0008680 | Indicated for patients with astigmatism of 2.5 dioptre cylinder (DC) and above in at least 1 eye; where correction of astigmatism is considered clinically necessary
Ophthalmic | Intraocular lens replacement | Intraocular lens (IOL) | Monofocal, astigmatism correcting IOL | Carl Zeiss | AT TORBI 709M DPT -00.5 CYL 02.5 | AT TORBI 709M DPT -00.5 CYL 02.5 | Standalone | DE0008680 | Indicated for patients with astigmatism of 2.5 dioptre cylinder (DC) and above in at least 1 eye; where correction of astigmatism is considered clinically necessary
Ophthalmic | Intraocular lens replacement | Intraocular lens (IOL) | Monofocal, astigmatism correcting IOL | Carl Zeiss | AT TORBI 709M DPT 00.5 CYL 03.0 | AT TORBI 709M DPT 00.5 CYL 03.0 | Standalone | DE0008680 | Indicated for patients with astigmatism of 2.5 dioptre cylinder (DC) and above in at least 1 eye; where correction of astigmatism is considered clinically necessary
Ophthalmic | Intraocular lens replacement | Intraocular lens (IOL) | Monofocal, astigmatism correcting IOL | Carl Zeiss | AT TORBI 709M DPT -00.5 CYL 03.0 | AT TORBI 709M DPT -00.5 CYL 03.0 | Standalone | DE0008680 | Indicated for patients with astigmatism of 2.5 dioptre cylinder (DC) and above in at least 1 eye; where correction of astigmatism is considered clinically necessary
Ophthalmic | Intraocular lens replacement | Intraocular lens (IOL) | Monofocal, astigmatism correcting IOL | Carl Zeiss | AT TORBI 709M DPT 00.5 CYL 03.5 | AT TORBI 709M DPT 00.5 CYL 03.5 | Standalone | DE0008680 | Indicated for patients with astigmatism of 2.5 dioptre cylinder (DC) and above in at least 1 eye; where correction of astigmatism is considered clinically necessary
Ophthalmic | Intraocular lens replacement | Intraocular lens (IOL) | Monofocal, astigmatism correcting IOL | Carl Zeiss | AT TORBI 709M DPT -00.5 CYL 03.5 | AT TORBI 709M DPT -00.5 CYL 03.5 | Standalone | DE0008680 | Indicated for patients with astigmatism of 2.5 dioptre cylinder (DC) and above in at least 1 eye; where correction of astigmatism is considered clinically necessary
Ophthalmic | Intraocular lens replacement | Intraocular lens (IOL) | Monofocal, astigmatism correcting IOL | Carl Zeiss | AT TORBI 709M DPT 00.5 CYL 04.0 | AT TORBI 709M DPT 00.5 CYL 04.0 | Standalone | DE0008680 | Indicated for patients with astigmatism of 2.5 dioptre cylinder (DC) and above in at least 1 eye; where correction of astigmatism is considered clinically necessary
Ophthalmic | Intraocular lens replacement | Intraocular lens (IOL) | Monofocal, astigmatism correcting IOL | Carl Zeiss | AT TORBI 709M DPT -00.5 CYL 04.0 | AT TORBI 709M DPT -00.5 CYL 04.0 | Standalone | DE0008680 | Indicated for patients with astigmatism of 2.5 dioptre cylinder (DC) and above in at least 1 eye; where correction of astigmatism is considered clinically necessary
Ophthalmic | Intraocular lens replacement | Intraocular lens (IOL) | Monofocal, astigmatism correcting IOL | Carl Zeiss | AT TORBI 709M DPT 00.5 CYL 04.5 | AT TORBI 709M DPT 00.5 CYL 04.5 | Standalone | DE0008680 | Indicated for patients with astigmatism of 2.5 dioptre cylinder (DC) and above in at least 1 eye; where correction of astigmatism is considered clinically necessary
Ophthalmic | Intraocular lens replacement | Intraocular lens (IOL) | Monofocal, astigmatism correcting IOL | Carl Zeiss | AT TORBI 709M DPT -00.5 CYL 04.5 | AT TORBI 709M DPT -00.5 CYL 04.5 | Standalone | DE0008680 | Indicated for patients with astigmatism of 2.5 dioptre cylinder (DC) and above in at least 1 eye; where correction of astigmatism is considered clinically necessary
Ophthalmic | Intraocular lens replacement | Intraocular lens (IOL) | Monofocal, astigmatism correcting IOL | Carl Zeiss | AT TORBI 709M DPT 00.5 CYL 05.0 | AT TORBI 709M DPT 00.5 CYL 05.0 | Standalone | DE0008680 | Indicated for patients with astigmatism of 2.5 dioptre cylinder (DC) and above in at least 1 eye; where correction of astigmatism is considered clinically necessary
Ophthalmic | Intraocular lens replacement | Intraocular lens (IOL) | Monofocal, astigmatism correcting IOL | Carl Zeiss | AT TORBI 709M DPT -00.5 CYL 05.0 | AT TORBI 709M DPT -00.5 CYL 05.0 | Standalone | DE0008680 | Indicated for patients with astigmatism of 2.5 dioptre cylinder (DC) and above in at least 1 eye; where correction of astigmatism is considered clinically necessary
Ophthalmic | Intraocular lens replacement | Intraocular lens (IOL) | Monofocal, astigmatism correcting IOL | Carl Zeiss | AT TORBI 709M DPT 00.5 CYL 05.5 | AT TORBI 709M DPT 00.5 CYL 05.5 | Standalone | DE0008680 | Indicated for patients with astigmatism of 2.5 dioptre cylinder (DC) and above in at least 1 eye; where correction of astigmatism is considered clinically necessary
Ophthalmic | Intraocular lens replacement | Intraocular lens (IOL) | Monofocal, astigmatism correcting IOL | Carl Zeiss | AT TORBI 709M DPT -00.5 CYL 05.5 | AT TORBI 709M DPT -00.5 CYL 05.5 | Standalone | DE0008680 | Indicated for patients with astigmatism of 2.5 dioptre cylinder (DC) and above in at least 1 eye; where correction of astigmatism is considered clinically necessary
Ophthalmic | Intraocular lens replacement | Intraocular lens (IOL) | Monofocal, astigmatism correcting IOL | Carl Zeiss | AT TORBI 709M DPT 00.5 CYL 06.0 | AT TORBI 709M DPT 00.5 CYL 06.0 | Standalone | DE0008680 | Indicated for patients with astigmatism of 2.5 dioptre cylinder (DC) and above in at least 1 eye; where correction of astigmatism is considered clinically necessary
Ophthalmic | Intraocular lens replacement | Intraocular lens (IOL) | Monofocal, astigmatism correcting IOL | Carl Zeiss | AT TORBI 709M DPT -00.5 CYL 06.0 | AT TORBI 709M DPT -00.5 CYL 06.0 | Standalone | DE0008680 | Indicated for patients with astigmatism of 2.5 dioptre cylinder (DC) and above in at least 1 eye; where correction of astigmatism is considered clinically necessary
Ophthalmic | Intraocular lens replacement | Intraocular lens (IOL) | Monofocal, astigmatism correcting IOL | Carl Zeiss | AT TORBI 709M DPT 00.5 CYL 06.5 | AT TORBI 709M DPT 00.5 CYL 06.5 | Standalone | DE0008680 | Indicated for patients with astigmatism of 2.5 dioptre cylinder (DC) and above in at least 1 eye; where correction of astigmatism is considered clinically necessary
Ophthalmic | Intraocular lens replacement | Intraocular lens (IOL) | Monofocal, astigmatism correcting IOL | Carl Zeiss | AT TORBI 709M DPT -00.5 CYL 06.5 | AT TORBI 709M DPT -00.5 CYL 06.5 | Standalone | DE0008680 | Indicated for patients with astigmatism of 2.5 dioptre cylinder (DC) and above in at least 1 eye; where correction of astigmatism is considered clinically necessary
Ophthalmic | Intraocular lens replacement | Intraocular lens (IOL) | Monofocal, astigmatism correcting IOL | Carl Zeiss | AT TORBI 709M DPT 00.5 CYL 07.0 | AT TORBI 709M DPT 00.5 CYL 07.0 | Standalone | DE0008680 | Indicated for patients with astigmatism of 2.5 dioptre cylinder (DC) and above in at least 1 eye; where correction of astigmatism is considered clinically necessary
Ophthalmic | Intraocular lens replacement | Intraocular lens (IOL) | Monofocal, astigmatism correcting IOL | Carl Zeiss | AT TORBI 709M DPT -00.5 CYL 07.0 | AT TORBI 709M DPT -00.5 CYL 07.0 | Standalone | DE0008680 | Indicated for patients with astigmatism of 2.5 dioptre cylinder (DC) and above in at least 1 eye; where correction of astigmatism is considered clinically necessary
Ophthalmic | Intraocular lens replacement | Intraocular lens (IOL) | Monofocal, astigmatism correcting IOL | Carl Zeiss | AT TORBI 709M DPT 00.5 CYL 07.5 | AT TORBI 709M DPT 00.5 CYL 07.5 | Standalone | DE0008680 | Indicated for patients with astigmatism of 2.5 dioptre cylinder (DC) and above in at least 1 eye; where correction of astigmatism is considered clinically necessary
Ophthalmic | Intraocular lens replacement | Intraocular lens (IOL) | Monofocal, astigmatism correcting IOL | Carl Zeiss | AT TORBI 709M DPT -00.5 CYL 07.5 | AT TORBI 709M DPT -00.5 CYL 07.5 | Standalone | DE0008680 | Indicated for patients with astigmatism of 2.5 dioptre cylinder (DC) and above in at least 1 eye; where correction of astigmatism is considered clinically necessary
Ophthalmic | Intraocular lens replacement | Intraocular lens (IOL) | Monofocal, astigmatism correcting IOL | Carl Zeiss | AT TORBI 709M DPT 00.5 CYL 08.0 | AT TORBI 709M DPT 00.5 CYL 08.0 | Standalone | DE0008680 | Indicated for patients with astigmatism of 2.5 dioptre cylinder (DC) and above in at least 1 eye; where correction of astigmatism is considered clinically necessary
Ophthalmic | Intraocular lens replacement | Intraocular lens (IOL) | Monofocal, astigmatism correcting IOL | Carl Zeiss | AT TORBI 709M DPT -00.5 CYL 08.0 | AT TORBI 709M DPT -00.5 CYL 08.0 | Standalone | DE0008680 | Indicated for patients with astigmatism of 2.5 dioptre cylinder (DC) and above in at least 1 eye; where correction of astigmatism is considered clinically necessary
Ophthalmic | Intraocular lens replacement | Intraocular lens (IOL) | Monofocal, astigmatism correcting IOL | Carl Zeiss | AT TORBI 709M DPT 00.5 CYL 08.5 | AT TORBI 709M DPT 00.5 CYL 08.5 | Standalone | DE0008680 | Indicated for patients with astigmatism of 2.5 dioptre cylinder (DC) and above in at least 1 eye; where correction of astigmatism is considered clinically necessary
Ophthalmic | Intraocular lens replacement | Intraocular lens (IOL) | Monofocal, astigmatism correcting IOL | Carl Zeiss | AT TORBI 709M DPT -00.5 CYL 08.5 | AT TORBI 709M DPT -00.5 CYL 08.5 | Standalone | DE0008680 | Indicated for patients with astigmatism of 2.5 dioptre cylinder (DC) and above in at least 1 eye; where correction of astigmatism is considered clinically necessary
Ophthalmic | Intraocular lens replacement | Intraocular lens (IOL) | Monofocal, astigmatism correcting IOL | Carl Zeiss | AT TORBI 709M DPT 00.5 CYL 09.0 | AT TORBI 709M DPT 00.5 CYL 09.0 | Standalone | DE0008680 | Indicated for patients with astigmatism of 2.5 dioptre cylinder (DC) and above in at least 1 eye; where correction of astigmatism is considered clinically necessary
Ophthalmic | Intraocular lens replacement | Intraocular lens (IOL) | Monofocal, astigmatism correcting IOL | Carl Zeiss | AT TORBI 709M DPT -00.5 CYL 09.0 | AT TORBI 709M DPT -00.5 CYL 09.0 | Standalone | DE0008680 | Indicated for patients with astigmatism of 2.5 dioptre cylinder (DC) and above in at least 1 eye; where correction of astigmatism is considered clinically necessary
Ophthalmic | Intraocular lens replacement | Intraocular lens (IOL) | Monofocal, astigmatism correcting IOL | Carl Zeiss | AT TORBI 709M DPT 00.5 CYL 09.5 | AT TORBI 709M DPT 00.5 CYL 09.5 | Standalone | DE0008680 | Indicated for patients with astigmatism of 2.5 dioptre cylinder (DC) and above in at least 1 eye; where correction of astigmatism is considered clinically necessary
Ophthalmic | Intraocular lens replacement | Intraocular lens (IOL) | Monofocal, astigmatism correcting IOL | Carl Zeiss | AT TORBI 709M DPT -00.5 CYL 09.5 | AT TORBI 709M DPT -00.5 CYL 09.5 | Standalone | DE0008680 | Indicated for patients with astigmatism of 2.5 dioptre cylinder (DC) and above in at least 1 eye; where correction of astigmatism is considered clinically necessary
Ophthalmic | Intraocular lens replacement | Intraocular lens (IOL) | Monofocal, astigmatism correcting IOL | Carl Zeiss | AT TORBI 709M DPT 00.5 CYL 10.0 | AT TORBI 709M DPT 00.5 CYL 10.0 | Standalone | DE0008680 | Indicated for patients with astigmatism of 2.5 dioptre cylinder (DC) and above in at least 1 eye; where correction of astigmatism is considered clinically necessary
Ophthalmic | Intraocular lens replacement | Intraocular lens (IOL) | Monofocal, astigmatism correcting IOL | Carl Zeiss | AT TORBI 709M DPT -00.5 CYL 10.0 | AT TORBI 709M DPT -00.5 CYL 10.0 | Standalone | DE0008680 | Indicated for patients with astigmatism of 2.5 dioptre cylinder (DC) and above in at least 1 eye; where correction of astigmatism is considered clinically necessary
Ophthalmic | Intraocular lens replacement | Intraocular lens (IOL) | Monofocal, astigmatism correcting IOL | Carl Zeiss | AT TORBI 709M DPT 00.5 CYL 10.5 | AT TORBI 709M DPT 00.5 CYL 10.5 | Standalone | DE0008680 | Indicated for patients with astigmatism of 2.5 dioptre cylinder (DC) and above in at least 1 eye; where correction of astigmatism is considered clinically necessary
Ophthalmic | Intraocular lens replacement | Intraocular lens (IOL) | Monofocal, astigmatism correcting IOL | Carl Zeiss | AT TORBI 709M DPT -00.5 CYL 10.5 | AT TORBI 709M DPT -00.5 CYL 10.5 | Standalone | DE0008680 | Indicated for patients with astigmatism of 2.5 dioptre cylinder (DC) and above in at least 1 eye; where correction of astigmatism is considered clinically necessary
Ophthalmic | Intraocular lens replacement | Intraocular lens (IOL) | Monofocal, astigmatism correcting IOL | Carl Zeiss | AT TORBI 709M DPT 00.5 CYL 11.0 | AT TORBI 709M DPT 00.5 CYL 11.0 | Standalone | DE0008680 | Indicated for patients with astigmatism of 2.5 dioptre cylinder (DC) and above in at least 1 eye; where correction of astigmatism is considered clinically necessary
Ophthalmic | Intraocular lens replacement | Intraocular lens (IOL) | Monofocal, astigmatism correcting IOL | Carl Zeiss | AT TORBI 709M DPT -00.5 CYL 11.0 | AT TORBI 709M DPT -00.5 CYL 11.0 | Standalone | DE0008680 | Indicated for patients with astigmatism of 2.5 dioptre cylinder (DC) and above in at least 1 eye; where correction of astigmatism is considered clinically necessary
Ophthalmic | Intraocular lens replacement | Intraocular lens (IOL) | Monofocal, astigmatism correcting IOL | Carl Zeiss | AT TORBI 709M DPT 00.5 CYL 11.5 | AT TORBI 709M DPT 00.5 CYL 11.5 | Standalone | DE0008680 | Indicated for patients with astigmatism of 2.5 dioptre cylinder (DC) and above in at least 1 eye; where correction of astigmatism is considered clinically necessary
Ophthalmic | Intraocular lens replacement | Intraocular lens (IOL) | Monofocal, astigmatism correcting IOL | Carl Zeiss | AT TORBI 709M DPT -00.5 CYL 11.5 | AT TORBI 709M DPT -00.5 CYL 11.5 | Standalone | DE0008680 | Indicated for patients with astigmatism of 2.5 dioptre cylinder (DC) and above in at least 1 eye; where correction of astigmatism is considered clinically necessary
Ophthalmic | Intraocular lens replacement | Intraocular lens (IOL) | Monofocal, astigmatism correcting IOL | Carl Zeiss | AT TORBI 709M DPT 00.5 CYL 12.0 | AT TORBI 709M DPT 00.5 CYL 12.0 | Standalone | DE0008680 | Indicated for patients with astigmatism of 2.5 dioptre cylinder (DC) and above in at least 1 eye; where correction of astigmatism is considered clinically necessary
Ophthalmic | Intraocular lens replacement | Intraocular lens (IOL) | Monofocal, astigmatism correcting IOL | Carl Zeiss | AT TORBI 709M DPT -00.5 CYL 12.0 | AT TORBI 709M DPT -00.5 CYL 12.0 | Standalone | DE0008680 | Indicated for patients with astigmatism of 2.5 dioptre cylinder (DC) and above in at least 1 eye; where correction of astigmatism is considered clinically necessary
Ophthalmic | Intraocular lens replacement | Intraocular lens (IOL) | Monofocal, astigmatism correcting IOL | Carl Zeiss | AT TORBI 709M DPT 01.0 CYL 01.0 | AT TORBI 709M DPT 01.0 CYL 01.0 | Standalone | DE0008680 | Indicated for patients with astigmatism of 2.5 dioptre cylinder (DC) and above in at least 1 eye; where correction of astigmatism is considered clinically necessary
Ophthalmic | Intraocular lens replacement | Intraocular lens (IOL) | Monofocal, astigmatism correcting IOL | Carl Zeiss | AT TORBI 709M DPT -01.0 CYL 01.0 | AT TORBI 709M DPT -01.0 CYL 01.0 | Standalone | DE0008680 | Indicated for patients with astigmatism of 2.5 dioptre cylinder (DC) and above in at least 1 eye; where correction of astigmatism is considered clinically necessary
Ophthalmic | Intraocular lens replacement | Intraocular lens (IOL) | Monofocal, astigmatism correcting IOL | Carl Zeiss | AT TORBI 709M DPT 01.0 CYL 01.5 | AT TORBI 709M DPT 01.0 CYL 01.5 | Standalone | DE0008680 | Indicated for patients with astigmatism of 2.5 dioptre cylinder (DC) and above in at least 1 eye; where correction of astigmatism is considered clinically necessary
Ophthalmic | Intraocular lens replacement | Intraocular lens (IOL) | Monofocal, astigmatism correcting IOL | Carl Zeiss | AT TORBI 709M DPT -01.0 CYL 01.5 | AT TORBI 709M DPT -01.0 CYL 01.5 | Standalone | DE0008680 | Indicated for patients with astigmatism of 2.5 dioptre cylinder (DC) and above in at least 1 eye; where correction of astigmatism is considered clinically necessary
Ophthalmic | Intraocular lens replacement | Intraocular lens (IOL) | Monofocal, astigmatism correcting IOL | Carl Zeiss | AT TORBI 709M DPT 01.0 CYL 02.0 | AT TORBI 709M DPT 01.0 CYL 02.0 | Standalone | DE0008680 | Indicated for patients with astigmatism of 2.5 dioptre cylinder (DC) and above in at least 1 eye; where correction of astigmatism is considered clinically necessary
Ophthalmic | Intraocular lens replacement | Intraocular lens (IOL) | Monofocal, astigmatism correcting IOL | Carl Zeiss | AT TORBI 709M DPT -01.0 CYL 02.0 | AT TORBI 709M DPT -01.0 CYL 02.0 | Standalone | DE0008680 | Indicated for patients with astigmatism of 2.5 dioptre cylinder (DC) and above in at least 1 eye; where correction of astigmatism is considered clinically necessary
Ophthalmic | Intraocular lens replacement | Intraocular lens (IOL) | Monofocal, astigmatism correcting IOL | Carl Zeiss | AT TORBI 709M DPT 01.0 CYL 02.5 | AT TORBI 709M DPT 01.0 CYL 02.5 | Standalone | DE0008680 | Indicated for patients with astigmatism of 2.5 dioptre cylinder (DC) and above in at least 1 eye; where correction of astigmatism is considered clinically necessary
Ophthalmic | Intraocular lens replacement | Intraocular lens (IOL) | Monofocal, astigmatism correcting IOL | Carl Zeiss | AT TORBI 709M DPT -01.0 CYL 02.5 | AT TORBI 709M DPT -01.0 CYL 02.5 | Standalone | DE0008680 | Indicated for patients with astigmatism of 2.5 dioptre cylinder (DC) and above in at least 1 eye; where correction of astigmatism is considered clinically necessary
Ophthalmic | Intraocular lens replacement | Intraocular lens (IOL) | Monofocal, astigmatism correcting IOL | Carl Zeiss | AT TORBI 709M DPT 01.0 CYL 03.0 | AT TORBI 709M DPT 01.0 CYL 03.0 | Standalone | DE0008680 | Indicated for patients with astigmatism of 2.5 dioptre cylinder (DC) and above in at least 1 eye; where correction of astigmatism is considered clinically necessary
Ophthalmic | Intraocular lens replacement | Intraocular lens (IOL) | Monofocal, astigmatism correcting IOL | Carl Zeiss | AT TORBI 709M DPT -01.0 CYL 03.0 | AT TORBI 709M DPT -01.0 CYL 03.0 | Standalone | DE0008680 | Indicated for patients with astigmatism of 2.5 dioptre cylinder (DC) and above in at least 1 eye; where correction of astigmatism is considered clinically necessary
Ophthalmic | Intraocular lens replacement | Intraocular lens (IOL) | Monofocal, astigmatism correcting IOL | Carl Zeiss | AT TORBI 709M DPT 01.0 CYL 03.5 | AT TORBI 709M DPT 01.0 CYL 03.5 | Standalone | DE0008680 | Indicated for patients with astigmatism of 2.5 dioptre cylinder (DC) and above in at least 1 eye; where correction of astigmatism is considered clinically necessary
Ophthalmic | Intraocular lens replacement | Intraocular lens (IOL) | Monofocal, astigmatism correcting IOL | Carl Zeiss | AT TORBI 709M DPT -01.0 CYL 03.5 | AT TORBI 709M DPT -01.0 CYL 03.5 | Standalone | DE0008680 | Indicated for patients with astigmatism of 2.5 dioptre cylinder (DC) and above in at least 1 eye; where correction of astigmatism is considered clinically necessary
Ophthalmic | Intraocular lens replacement | Intraocular lens (IOL) | Monofocal, astigmatism correcting IOL | Carl Zeiss | AT TORBI 709M DPT 01.0 CYL 04.0 | AT TORBI 709M DPT 01.0 CYL 04.0 | Standalone | DE0008680 | Indicated for patients with astigmatism of 2.5 dioptre cylinder (DC) and above in at least 1 eye; where correction of astigmatism is considered clinically necessary
Ophthalmic | Intraocular lens replacement | Intraocular lens (IOL) | Monofocal, astigmatism correcting IOL | Carl Zeiss | AT TORBI 709M DPT -01.0 CYL 04.0 | AT TORBI 709M DPT -01.0 CYL 04.0 | Standalone | DE0008680 | Indicated for patients with astigmatism of 2.5 dioptre cylinder (DC) and above in at least 1 eye; where correction of astigmatism is considered clinically necessary
Ophthalmic | Intraocular lens replacement | Intraocular lens (IOL) | Monofocal, astigmatism correcting IOL | Carl Zeiss | AT TORBI 709M DPT 01.0 CYL 04.5 | AT TORBI 709M DPT 01.0 CYL 04.5 | Standalone | DE0008680 | Indicated for patients with astigmatism of 2.5 dioptre cylinder (DC) and above in at least 1 eye; where correction of astigmatism is considered clinically necessary
Ophthalmic | Intraocular lens replacement | Intraocular lens (IOL) | Monofocal, astigmatism correcting IOL | Carl Zeiss | AT TORBI 709M DPT -01.0 CYL 04.5 | AT TORBI 709M DPT -01.0 CYL 04.5 | Standalone | DE0008680 | Indicated for patients with astigmatism of 2.5 dioptre cylinder (DC) and above in at least 1 eye; where correction of astigmatism is considered clinically necessary
Ophthalmic | Intraocular lens replacement | Intraocular lens (IOL) | Monofocal, astigmatism correcting IOL | Carl Zeiss | AT TORBI 709M DPT 01.0 CYL 05.0 | AT TORBI 709M DPT 01.0 CYL 05.0 | Standalone | DE0008680 | Indicated for patients with astigmatism of 2.5 dioptre cylinder (DC) and above in at least 1 eye; where correction of astigmatism is considered clinically necessary
Ophthalmic | Intraocular lens replacement | Intraocular lens (IOL) | Monofocal, astigmatism correcting IOL | Carl Zeiss | AT TORBI 709M DPT -01.0 CYL 05.0 | AT TORBI 709M DPT -01.0 CYL 05.0 | Standalone | DE0008680 | Indicated for patients with astigmatism of 2.5 dioptre cylinder (DC) and above in at least 1 eye; where correction of astigmatism is considered clinically necessary
Ophthalmic | Intraocular lens replacement | Intraocular lens (IOL) | Monofocal, astigmatism correcting IOL | Carl Zeiss | AT TORBI 709M DPT 01.0 CYL 05.5 | AT TORBI 709M DPT 01.0 CYL 05.5 | Standalone | DE0008680 | Indicated for patients with astigmatism of 2.5 dioptre cylinder (DC) and above in at least 1 eye; where correction of astigmatism is considered clinically necessary
Ophthalmic | Intraocular lens replacement | Intraocular lens (IOL) | Monofocal, astigmatism correcting IOL | Carl Zeiss | AT TORBI 709M DPT -01.0 CYL 05.5 | AT TORBI 709M DPT -01.0 CYL 05.5 | Standalone | DE0008680 | Indicated for patients with astigmatism of 2.5 dioptre cylinder (DC) and above in at least 1 eye; where correction of astigmatism is considered clinically necessary
Ophthalmic | Intraocular lens replacement | Intraocular lens (IOL) | Monofocal, astigmatism correcting IOL | Carl Zeiss | AT TORBI 709M DPT 01.0 CYL 06.0 | AT TORBI 709M DPT 01.0 CYL 06.0 | Standalone | DE0008680 | Indicated for patients with astigmatism of 2.5 dioptre cylinder (DC) and above in at least 1 eye; where correction of astigmatism is considered clinically necessary
Ophthalmic | Intraocular lens replacement | Intraocular lens (IOL) | Monofocal, astigmatism correcting IOL | Carl Zeiss | AT TORBI 709M DPT -01.0 CYL 06.0 | AT TORBI 709M DPT -01.0 CYL 06.0 | Standalone | DE0008680 | Indicated for patients with astigmatism of 2.5 dioptre cylinder (DC) and above in at least 1 eye; where correction of astigmatism is considered clinically necessary
Ophthalmic | Intraocular lens replacement | Intraocular lens (IOL) | Monofocal, astigmatism correcting IOL | Carl Zeiss | AT TORBI 709M DPT 01.0 CYL 06.5 | AT TORBI 709M DPT 01.0 CYL 06.5 | Standalone | DE0008680 | Indicated for patients with astigmatism of 2.5 dioptre cylinder (DC) and above in at least 1 eye; where correction of astigmatism is considered clinically necessary
Ophthalmic | Intraocular lens replacement | Intraocular lens (IOL) | Monofocal, astigmatism correcting IOL | Carl Zeiss | AT TORBI 709M DPT -01.0 CYL 06.5 | AT TORBI 709M DPT -01.0 CYL 06.5 | Standalone | DE0008680 | Indicated for patients with astigmatism of 2.5 dioptre cylinder (DC) and above in at least 1 eye; where correction of astigmatism is considered clinically necessary
Ophthalmic | Intraocular lens replacement | Intraocular lens (IOL) | Monofocal, astigmatism correcting IOL | Carl Zeiss | AT TORBI 709M DPT 01.0 CYL 07.0 | AT TORBI 709M DPT 01.0 CYL 07.0 | Standalone | DE0008680 | Indicated for patients with astigmatism of 2.5 dioptre cylinder (DC) and above in at least 1 eye; where correction of astigmatism is considered clinically necessary
Ophthalmic | Intraocular lens replacement | Intraocular lens (IOL) | Monofocal, astigmatism correcting IOL | Carl Zeiss | AT TORBI 709M DPT -01.0 CYL 07.0 | AT TORBI 709M DPT -01.0 CYL 07.0 | Standalone | DE0008680 | Indicated for patients with astigmatism of 2.5 dioptre cylinder (DC) and above in at least 1 eye; where correction of astigmatism is considered clinically necessary
Ophthalmic | Intraocular lens replacement | Intraocular lens (IOL) | Monofocal, astigmatism correcting IOL | Carl Zeiss | AT TORBI 709M DPT 01.0 CYL 07.5 | AT TORBI 709M DPT 01.0 CYL 07.5 | Standalone | DE0008680 | Indicated for patients with astigmatism of 2.5 dioptre cylinder (DC) and above in at least 1 eye; where correction of astigmatism is considered clinically necessary
Ophthalmic | Intraocular lens replacement | Intraocular lens (IOL) | Monofocal, astigmatism correcting IOL | Carl Zeiss | AT TORBI 709M DPT -01.0 CYL 07.5 | AT TORBI 709M DPT -01.0 CYL 07.5 | Standalone | DE0008680 | Indicated for patients with astigmatism of 2.5 dioptre cylinder (DC) and above in at least 1 eye; where correction of astigmatism is considered clinically necessary
Ophthalmic | Intraocular lens replacement | Intraocular lens (IOL) | Monofocal, astigmatism correcting IOL | Carl Zeiss | AT TORBI 709M DPT 01.0 CYL 08.0 | AT TORBI 709M DPT 01.0 CYL 08.0 | Standalone | DE0008680 | Indicated for patients with astigmatism of 2.5 dioptre cylinder (DC) and above in at least 1 eye; where correction of astigmatism is considered clinically necessary
Ophthalmic | Intraocular lens replacement | Intraocular lens (IOL) | Monofocal, astigmatism correcting IOL | Carl Zeiss | AT TORBI 709M DPT -01.0 CYL 08.0 | AT TORBI 709M DPT -01.0 CYL 08.0 | Standalone | DE0008680 | Indicated for patients with astigmatism of 2.5 dioptre cylinder (DC) and above in at least 1 eye; where correction of astigmatism is considered clinically necessary
Ophthalmic | Intraocular lens replacement | Intraocular lens (IOL) | Monofocal, astigmatism correcting IOL | Carl Zeiss | AT TORBI 709M DPT 01.0 CYL 08.5 | AT TORBI 709M DPT 01.0 CYL 08.5 | Standalone | DE0008680 | Indicated for patients with astigmatism of 2.5 dioptre cylinder (DC) and above in at least 1 eye; where correction of astigmatism is considered clinically necessary
Ophthalmic | Intraocular lens replacement | Intraocular lens (IOL) | Monofocal, astigmatism correcting IOL | Carl Zeiss | AT TORBI 709M DPT -01.0 CYL 08.5 | AT TORBI 709M DPT -01.0 CYL 08.5 | Standalone | DE0008680 | Indicated for patients with astigmatism of 2.5 dioptre cylinder (DC) and above in at least 1 eye; where correction of astigmatism is considered clinically necessary
Ophthalmic | Intraocular lens replacement | Intraocular lens (IOL) | Monofocal, astigmatism correcting IOL | Carl Zeiss | AT TORBI 709M DPT 01.0 CYL 09.0 | AT TORBI 709M DPT 01.0 CYL 09.0 | Standalone | DE0008680 | Indicated for patients with astigmatism of 2.5 dioptre cylinder (DC) and above in at least 1 eye; where correction of astigmatism is considered clinically necessary
Ophthalmic | Intraocular lens replacement | Intraocular lens (IOL) | Monofocal, astigmatism correcting IOL | Carl Zeiss | AT TORBI 709M DPT -01.0 CYL 09.0 | AT TORBI 709M DPT -01.0 CYL 09.0 | Standalone | DE0008680 | Indicated for patients with astigmatism of 2.5 dioptre cylinder (DC) and above in at least 1 eye; where correction of astigmatism is considered clinically necessary
Ophthalmic | Intraocular lens replacement | Intraocular lens (IOL) | Monofocal, astigmatism correcting IOL | Carl Zeiss | AT TORBI 709M DPT 01.0 CYL 09.5 | AT TORBI 709M DPT 01.0 CYL 09.5 | Standalone | DE0008680 | Indicated for patients with astigmatism of 2.5 dioptre cylinder (DC) and above in at least 1 eye; where correction of astigmatism is considered clinically necessary
Ophthalmic | Intraocular lens replacement | Intraocular lens (IOL) | Monofocal, astigmatism correcting IOL | Carl Zeiss | AT TORBI 709M DPT -01.0 CYL 09.5 | AT TORBI 709M DPT -01.0 CYL 09.5 | Standalone | DE0008680 | Indicated for patients with astigmatism of 2.5 dioptre cylinder (DC) and above in at least 1 eye; where correction of astigmatism is considered clinically necessary
Ophthalmic | Intraocular lens replacement | Intraocular lens (IOL) | Monofocal, astigmatism correcting IOL | Carl Zeiss | AT TORBI 709M DPT 01.0 CYL 10.0 | AT TORBI 709M DPT 01.0 CYL 10.0 | Standalone | DE0008680 | Indicated for patients with astigmatism of 2.5 dioptre cylinder (DC) and above in at least 1 eye; where correction of astigmatism is considered clinically necessary
Ophthalmic | Intraocular lens replacement | Intraocular lens (IOL) | Monofocal, astigmatism correcting IOL | Carl Zeiss | AT TORBI 709M DPT -01.0 CYL 10.0 | AT TORBI 709M DPT -01.0 CYL 10.0 | Standalone | DE0008680 | Indicated for patients with astigmatism of 2.5 dioptre cylinder (DC) and above in at least 1 eye; where correction of astigmatism is considered clinically necessary
Ophthalmic | Intraocular lens replacement | Intraocular lens (IOL) | Monofocal, astigmatism correcting IOL | Carl Zeiss | AT TORBI 709M DPT 01.0 CYL 10.5 | AT TORBI 709M DPT 01.0 CYL 10.5 | Standalone | DE0008680 | Indicated for patients with astigmatism of 2.5 dioptre cylinder (DC) and above in at least 1 eye; where correction of astigmatism is considered clinically necessary
Ophthalmic | Intraocular lens replacement | Intraocular lens (IOL) | Monofocal, astigmatism correcting IOL | Carl Zeiss | AT TORBI 709M DPT -01.0 CYL 10.5 | AT TORBI 709M DPT -01.0 CYL 10.5 | Standalone | DE0008680 | Indicated for patients with astigmatism of 2.5 dioptre cylinder (DC) and above in at least 1 eye; where correction of astigmatism is considered clinically necessary
Ophthalmic | Intraocular lens replacement | Intraocular lens (IOL) | Monofocal, astigmatism correcting IOL | Carl Zeiss | AT TORBI 709M DPT 01.0 CYL 11.0 | AT TORBI 709M DPT 01.0 CYL 11.0 | Standalone | DE0008680 | Indicated for patients with astigmatism of 2.5 dioptre cylinder (DC) and above in at least 1 eye; where correction of astigmatism is considered clinically necessary
Ophthalmic | Intraocular lens replacement | Intraocular lens (IOL) | Monofocal, astigmatism correcting IOL | Carl Zeiss | AT TORBI 709M DPT -01.0 CYL 11.0 | AT TORBI 709M DPT -01.0 CYL 11.0 | Standalone | DE0008680 | Indicated for patients with astigmatism of 2.5 dioptre cylinder (DC) and above in at least 1 eye; where correction of astigmatism is considered clinically necessary
Ophthalmic | Intraocular lens replacement | Intraocular lens (IOL) | Monofocal, astigmatism correcting IOL | Carl Zeiss | AT TORBI 709M DPT 01.0 CYL 11.5 | AT TORBI 709M DPT 01.0 CYL 11.5 | Standalone | DE0008680 | Indicated for patients with astigmatism of 2.5 dioptre cylinder (DC) and above in at least 1 eye; where correction of astigmatism is considered clinically necessary
Ophthalmic | Intraocular lens replacement | Intraocular lens (IOL) | Monofocal, astigmatism correcting IOL | Carl Zeiss | AT TORBI 709M DPT -01.0 CYL 11.5 | AT TORBI 709M DPT -01.0 CYL 11.5 | Standalone | DE0008680 | Indicated for patients with astigmatism of 2.5 dioptre cylinder (DC) and above in at least 1 eye; where correction of astigmatism is considered clinically necessary
Ophthalmic | Intraocular lens replacement | Intraocular lens (IOL) | Monofocal, astigmatism correcting IOL | Carl Zeiss | AT TORBI 709M DPT 01.0 CYL 12.0 | AT TORBI 709M DPT 01.0 CYL 12.0 | Standalone | DE0008680 | Indicated for patients with astigmatism of 2.5 dioptre cylinder (DC) and above in at least 1 eye; where correction of astigmatism is considered clinically necessary
Ophthalmic | Intraocular lens replacement | Intraocular lens (IOL) | Monofocal, astigmatism correcting IOL | Carl Zeiss | AT TORBI 709M DPT -01.0 CYL 12.0 | AT TORBI 709M DPT -01.0 CYL 12.0 | Standalone | DE0008680 | Indicated for patients with astigmatism of 2.5 dioptre cylinder (DC) and above in at least 1 eye; where correction of astigmatism is considered clinically necessary
Ophthalmic | Intraocular lens replacement | Intraocular lens (IOL) | Monofocal, astigmatism correcting IOL | Carl Zeiss | AT TORBI 709M DPT 01.5 CYL 01.0 | AT TORBI 709M DPT 01.5 CYL 01.0 | Standalone | DE0008680 | Indicated for patients with astigmatism of 2.5 dioptre cylinder (DC) and above in at least 1 eye; where correction of astigmatism is considered clinically necessary
Ophthalmic | Intraocular lens replacement | Intraocular lens (IOL) | Monofocal, astigmatism correcting IOL | Carl Zeiss | AT TORBI 709M DPT -01.5 CYL 01.0 | AT TORBI 709M DPT -01.5 CYL 01.0 | Standalone | DE0008680 | Indicated for patients with astigmatism of 2.5 dioptre cylinder (DC) and above in at least 1 eye; where correction of astigmatism is considered clinically necessary
Ophthalmic | Intraocular lens replacement | Intraocular lens (IOL) | Monofocal, astigmatism correcting IOL | Carl Zeiss | AT TORBI 709M DPT 01.5 CYL 01.5 | AT TORBI 709M DPT 01.5 CYL 01.5 | Standalone | DE0008680 | Indicated for patients with astigmatism of 2.5 dioptre cylinder (DC) and above in at least 1 eye; where correction of astigmatism is considered clinically necessary
Ophthalmic | Intraocular lens replacement | Intraocular lens (IOL) | Monofocal, astigmatism correcting IOL | Carl Zeiss | AT TORBI 709M DPT -01.5 CYL 01.5 | AT TORBI 709M DPT -01.5 CYL 01.5 | Standalone | DE0008680 | Indicated for patients with astigmatism of 2.5 dioptre cylinder (DC) and above in at least 1 eye; where correction of astigmatism is considered clinically necessary
Ophthalmic | Intraocular lens replacement | Intraocular lens (IOL) | Monofocal, astigmatism correcting IOL | Carl Zeiss | AT TORBI 709M DPT 01.5 CYL 02.0 | AT TORBI 709M DPT 01.5 CYL 02.0 | Standalone | DE0008680 | Indicated for patients with astigmatism of 2.5 dioptre cylinder (DC) and above in at least 1 eye; where correction of astigmatism is considered clinically necessary
Ophthalmic | Intraocular lens replacement | Intraocular lens (IOL) | Monofocal, astigmatism correcting IOL | Carl Zeiss | AT TORBI 709M DPT -01.5 CYL 02.0 | AT TORBI 709M DPT -01.5 CYL 02.0 | Standalone | DE0008680 | Indicated for patients with astigmatism of 2.5 dioptre cylinder (DC) and above in at least 1 eye; where correction of astigmatism is considered clinically necessary
Ophthalmic | Intraocular lens replacement | Intraocular lens (IOL) | Monofocal, astigmatism correcting IOL | Carl Zeiss | AT TORBI 709M DPT 01.5 CYL 02.5 | AT TORBI 709M DPT 01.5 CYL 02.5 | Standalone | DE0008680 | Indicated for patients with astigmatism of 2.5 dioptre cylinder (DC) and above in at least 1 eye; where correction of astigmatism is considered clinically necessary
Ophthalmic | Intraocular lens replacement | Intraocular lens (IOL) | Monofocal, astigmatism correcting IOL | Carl Zeiss | AT TORBI 709M DPT -01.5 CYL 02.5 | AT TORBI 709M DPT -01.5 CYL 02.5 | Standalone | DE0008680 | Indicated for patients with astigmatism of 2.5 dioptre cylinder (DC) and above in at least 1 eye; where correction of astigmatism is considered clinically necessary
Ophthalmic | Intraocular lens replacement | Intraocular lens (IOL) | Monofocal, astigmatism correcting IOL | Carl Zeiss | AT TORBI 709M DPT 01.5 CYL 03.0 | AT TORBI 709M DPT 01.5 CYL 03.0 | Standalone | DE0008680 | Indicated for patients with astigmatism of 2.5 dioptre cylinder (DC) and above in at least 1 eye; where correction of astigmatism is considered clinically necessary
Ophthalmic | Intraocular lens replacement | Intraocular lens (IOL) | Monofocal, astigmatism correcting IOL | Carl Zeiss | AT TORBI 709M DPT -01.5 CYL 03.0 | AT TORBI 709M DPT -01.5 CYL 03.0 | Standalone | DE0008680 | Indicated for patients with astigmatism of 2.5 dioptre cylinder (DC) and above in at least 1 eye; where correction of astigmatism is considered clinically necessary
Ophthalmic | Intraocular lens replacement | Intraocular lens (IOL) | Monofocal, astigmatism correcting IOL | Carl Zeiss | AT TORBI 709M DPT 01.5 CYL 03.5 | AT TORBI 709M DPT 01.5 CYL 03.5 | Standalone | DE0008680 | Indicated for patients with astigmatism of 2.5 dioptre cylinder (DC) and above in at least 1 eye; where correction of astigmatism is considered clinically necessary
Ophthalmic | Intraocular lens replacement | Intraocular lens (IOL) | Monofocal, astigmatism correcting IOL | Carl Zeiss | AT TORBI 709M DPT -01.5 CYL 03.5 | AT TORBI 709M DPT -01.5 CYL 03.5 | Standalone | DE0008680 | Indicated for patients with astigmatism of 2.5 dioptre cylinder (DC) and above in at least 1 eye; where correction of astigmatism is considered clinically necessary
Ophthalmic | Intraocular lens replacement | Intraocular lens (IOL) | Monofocal, astigmatism correcting IOL | Carl Zeiss | AT TORBI 709M DPT 01.5 CYL 04.0 | AT TORBI 709M DPT 01.5 CYL 04.0 | Standalone | DE0008680 | Indicated for patients with astigmatism of 2.5 dioptre cylinder (DC) and above in at least 1 eye; where correction of astigmatism is considered clinically necessary
Ophthalmic | Intraocular lens replacement | Intraocular lens (IOL) | Monofocal, astigmatism correcting IOL | Carl Zeiss | AT TORBI 709M DPT -01.5 CYL 04.0 | AT TORBI 709M DPT -01.5 CYL 04.0 | Standalone | DE0008680 | Indicated for patients with astigmatism of 2.5 dioptre cylinder (DC) and above in at least 1 eye; where correction of astigmatism is considered clinically necessary
Ophthalmic | Intraocular lens replacement | Intraocular lens (IOL) | Monofocal, astigmatism correcting IOL | Carl Zeiss | AT TORBI 709M DPT 01.5 CYL 04.5 | AT TORBI 709M DPT 01.5 CYL 04.5 | Standalone | DE0008680 | Indicated for patients with astigmatism of 2.5 dioptre cylinder (DC) and above in at least 1 eye; where correction of astigmatism is considered clinically necessary
Ophthalmic | Intraocular lens replacement | Intraocular lens (IOL) | Monofocal, astigmatism correcting IOL | Carl Zeiss | AT TORBI 709M DPT -01.5 CYL 04.5 | AT TORBI 709M DPT -01.5 CYL 04.5 | Standalone | DE0008680 | Indicated for patients with astigmatism of 2.5 dioptre cylinder (DC) and above in at least 1 eye; where correction of astigmatism is considered clinically necessary
Ophthalmic | Intraocular lens replacement | Intraocular lens (IOL) | Monofocal, astigmatism correcting IOL | Carl Zeiss | AT TORBI 709M DPT 01.5 CYL 05.0 | AT TORBI 709M DPT 01.5 CYL 05.0 | Standalone | DE0008680 | Indicated for patients with astigmatism of 2.5 dioptre cylinder (DC) and above in at least 1 eye; where correction of astigmatism is considered clinically necessary
Ophthalmic | Intraocular lens replacement | Intraocular lens (IOL) | Monofocal, astigmatism correcting IOL | Carl Zeiss | AT TORBI 709M DPT -01.5 CYL 05.0 | AT TORBI 709M DPT -01.5 CYL 05.0 | Standalone | DE0008680 | Indicated for patients with astigmatism of 2.5 dioptre cylinder (DC) and above in at least 1 eye; where correction of astigmatism is considered clinically necessary
Ophthalmic | Intraocular lens replacement | Intraocular lens (IOL) | Monofocal, astigmatism correcting IOL | Carl Zeiss | AT TORBI 709M DPT 01.5 CYL 05.5 | AT TORBI 709M DPT 01.5 CYL 05.5 | Standalone | DE0008680 | Indicated for patients with astigmatism of 2.5 dioptre cylinder (DC) and above in at least 1 eye; where correction of astigmatism is considered clinically necessary
Ophthalmic | Intraocular lens replacement | Intraocular lens (IOL) | Monofocal, astigmatism correcting IOL | Carl Zeiss | AT TORBI 709M DPT -01.5 CYL 05.5 | AT TORBI 709M DPT -01.5 CYL 05.5 | Standalone | DE0008680 | Indicated for patients with astigmatism of 2.5 dioptre cylinder (DC) and above in at least 1 eye; where correction of astigmatism is considered clinically necessary
Ophthalmic | Intraocular lens replacement | Intraocular lens (IOL) | Monofocal, astigmatism correcting IOL | Carl Zeiss | AT TORBI 709M DPT 01.5 CYL 06.0 | AT TORBI 709M DPT 01.5 CYL 06.0 | Standalone | DE0008680 | Indicated for patients with astigmatism of 2.5 dioptre cylinder (DC) and above in at least 1 eye; where correction of astigmatism is considered clinically necessary
Ophthalmic | Intraocular lens replacement | Intraocular lens (IOL) | Monofocal, astigmatism correcting IOL | Carl Zeiss | AT TORBI 709M DPT -01.5 CYL 06.0 | AT TORBI 709M DPT -01.5 CYL 06.0 | Standalone | DE0008680 | Indicated for patients with astigmatism of 2.5 dioptre cylinder (DC) and above in at least 1 eye; where correction of astigmatism is considered clinically necessary
Ophthalmic | Intraocular lens replacement | Intraocular lens (IOL) | Monofocal, astigmatism correcting IOL | Carl Zeiss | AT TORBI 709M DPT 01.5 CYL 06.5 | AT TORBI 709M DPT 01.5 CYL 06.5 | Standalone | DE0008680 | Indicated for patients with astigmatism of 2.5 dioptre cylinder (DC) and above in at least 1 eye; where correction of astigmatism is considered clinically necessary
Ophthalmic | Intraocular lens replacement | Intraocular lens (IOL) | Monofocal, astigmatism correcting IOL | Carl Zeiss | AT TORBI 709M DPT -01.5 CYL 06.5 | AT TORBI 709M DPT -01.5 CYL 06.5 | Standalone | DE0008680 | Indicated for patients with astigmatism of 2.5 dioptre cylinder (DC) and above in at least 1 eye; where correction of astigmatism is considered clinically necessary
Ophthalmic | Intraocular lens replacement | Intraocular lens (IOL) | Monofocal, astigmatism correcting IOL | Carl Zeiss | AT TORBI 709M DPT 01.5 CYL 07.0 | AT TORBI 709M DPT 01.5 CYL 07.0 | Standalone | DE0008680 | Indicated for patients with astigmatism of 2.5 dioptre cylinder (DC) and above in at least 1 eye; where correction of astigmatism is considered clinically necessary
Ophthalmic | Intraocular lens replacement | Intraocular lens (IOL) | Monofocal, astigmatism correcting IOL | Carl Zeiss | AT TORBI 709M DPT -01.5 CYL 07.0 | AT TORBI 709M DPT -01.5 CYL 07.0 | Standalone | DE0008680 | Indicated for patients with astigmatism of 2.5 dioptre cylinder (DC) and above in at least 1 eye; where correction of astigmatism is considered clinically necessary
Ophthalmic | Intraocular lens replacement | Intraocular lens (IOL) | Monofocal, astigmatism correcting IOL | Carl Zeiss | AT TORBI 709M DPT 01.5 CYL 07.5 | AT TORBI 709M DPT 01.5 CYL 07.5 | Standalone | DE0008680 | Indicated for patients with astigmatism of 2.5 dioptre cylinder (DC) and above in at least 1 eye; where correction of astigmatism is considered clinically necessary
Ophthalmic | Intraocular lens replacement | Intraocular lens (IOL) | Monofocal, astigmatism correcting IOL | Carl Zeiss | AT TORBI 709M DPT -01.5 CYL 07.5 | AT TORBI 709M DPT -01.5 CYL 07.5 | Standalone | DE0008680 | Indicated for patients with astigmatism of 2.5 dioptre cylinder (DC) and above in at least 1 eye; where correction of astigmatism is considered clinically necessary
Ophthalmic | Intraocular lens replacement | Intraocular lens (IOL) | Monofocal, astigmatism correcting IOL | Carl Zeiss | AT TORBI 709M DPT 01.5 CYL 08.0 | AT TORBI 709M DPT 01.5 CYL 08.0 | Standalone | DE0008680 | Indicated for patients with astigmatism of 2.5 dioptre cylinder (DC) and above in at least 1 eye; where correction of astigmatism is considered clinically necessary
Ophthalmic | Intraocular lens replacement | Intraocular lens (IOL) | Monofocal, astigmatism correcting IOL | Carl Zeiss | AT TORBI 709M DPT -01.5 CYL 08.0 | AT TORBI 709M DPT -01.5 CYL 08.0 | Standalone | DE0008680 | Indicated for patients with astigmatism of 2.5 dioptre cylinder (DC) and above in at least 1 eye; where correction of astigmatism is considered clinically necessary
Ophthalmic | Intraocular lens replacement | Intraocular lens (IOL) | Monofocal, astigmatism correcting IOL | Carl Zeiss | AT TORBI 709M DPT 01.5 CYL 08.5 | AT TORBI 709M DPT 01.5 CYL 08.5 | Standalone | DE0008680 | Indicated for patients with astigmatism of 2.5 dioptre cylinder (DC) and above in at least 1 eye; where correction of astigmatism is considered clinically necessary
Ophthalmic | Intraocular lens replacement | Intraocular lens (IOL) | Monofocal, astigmatism correcting IOL | Carl Zeiss | AT TORBI 709M DPT -01.5 CYL 08.5 | AT TORBI 709M DPT -01.5 CYL 08.5 | Standalone | DE0008680 | Indicated for patients with astigmatism of 2.5 dioptre cylinder (DC) and above in at least 1 eye; where correction of astigmatism is considered clinically necessary
Ophthalmic | Intraocular lens replacement | Intraocular lens (IOL) | Monofocal, astigmatism correcting IOL | Carl Zeiss | AT TORBI 709M DPT 01.5 CYL 09.0 | AT TORBI 709M DPT 01.5 CYL 09.0 | Standalone | DE0008680 | Indicated for patients with astigmatism of 2.5 dioptre cylinder (DC) and above in at least 1 eye; where correction of astigmatism is considered clinically necessary
Ophthalmic | Intraocular lens replacement | Intraocular lens (IOL) | Monofocal, astigmatism correcting IOL | Carl Zeiss | AT TORBI 709M DPT -01.5 CYL 09.0 | AT TORBI 709M DPT -01.5 CYL 09.0 | Standalone | DE0008680 | Indicated for patients with astigmatism of 2.5 dioptre cylinder (DC) and above in at least 1 eye; where correction of astigmatism is considered clinically necessary
Ophthalmic | Intraocular lens replacement | Intraocular lens (IOL) | Monofocal, astigmatism correcting IOL | Carl Zeiss | AT TORBI 709M DPT 01.5 CYL 09.5 | AT TORBI 709M DPT 01.5 CYL 09.5 | Standalone | DE0008680 | Indicated for patients with astigmatism of 2.5 dioptre cylinder (DC) and above in at least 1 eye; where correction of astigmatism is considered clinically necessary
Ophthalmic | Intraocular lens replacement | Intraocular lens (IOL) | Monofocal, astigmatism correcting IOL | Carl Zeiss | AT TORBI 709M DPT -01.5 CYL 09.5 | AT TORBI 709M DPT -01.5 CYL 09.5 | Standalone | DE0008680 | Indicated for patients with astigmatism of 2.5 dioptre cylinder (DC) and above in at least 1 eye; where correction of astigmatism is considered clinically necessary
Ophthalmic | Intraocular lens replacement | Intraocular lens (IOL) | Monofocal, astigmatism correcting IOL | Carl Zeiss | AT TORBI 709M DPT 01.5 CYL 10.0 | AT TORBI 709M DPT 01.5 CYL 10.0 | Standalone | DE0008680 | Indicated for patients with astigmatism of 2.5 dioptre cylinder (DC) and above in at least 1 eye; where correction of astigmatism is considered clinically necessary
Ophthalmic | Intraocular lens replacement | Intraocular lens (IOL) | Monofocal, astigmatism correcting IOL | Carl Zeiss | AT TORBI 709M DPT -01.5 CYL 10.0 | AT TORBI 709M DPT -01.5 CYL 10.0 | Standalone | DE0008680 | Indicated for patients with astigmatism of 2.5 dioptre cylinder (DC) and above in at least 1 eye; where correction of astigmatism is considered clinically necessary
Ophthalmic | Intraocular lens replacement | Intraocular lens (IOL) | Monofocal, astigmatism correcting IOL | Carl Zeiss | AT TORBI 709M DPT 01.5 CYL 10.5 | AT TORBI 709M DPT 01.5 CYL 10.5 | Standalone | DE0008680 | Indicated for patients with astigmatism of 2.5 dioptre cylinder (DC) and above in at least 1 eye; where correction of astigmatism is considered clinically necessary
Ophthalmic | Intraocular lens replacement | Intraocular lens (IOL) | Monofocal, astigmatism correcting IOL | Carl Zeiss | AT TORBI 709M DPT -01.5 CYL 10.5 | AT TORBI 709M DPT -01.5 CYL 10.5 | Standalone | DE0008680 | Indicated for patients with astigmatism of 2.5 dioptre cylinder (DC) and above in at least 1 eye; where correction of astigmatism is considered clinically necessary
Ophthalmic | Intraocular lens replacement | Intraocular lens (IOL) | Monofocal, astigmatism correcting IOL | Carl Zeiss | AT TORBI 709M DPT 01.5 CYL 11.0 | AT TORBI 709M DPT 01.5 CYL 11.0 | Standalone | DE0008680 | Indicated for patients with astigmatism of 2.5 dioptre cylinder (DC) and above in at least 1 eye; where correction of astigmatism is considered clinically necessary
Ophthalmic | Intraocular lens replacement | Intraocular lens (IOL) | Monofocal, astigmatism correcting IOL | Carl Zeiss | AT TORBI 709M DPT -01.5 CYL 11.0 | AT TORBI 709M DPT -01.5 CYL 11.0 | Standalone | DE0008680 | Indicated for patients with astigmatism of 2.5 dioptre cylinder (DC) and above in at least 1 eye; where correction of astigmatism is considered clinically necessary
Ophthalmic | Intraocular lens replacement | Intraocular lens (IOL) | Monofocal, astigmatism correcting IOL | Carl Zeiss | AT TORBI 709M DPT 01.5 CYL 11.5 | AT TORBI 709M DPT 01.5 CYL 11.5 | Standalone | DE0008680 | Indicated for patients with astigmatism of 2.5 dioptre cylinder (DC) and above in at least 1 eye; where correction of astigmatism is considered clinically necessary
Ophthalmic | Intraocular lens replacement | Intraocular lens (IOL) | Monofocal, astigmatism correcting IOL | Carl Zeiss | AT TORBI 709M DPT -01.5 CYL 11.5 | AT TORBI 709M DPT -01.5 CYL 11.5 | Standalone | DE0008680 | Indicated for patients with astigmatism of 2.5 dioptre cylinder (DC) and above in at least 1 eye; where correction of astigmatism is considered clinically necessary
Ophthalmic | Intraocular lens replacement | Intraocular lens (IOL) | Monofocal, astigmatism correcting IOL | Carl Zeiss | AT TORBI 709M DPT 01.5 CYL 12.0 | AT TORBI 709M DPT 01.5 CYL 12.0 | Standalone | DE0008680 | Indicated for patients with astigmatism of 2.5 dioptre cylinder (DC) and above in at least 1 eye; where correction of astigmatism is considered clinically necessary
Ophthalmic | Intraocular lens replacement | Intraocular lens (IOL) | Monofocal, astigmatism correcting IOL | Carl Zeiss | AT TORBI 709M DPT -01.5 CYL 12.0 | AT TORBI 709M DPT -01.5 CYL 12.0 | Standalone | DE0008680 | Indicated for patients with astigmatism of 2.5 dioptre cylinder (DC) and above in at least 1 eye; where correction of astigmatism is considered clinically necessary
Ophthalmic | Intraocular lens replacement | Intraocular lens (IOL) | Monofocal, astigmatism correcting IOL | Carl Zeiss | AT TORBI 709M DPT 02.0 CYL 01.0 | AT TORBI 709M DPT 02.0 CYL 01.0 | Standalone | DE0008680 | Indicated for patients with astigmatism of 2.5 dioptre cylinder (DC) and above in at least 1 eye; where correction of astigmatism is considered clinically necessary
Ophthalmic | Intraocular lens replacement | Intraocular lens (IOL) | Monofocal, astigmatism correcting IOL | Carl Zeiss | AT TORBI 709M DPT -02.0 CYL 01.0 | AT TORBI 709M DPT -02.0 CYL 01.0 | Standalone | DE0008680 | Indicated for patients with astigmatism of 2.5 dioptre cylinder (DC) and above in at least 1 eye; where correction of astigmatism is considered clinically necessary
Ophthalmic | Intraocular lens replacement | Intraocular lens (IOL) | Monofocal, astigmatism correcting IOL | Carl Zeiss | AT TORBI 709M DPT 02.0 CYL 01.5 | AT TORBI 709M DPT 02.0 CYL 01.5 | Standalone | DE0008680 | Indicated for patients with astigmatism of 2.5 dioptre cylinder (DC) and above in at least 1 eye; where correction of astigmatism is considered clinically necessary
Ophthalmic | Intraocular lens replacement | Intraocular lens (IOL) | Monofocal, astigmatism correcting IOL | Carl Zeiss | AT TORBI 709M DPT -02.0 CYL 01.5 | AT TORBI 709M DPT -02.0 CYL 01.5 | Standalone | DE0008680 | Indicated for patients with astigmatism of 2.5 dioptre cylinder (DC) and above in at least 1 eye; where correction of astigmatism is considered clinically necessary
Ophthalmic | Intraocular lens replacement | Intraocular lens (IOL) | Monofocal, astigmatism correcting IOL | Carl Zeiss | AT TORBI 709M DPT 02.0 CYL 02.0 | AT TORBI 709M DPT 02.0 CYL 02.0 | Standalone | DE0008680 | Indicated for patients with astigmatism of 2.5 dioptre cylinder (DC) and above in at least 1 eye; where correction of astigmatism is considered clinically necessary
Ophthalmic | Intraocular lens replacement | Intraocular lens (IOL) | Monofocal, astigmatism correcting IOL | Carl Zeiss | AT TORBI 709M DPT -02.0 CYL 02.0 | AT TORBI 709M DPT -02.0 CYL 02.0 | Standalone | DE0008680 | Indicated for patients with astigmatism of 2.5 dioptre cylinder (DC) and above in at least 1 eye; where correction of astigmatism is considered clinically necessary
Ophthalmic | Intraocular lens replacement | Intraocular lens (IOL) | Monofocal, astigmatism correcting IOL | Carl Zeiss | AT TORBI 709M DPT 02.0 CYL 02.5 | AT TORBI 709M DPT 02.0 CYL 02.5 | Standalone | DE0008680 | Indicated for patients with astigmatism of 2.5 dioptre cylinder (DC) and above in at least 1 eye; where correction of astigmatism is considered clinically necessary
Ophthalmic | Intraocular lens replacement | Intraocular lens (IOL) | Monofocal, astigmatism correcting IOL | Carl Zeiss | AT TORBI 709M DPT -02.0 CYL 02.5 | AT TORBI 709M DPT -02.0 CYL 02.5 | Standalone | DE0008680 | Indicated for patients with astigmatism of 2.5 dioptre cylinder (DC) and above in at least 1 eye; where correction of astigmatism is considered clinically necessary
Ophthalmic | Intraocular lens replacement | Intraocular lens (IOL) | Monofocal, astigmatism correcting IOL | Carl Zeiss | AT TORBI 709M DPT 02.0 CYL 03.0 | AT TORBI 709M DPT 02.0 CYL 03.0 | Standalone | DE0008680 | Indicated for patients with astigmatism of 2.5 dioptre cylinder (DC) and above in at least 1 eye; where correction of astigmatism is considered clinically necessary
Ophthalmic | Intraocular lens replacement | Intraocular lens (IOL) | Monofocal, astigmatism correcting IOL | Carl Zeiss | AT TORBI 709M DPT -02.0 CYL 03.0 | AT TORBI 709M DPT -02.0 CYL 03.0 | Standalone | DE0008680 | Indicated for patients with astigmatism of 2.5 dioptre cylinder (DC) and above in at least 1 eye; where correction of astigmatism is considered clinically necessary
Ophthalmic | Intraocular lens replacement | Intraocular lens (IOL) | Monofocal, astigmatism correcting IOL | Carl Zeiss | AT TORBI 709M DPT 02.0 CYL 03.5 | AT TORBI 709M DPT 02.0 CYL 03.5 | Standalone | DE0008680 | Indicated for patients with astigmatism of 2.5 dioptre cylinder (DC) and above in at least 1 eye; where correction of astigmatism is considered clinically necessary
Ophthalmic | Intraocular lens replacement | Intraocular lens (IOL) | Monofocal, astigmatism correcting IOL | Carl Zeiss | AT TORBI 709M DPT -02.0 CYL 03.5 | AT TORBI 709M DPT -02.0 CYL 03.5 | Standalone | DE0008680 | Indicated for patients with astigmatism of 2.5 dioptre cylinder (DC) and above in at least 1 eye; where correction of astigmatism is considered clinically necessary
Ophthalmic | Intraocular lens replacement | Intraocular lens (IOL) | Monofocal, astigmatism correcting IOL | Carl Zeiss | AT TORBI 709M DPT 02.0 CYL 04.0 | AT TORBI 709M DPT 02.0 CYL 04.0 | Standalone | DE0008680 | Indicated for patients with astigmatism of 2.5 dioptre cylinder (DC) and above in at least 1 eye; where correction of astigmatism is considered clinically necessary
Ophthalmic | Intraocular lens replacement | Intraocular lens (IOL) | Monofocal, astigmatism correcting IOL | Carl Zeiss | AT TORBI 709M DPT -02.0 CYL 04.0 | AT TORBI 709M DPT -02.0 CYL 04.0 | Standalone | DE0008680 | Indicated for patients with astigmatism of 2.5 dioptre cylinder (DC) and above in at least 1 eye; where correction of astigmatism is considered clinically necessary
Ophthalmic | Intraocular lens replacement | Intraocular lens (IOL) | Monofocal, astigmatism correcting IOL | Carl Zeiss | AT TORBI 709M DPT 02.0 CYL 04.5 | AT TORBI 709M DPT 02.0 CYL 04.5 | Standalone | DE0008680 | Indicated for patients with astigmatism of 2.5 dioptre cylinder (DC) and above in at least 1 eye; where correction of astigmatism is considered clinically necessary
Ophthalmic | Intraocular lens replacement | Intraocular lens (IOL) | Monofocal, astigmatism correcting IOL | Carl Zeiss | AT TORBI 709M DPT -02.0 CYL 04.5 | AT TORBI 709M DPT -02.0 CYL 04.5 | Standalone | DE0008680 | Indicated for patients with astigmatism of 2.5 dioptre cylinder (DC) and above in at least 1 eye; where correction of astigmatism is considered clinically necessary
Ophthalmic | Intraocular lens replacement | Intraocular lens (IOL) | Monofocal, astigmatism correcting IOL | Carl Zeiss | AT TORBI 709M DPT 02.0 CYL 05.0 | AT TORBI 709M DPT 02.0 CYL 05.0 | Standalone | DE0008680 | Indicated for patients with astigmatism of 2.5 dioptre cylinder (DC) and above in at least 1 eye; where correction of astigmatism is considered clinically necessary
Ophthalmic | Intraocular lens replacement | Intraocular lens (IOL) | Monofocal, astigmatism correcting IOL | Carl Zeiss | AT TORBI 709M DPT -02.0 CYL 05.0 | AT TORBI 709M DPT -02.0 CYL 05.0 | Standalone | DE0008680 | Indicated for patients with astigmatism of 2.5 dioptre cylinder (DC) and above in at least 1 eye; where correction of astigmatism is considered clinically necessary
Ophthalmic | Intraocular lens replacement | Intraocular lens (IOL) | Monofocal, astigmatism correcting IOL | Carl Zeiss | AT TORBI 709M DPT 02.0 CYL 05.5 | AT TORBI 709M DPT 02.0 CYL 05.5 | Standalone | DE0008680 | Indicated for patients with astigmatism of 2.5 dioptre cylinder (DC) and above in at least 1 eye; where correction of astigmatism is considered clinically necessary
Ophthalmic | Intraocular lens replacement | Intraocular lens (IOL) | Monofocal, astigmatism correcting IOL | Carl Zeiss | AT TORBI 709M DPT -02.0 CYL 05.5 | AT TORBI 709M DPT -02.0 CYL 05.5 | Standalone | DE0008680 | Indicated for patients with astigmatism of 2.5 dioptre cylinder (DC) and above in at least 1 eye; where correction of astigmatism is considered clinically necessary
Ophthalmic | Intraocular lens replacement | Intraocular lens (IOL) | Monofocal, astigmatism correcting IOL | Carl Zeiss | AT TORBI 709M DPT 02.0 CYL 06.0 | AT TORBI 709M DPT 02.0 CYL 06.0 | Standalone | DE0008680 | Indicated for patients with astigmatism of 2.5 dioptre cylinder (DC) and above in at least 1 eye; where correction of astigmatism is considered clinically necessary
Ophthalmic | Intraocular lens replacement | Intraocular lens (IOL) | Monofocal, astigmatism correcting IOL | Carl Zeiss | AT TORBI 709M DPT -02.0 CYL 06.0 | AT TORBI 709M DPT -02.0 CYL 06.0 | Standalone | DE0008680 | Indicated for patients with astigmatism of 2.5 dioptre cylinder (DC) and above in at least 1 eye; where correction of astigmatism is considered clinically necessary
Ophthalmic | Intraocular lens replacement | Intraocular lens (IOL) | Monofocal, astigmatism correcting IOL | Carl Zeiss | AT TORBI 709M DPT 02.0 CYL 06.5 | AT TORBI 709M DPT 02.0 CYL 06.5 | Standalone | DE0008680 | Indicated for patients with astigmatism of 2.5 dioptre cylinder (DC) and above in at least 1 eye; where correction of astigmatism is considered clinically necessary
Ophthalmic | Intraocular lens replacement | Intraocular lens (IOL) | Monofocal, astigmatism correcting IOL | Carl Zeiss | AT TORBI 709M DPT -02.0 CYL 06.5 | AT TORBI 709M DPT -02.0 CYL 06.5 | Standalone | DE0008680 | Indicated for patients with astigmatism of 2.5 dioptre cylinder (DC) and above in at least 1 eye; where correction of astigmatism is considered clinically necessary
Ophthalmic | Intraocular lens replacement | Intraocular lens (IOL) | Monofocal, astigmatism correcting IOL | Carl Zeiss | AT TORBI 709M DPT 02.0 CYL 07.0 | AT TORBI 709M DPT 02.0 CYL 07.0 | Standalone | DE0008680 | Indicated for patients with astigmatism of 2.5 dioptre cylinder (DC) and above in at least 1 eye; where correction of astigmatism is considered clinically necessary
Ophthalmic | Intraocular lens replacement | Intraocular lens (IOL) | Monofocal, astigmatism correcting IOL | Carl Zeiss | AT TORBI 709M DPT -02.0 CYL 07.0 | AT TORBI 709M DPT -02.0 CYL 07.0 | Standalone | DE0008680 | Indicated for patients with astigmatism of 2.5 dioptre cylinder (DC) and above in at least 1 eye; where correction of astigmatism is considered clinically necessary
Ophthalmic | Intraocular lens replacement | Intraocular lens (IOL) | Monofocal, astigmatism correcting IOL | Carl Zeiss | AT TORBI 709M DPT 02.0 CYL 07.5 | AT TORBI 709M DPT 02.0 CYL 07.5 | Standalone | DE0008680 | Indicated for patients with astigmatism of 2.5 dioptre cylinder (DC) and above in at least 1 eye; where correction of astigmatism is considered clinically necessary
Ophthalmic | Intraocular lens replacement | Intraocular lens (IOL) | Monofocal, astigmatism correcting IOL | Carl Zeiss | AT TORBI 709M DPT -02.0 CYL 07.5 | AT TORBI 709M DPT -02.0 CYL 07.5 | Standalone | DE0008680 | Indicated for patients with astigmatism of 2.5 dioptre cylinder (DC) and above in at least 1 eye; where correction of astigmatism is considered clinically necessary
Ophthalmic | Intraocular lens replacement | Intraocular lens (IOL) | Monofocal, astigmatism correcting IOL | Carl Zeiss | AT TORBI 709M DPT 02.0 CYL 08.0 | AT TORBI 709M DPT 02.0 CYL 08.0 | Standalone | DE0008680 | Indicated for patients with astigmatism of 2.5 dioptre cylinder (DC) and above in at least 1 eye; where correction of astigmatism is considered clinically necessary
Ophthalmic | Intraocular lens replacement | Intraocular lens (IOL) | Monofocal, astigmatism correcting IOL | Carl Zeiss | AT TORBI 709M DPT -02.0 CYL 08.0 | AT TORBI 709M DPT -02.0 CYL 08.0 | Standalone | DE0008680 | Indicated for patients with astigmatism of 2.5 dioptre cylinder (DC) and above in at least 1 eye; where correction of astigmatism is considered clinically necessary
Ophthalmic | Intraocular lens replacement | Intraocular lens (IOL) | Monofocal, astigmatism correcting IOL | Carl Zeiss | AT TORBI 709M DPT 02.0 CYL 08.5 | AT TORBI 709M DPT 02.0 CYL 08.5 | Standalone | DE0008680 | Indicated for patients with astigmatism of 2.5 dioptre cylinder (DC) and above in at least 1 eye; where correction of astigmatism is considered clinically necessary
Ophthalmic | Intraocular lens replacement | Intraocular lens (IOL) | Monofocal, astigmatism correcting IOL | Carl Zeiss | AT TORBI 709M DPT -02.0 CYL 08.5 | AT TORBI 709M DPT -02.0 CYL 08.5 | Standalone | DE0008680 | Indicated for patients with astigmatism of 2.5 dioptre cylinder (DC) and above in at least 1 eye; where correction of astigmatism is considered clinically necessary
Ophthalmic | Intraocular lens replacement | Intraocular lens (IOL) | Monofocal, astigmatism correcting IOL | Carl Zeiss | AT TORBI 709M DPT 02.0 CYL 09.0 | AT TORBI 709M DPT 02.0 CYL 09.0 | Standalone | DE0008680 | Indicated for patients with astigmatism of 2.5 dioptre cylinder (DC) and above in at least 1 eye; where correction of astigmatism is considered clinically necessary
Ophthalmic | Intraocular lens replacement | Intraocular lens (IOL) | Monofocal, astigmatism correcting IOL | Carl Zeiss | AT TORBI 709M DPT -02.0 CYL 09.0 | AT TORBI 709M DPT -02.0 CYL 09.0 | Standalone | DE0008680 | Indicated for patients with astigmatism of 2.5 dioptre cylinder (DC) and above in at least 1 eye; where correction of astigmatism is considered clinically necessary
Ophthalmic | Intraocular lens replacement | Intraocular lens (IOL) | Monofocal, astigmatism correcting IOL | Carl Zeiss | AT TORBI 709M DPT 02.0 CYL 09.5 | AT TORBI 709M DPT 02.0 CYL 09.5 | Standalone | DE0008680 | Indicated for patients with astigmatism of 2.5 dioptre cylinder (DC) and above in at least 1 eye; where correction of astigmatism is considered clinically necessary
Ophthalmic | Intraocular lens replacement | Intraocular lens (IOL) | Monofocal, astigmatism correcting IOL | Carl Zeiss | AT TORBI 709M DPT -02.0 CYL 09.5 | AT TORBI 709M DPT -02.0 CYL 09.5 | Standalone | DE0008680 | Indicated for patients with astigmatism of 2.5 dioptre cylinder (DC) and above in at least 1 eye; where correction of astigmatism is considered clinically necessary
Ophthalmic | Intraocular lens replacement | Intraocular lens (IOL) | Monofocal, astigmatism correcting IOL | Carl Zeiss | AT TORBI 709M DPT 02.0 CYL 10.0 | AT TORBI 709M DPT 02.0 CYL 10.0 | Standalone | DE0008680 | Indicated for patients with astigmatism of 2.5 dioptre cylinder (DC) and above in at least 1 eye; where correction of astigmatism is considered clinically necessary
Ophthalmic | Intraocular lens replacement | Intraocular lens (IOL) | Monofocal, astigmatism correcting IOL | Carl Zeiss | AT TORBI 709M DPT -02.0 CYL 10.0 | AT TORBI 709M DPT -02.0 CYL 10.0 | Standalone | DE0008680 | Indicated for patients with astigmatism of 2.5 dioptre cylinder (DC) and above in at least 1 eye; where correction of astigmatism is considered clinically necessary
Ophthalmic | Intraocular lens replacement | Intraocular lens (IOL) | Monofocal, astigmatism correcting IOL | Carl Zeiss | AT TORBI 709M DPT 02.0 CYL 10.5 | AT TORBI 709M DPT 02.0 CYL 10.5 | Standalone | DE0008680 | Indicated for patients with astigmatism of 2.5 dioptre cylinder (DC) and above in at least 1 eye; where correction of astigmatism is considered clinically necessary
Ophthalmic | Intraocular lens replacement | Intraocular lens (IOL) | Monofocal, astigmatism correcting IOL | Carl Zeiss | AT TORBI 709M DPT -02.0 CYL 10.5 | AT TORBI 709M DPT -02.0 CYL 10.5 | Standalone | DE0008680 | Indicated for patients with astigmatism of 2.5 dioptre cylinder (DC) and above in at least 1 eye; where correction of astigmatism is considered clinically necessary
Ophthalmic | Intraocular lens replacement | Intraocular lens (IOL) | Monofocal, astigmatism correcting IOL | Carl Zeiss | AT TORBI 709M DPT 02.0 CYL 11.0 | AT TORBI 709M DPT 02.0 CYL 11.0 | Standalone | DE0008680 | Indicated for patients with astigmatism of 2.5 dioptre cylinder (DC) and above in at least 1 eye; where correction of astigmatism is considered clinically necessary
Ophthalmic | Intraocular lens replacement | Intraocular lens (IOL) | Monofocal, astigmatism correcting IOL | Carl Zeiss | AT TORBI 709M DPT -02.0 CYL 11.0 | AT TORBI 709M DPT -02.0 CYL 11.0 | Standalone | DE0008680 | Indicated for patients with astigmatism of 2.5 dioptre cylinder (DC) and above in at least 1 eye; where correction of astigmatism is considered clinically necessary
Ophthalmic | Intraocular lens replacement | Intraocular lens (IOL) | Monofocal, astigmatism correcting IOL | Carl Zeiss | AT TORBI 709M DPT 02.0 CYL 11.5 | AT TORBI 709M DPT 02.0 CYL 11.5 | Standalone | DE0008680 | Indicated for patients with astigmatism of 2.5 dioptre cylinder (DC) and above in at least 1 eye; where correction of astigmatism is considered clinically necessary
Ophthalmic | Intraocular lens replacement | Intraocular lens (IOL) | Monofocal, astigmatism correcting IOL | Carl Zeiss | AT TORBI 709M DPT -02.0 CYL 11.5 | AT TORBI 709M DPT -02.0 CYL 11.5 | Standalone | DE0008680 | Indicated for patients with astigmatism of 2.5 dioptre cylinder (DC) and above in at least 1 eye; where correction of astigmatism is considered clinically necessary
Ophthalmic | Intraocular lens replacement | Intraocular lens (IOL) | Monofocal, astigmatism correcting IOL | Carl Zeiss | AT TORBI 709M DPT 02.0 CYL 12.0 | AT TORBI 709M DPT 02.0 CYL 12.0 | Standalone | DE0008680 | Indicated for patients with astigmatism of 2.5 dioptre cylinder (DC) and above in at least 1 eye; where correction of astigmatism is considered clinically necessary
Ophthalmic | Intraocular lens replacement | Intraocular lens (IOL) | Monofocal, astigmatism correcting IOL | Carl Zeiss | AT TORBI 709M DPT -02.0 CYL 12.0 | AT TORBI 709M DPT -02.0 CYL 12.0 | Standalone | DE0008680 | Indicated for patients with astigmatism of 2.5 dioptre cylinder (DC) and above in at least 1 eye; where correction of astigmatism is considered clinically necessary
Ophthalmic | Intraocular lens replacement | Intraocular lens (IOL) | Monofocal, astigmatism correcting IOL | Carl Zeiss | AT TORBI 709M DPT 02.5 CYL 01.0 | AT TORBI 709M DPT 02.5 CYL 01.0 | Standalone | DE0008680 | Indicated for patients with astigmatism of 2.5 dioptre cylinder (DC) and above in at least 1 eye; where correction of astigmatism is considered clinically necessary
Ophthalmic | Intraocular lens replacement | Intraocular lens (IOL) | Monofocal, astigmatism correcting IOL | Carl Zeiss | AT TORBI 709M DPT -02.5 CYL 01.0 | AT TORBI 709M DPT -02.5 CYL 01.0 | Standalone | DE0008680 | Indicated for patients with astigmatism of 2.5 dioptre cylinder (DC) and above in at least 1 eye; where correction of astigmatism is considered clinically necessary
Ophthalmic | Intraocular lens replacement | Intraocular lens (IOL) | Monofocal, astigmatism correcting IOL | Carl Zeiss | AT TORBI 709M DPT 02.5 CYL 01.5 | AT TORBI 709M DPT 02.5 CYL 01.5 | Standalone | DE0008680 | Indicated for patients with astigmatism of 2.5 dioptre cylinder (DC) and above in at least 1 eye; where correction of astigmatism is considered clinically necessary
Ophthalmic | Intraocular lens replacement | Intraocular lens (IOL) | Monofocal, astigmatism correcting IOL | Carl Zeiss | AT TORBI 709M DPT -02.5 CYL 01.5 | AT TORBI 709M DPT -02.5 CYL 01.5 | Standalone | DE0008680 | Indicated for patients with astigmatism of 2.5 dioptre cylinder (DC) and above in at least 1 eye; where correction of astigmatism is considered clinically necessary
Ophthalmic | Intraocular lens replacement | Intraocular lens (IOL) | Monofocal, astigmatism correcting IOL | Carl Zeiss | AT TORBI 709M DPT 02.5 CYL 02.0 | AT TORBI 709M DPT 02.5 CYL 02.0 | Standalone | DE0008680 | Indicated for patients with astigmatism of 2.5 dioptre cylinder (DC) and above in at least 1 eye; where correction of astigmatism is considered clinically necessary
Ophthalmic | Intraocular lens replacement | Intraocular lens (IOL) | Monofocal, astigmatism correcting IOL | Carl Zeiss | AT TORBI 709M DPT -02.5 CYL 02.0 | AT TORBI 709M DPT -02.5 CYL 02.0 | Standalone | DE0008680 | Indicated for patients with astigmatism of 2.5 dioptre cylinder (DC) and above in at least 1 eye; where correction of astigmatism is considered clinically necessary
Ophthalmic | Intraocular lens replacement | Intraocular lens (IOL) | Monofocal, astigmatism correcting IOL | Carl Zeiss | AT TORBI 709M DPT 02.5 CYL 02.5 | AT TORBI 709M DPT 02.5 CYL 02.5 | Standalone | DE0008680 | Indicated for patients with astigmatism of 2.5 dioptre cylinder (DC) and above in at least 1 eye; where correction of astigmatism is considered clinically necessary
Ophthalmic | Intraocular lens replacement | Intraocular lens (IOL) | Monofocal, astigmatism correcting IOL | Carl Zeiss | AT TORBI 709M DPT -02.5 CYL 02.5 | AT TORBI 709M DPT -02.5 CYL 02.5 | Standalone | DE0008680 | Indicated for patients with astigmatism of 2.5 dioptre cylinder (DC) and above in at least 1 eye; where correction of astigmatism is considered clinically necessary
Ophthalmic | Intraocular lens replacement | Intraocular lens (IOL) | Monofocal, astigmatism correcting IOL | Carl Zeiss | AT TORBI 709M DPT 02.5 CYL 03.0 | AT TORBI 709M DPT 02.5 CYL 03.0 | Standalone | DE0008680 | Indicated for patients with astigmatism of 2.5 dioptre cylinder (DC) and above in at least 1 eye; where correction of astigmatism is considered clinically necessary
Ophthalmic | Intraocular lens replacement | Intraocular lens (IOL) | Monofocal, astigmatism correcting IOL | Carl Zeiss | AT TORBI 709M DPT -02.5 CYL 03.0 | AT TORBI 709M DPT -02.5 CYL 03.0 | Standalone | DE0008680 | Indicated for patients with astigmatism of 2.5 dioptre cylinder (DC) and above in at least 1 eye; where correction of astigmatism is considered clinically necessary
Ophthalmic | Intraocular lens replacement | Intraocular lens (IOL) | Monofocal, astigmatism correcting IOL | Carl Zeiss | AT TORBI 709M DPT 02.5 CYL 03.5 | AT TORBI 709M DPT 02.5 CYL 03.5 | Standalone | DE0008680 | Indicated for patients with astigmatism of 2.5 dioptre cylinder (DC) and above in at least 1 eye; where correction of astigmatism is considered clinically necessary
Ophthalmic | Intraocular lens replacement | Intraocular lens (IOL) | Monofocal, astigmatism correcting IOL | Carl Zeiss | AT TORBI 709M DPT -02.5 CYL 03.5 | AT TORBI 709M DPT -02.5 CYL 03.5 | Standalone | DE0008680 | Indicated for patients with astigmatism of 2.5 dioptre cylinder (DC) and above in at least 1 eye; where correction of astigmatism is considered clinically necessary
Ophthalmic | Intraocular lens replacement | Intraocular lens (IOL) | Monofocal, astigmatism correcting IOL | Carl Zeiss | AT TORBI 709M DPT 02.5 CYL 04.0 | AT TORBI 709M DPT 02.5 CYL 04.0 | Standalone | DE0008680 | Indicated for patients with astigmatism of 2.5 dioptre cylinder (DC) and above in at least 1 eye; where correction of astigmatism is considered clinically necessary
Ophthalmic | Intraocular lens replacement | Intraocular lens (IOL) | Monofocal, astigmatism correcting IOL | Carl Zeiss | AT TORBI 709M DPT -02.5 CYL 04.0 | AT TORBI 709M DPT -02.5 CYL 04.0 | Standalone | DE0008680 | Indicated for patients with astigmatism of 2.5 dioptre cylinder (DC) and above in at least 1 eye; where correction of astigmatism is considered clinically necessary
Ophthalmic | Intraocular lens replacement | Intraocular lens (IOL) | Monofocal, astigmatism correcting IOL | Carl Zeiss | AT TORBI 709M DPT 02.5 CYL 04.5 | AT TORBI 709M DPT 02.5 CYL 04.5 | Standalone | DE0008680 | Indicated for patients with astigmatism of 2.5 dioptre cylinder (DC) and above in at least 1 eye; where correction of astigmatism is considered clinically necessary
Ophthalmic | Intraocular lens replacement | Intraocular lens (IOL) | Monofocal, astigmatism correcting IOL | Carl Zeiss | AT TORBI 709M DPT -02.5 CYL 04.5 | AT TORBI 709M DPT -02.5 CYL 04.5 | Standalone | DE0008680 | Indicated for patients with astigmatism of 2.5 dioptre cylinder (DC) and above in at least 1 eye; where correction of astigmatism is considered clinically necessary
Ophthalmic | Intraocular lens replacement | Intraocular lens (IOL) | Monofocal, astigmatism correcting IOL | Carl Zeiss | AT TORBI 709M DPT 02.5 CYL 05.0 | AT TORBI 709M DPT 02.5 CYL 05.0 | Standalone | DE0008680 | Indicated for patients with astigmatism of 2.5 dioptre cylinder (DC) and above in at least 1 eye; where correction of astigmatism is considered clinically necessary
Ophthalmic | Intraocular lens replacement | Intraocular lens (IOL) | Monofocal, astigmatism correcting IOL | Carl Zeiss | AT TORBI 709M DPT -02.5 CYL 05.0 | AT TORBI 709M DPT -02.5 CYL 05.0 | Standalone | DE0008680 | Indicated for patients with astigmatism of 2.5 dioptre cylinder (DC) and above in at least 1 eye; where correction of astigmatism is considered clinically necessary
Ophthalmic | Intraocular lens replacement | Intraocular lens (IOL) | Monofocal, astigmatism correcting IOL | Carl Zeiss | AT TORBI 709M DPT 02.5 CYL 05.5 | AT TORBI 709M DPT 02.5 CYL 05.5 | Standalone | DE0008680 | Indicated for patients with astigmatism of 2.5 dioptre cylinder (DC) and above in at least 1 eye; where correction of astigmatism is considered clinically necessary
Ophthalmic | Intraocular lens replacement | Intraocular lens (IOL) | Monofocal, astigmatism correcting IOL | Carl Zeiss | AT TORBI 709M DPT -02.5 CYL 05.5 | AT TORBI 709M DPT -02.5 CYL 05.5 | Standalone | DE0008680 | Indicated for patients with astigmatism of 2.5 dioptre cylinder (DC) and above in at least 1 eye; where correction of astigmatism is considered clinically necessary
Ophthalmic | Intraocular lens replacement | Intraocular lens (IOL) | Monofocal, astigmatism correcting IOL | Carl Zeiss | AT TORBI 709M DPT 02.5 CYL 06.0 | AT TORBI 709M DPT 02.5 CYL 06.0 | Standalone | DE0008680 | Indicated for patients with astigmatism of 2.5 dioptre cylinder (DC) and above in at least 1 eye; where correction of astigmatism is considered clinically necessary
Ophthalmic | Intraocular lens replacement | Intraocular lens (IOL) | Monofocal, astigmatism correcting IOL | Carl Zeiss | AT TORBI 709M DPT -02.5 CYL 06.0 | AT TORBI 709M DPT -02.5 CYL 06.0 | Standalone | DE0008680 | Indicated for patients with astigmatism of 2.5 dioptre cylinder (DC) and above in at least 1 eye; where correction of astigmatism is considered clinically necessary
Ophthalmic | Intraocular lens replacement | Intraocular lens (IOL) | Monofocal, astigmatism correcting IOL | Carl Zeiss | AT TORBI 709M DPT 02.5 CYL 06.5 | AT TORBI 709M DPT 02.5 CYL 06.5 | Standalone | DE0008680 | Indicated for patients with astigmatism of 2.5 dioptre cylinder (DC) and above in at least 1 eye; where correction of astigmatism is considered clinically necessary
Ophthalmic | Intraocular lens replacement | Intraocular lens (IOL) | Monofocal, astigmatism correcting IOL | Carl Zeiss | AT TORBI 709M DPT -02.5 CYL 06.5 | AT TORBI 709M DPT -02.5 CYL 06.5 | Standalone | DE0008680 | Indicated for patients with astigmatism of 2.5 dioptre cylinder (DC) and above in at least 1 eye; where correction of astigmatism is considered clinically necessary
Ophthalmic | Intraocular lens replacement | Intraocular lens (IOL) | Monofocal, astigmatism correcting IOL | Carl Zeiss | AT TORBI 709M DPT 02.5 CYL 07.0 | AT TORBI 709M DPT 02.5 CYL 07.0 | Standalone | DE0008680 | Indicated for patients with astigmatism of 2.5 dioptre cylinder (DC) and above in at least 1 eye; where correction of astigmatism is considered clinically necessary
Ophthalmic | Intraocular lens replacement | Intraocular lens (IOL) | Monofocal, astigmatism correcting IOL | Carl Zeiss | AT TORBI 709M DPT -02.5 CYL 07.0 | AT TORBI 709M DPT -02.5 CYL 07.0 | Standalone | DE0008680 | Indicated for patients with astigmatism of 2.5 dioptre cylinder (DC) and above in at least 1 eye; where correction of astigmatism is considered clinically necessary
Ophthalmic | Intraocular lens replacement | Intraocular lens (IOL) | Monofocal, astigmatism correcting IOL | Carl Zeiss | AT TORBI 709M DPT 02.5 CYL 07.5 | AT TORBI 709M DPT 02.5 CYL 07.5 | Standalone | DE0008680 | Indicated for patients with astigmatism of 2.5 dioptre cylinder (DC) and above in at least 1 eye; where correction of astigmatism is considered clinically necessary
Ophthalmic | Intraocular lens replacement | Intraocular lens (IOL) | Monofocal, astigmatism correcting IOL | Carl Zeiss | AT TORBI 709M DPT -02.5 CYL 07.5 | AT TORBI 709M DPT -02.5 CYL 07.5 | Standalone | DE0008680 | Indicated for patients with astigmatism of 2.5 dioptre cylinder (DC) and above in at least 1 eye; where correction of astigmatism is considered clinically necessary
Ophthalmic | Intraocular lens replacement | Intraocular lens (IOL) | Monofocal, astigmatism correcting IOL | Carl Zeiss | AT TORBI 709M DPT 02.5 CYL 08.0 | AT TORBI 709M DPT 02.5 CYL 08.0 | Standalone | DE0008680 | Indicated for patients with astigmatism of 2.5 dioptre cylinder (DC) and above in at least 1 eye; where correction of astigmatism is considered clinically necessary
Ophthalmic | Intraocular lens replacement | Intraocular lens (IOL) | Monofocal, astigmatism correcting IOL | Carl Zeiss | AT TORBI 709M DPT -02.5 CYL 08.0 | AT TORBI 709M DPT -02.5 CYL 08.0 | Standalone | DE0008680 | Indicated for patients with astigmatism of 2.5 dioptre cylinder (DC) and above in at least 1 eye; where correction of astigmatism is considered clinically necessary
Ophthalmic | Intraocular lens replacement | Intraocular lens (IOL) | Monofocal, astigmatism correcting IOL | Carl Zeiss | AT TORBI 709M DPT 02.5 CYL 08.5 | AT TORBI 709M DPT 02.5 CYL 08.5 | Standalone | DE0008680 | Indicated for patients with astigmatism of 2.5 dioptre cylinder (DC) and above in at least 1 eye; where correction of astigmatism is considered clinically necessary
Ophthalmic | Intraocular lens replacement | Intraocular lens (IOL) | Monofocal, astigmatism correcting IOL | Carl Zeiss | AT TORBI 709M DPT -02.5 CYL 08.5 | AT TORBI 709M DPT -02.5 CYL 08.5 | Standalone | DE0008680 | Indicated for patients with astigmatism of 2.5 dioptre cylinder (DC) and above in at least 1 eye; where correction of astigmatism is considered clinically necessary
Ophthalmic | Intraocular lens replacement | Intraocular lens (IOL) | Monofocal, astigmatism correcting IOL | Carl Zeiss | AT TORBI 709M DPT 02.5 CYL 09.0 | AT TORBI 709M DPT 02.5 CYL 09.0 | Standalone | DE0008680 | Indicated for patients with astigmatism of 2.5 dioptre cylinder (DC) and above in at least 1 eye; where correction of astigmatism is considered clinically necessary
Ophthalmic | Intraocular lens replacement | Intraocular lens (IOL) | Monofocal, astigmatism correcting IOL | Carl Zeiss | AT TORBI 709M DPT -02.5 CYL 09.0 | AT TORBI 709M DPT -02.5 CYL 09.0 | Standalone | DE0008680 | Indicated for patients with astigmatism of 2.5 dioptre cylinder (DC) and above in at least 1 eye; where correction of astigmatism is considered clinically necessary
Ophthalmic | Intraocular lens replacement | Intraocular lens (IOL) | Monofocal, astigmatism correcting IOL | Carl Zeiss | AT TORBI 709M DPT 02.5 CYL 09.5 | AT TORBI 709M DPT 02.5 CYL 09.5 | Standalone | DE0008680 | Indicated for patients with astigmatism of 2.5 dioptre cylinder (DC) and above in at least 1 eye; where correction of astigmatism is considered clinically necessary
Ophthalmic | Intraocular lens replacement | Intraocular lens (IOL) | Monofocal, astigmatism correcting IOL | Carl Zeiss | AT TORBI 709M DPT -02.5 CYL 09.5 | AT TORBI 709M DPT -02.5 CYL 09.5 | Standalone | DE0008680 | Indicated for patients with astigmatism of 2.5 dioptre cylinder (DC) and above in at least 1 eye; where correction of astigmatism is considered clinically necessary
Ophthalmic | Intraocular lens replacement | Intraocular lens (IOL) | Monofocal, astigmatism correcting IOL | Carl Zeiss | AT TORBI 709M DPT 02.5 CYL 10.0 | AT TORBI 709M DPT 02.5 CYL 10.0 | Standalone | DE0008680 | Indicated for patients with astigmatism of 2.5 dioptre cylinder (DC) and above in at least 1 eye; where correction of astigmatism is considered clinically necessary
Ophthalmic | Intraocular lens replacement | Intraocular lens (IOL) | Monofocal, astigmatism correcting IOL | Carl Zeiss | AT TORBI 709M DPT -02.5 CYL 10.0 | AT TORBI 709M DPT -02.5 CYL 10.0 | Standalone | DE0008680 | Indicated for patients with astigmatism of 2.5 dioptre cylinder (DC) and above in at least 1 eye; where correction of astigmatism is considered clinically necessary
Ophthalmic | Intraocular lens replacement | Intraocular lens (IOL) | Monofocal, astigmatism correcting IOL | Carl Zeiss | AT TORBI 709M DPT 02.5 CYL 10.5 | AT TORBI 709M DPT 02.5 CYL 10.5 | Standalone | DE0008680 | Indicated for patients with astigmatism of 2.5 dioptre cylinder (DC) and above in at least 1 eye; where correction of astigmatism is considered clinically necessary
Ophthalmic | Intraocular lens replacement | Intraocular lens (IOL) | Monofocal, astigmatism correcting IOL | Carl Zeiss | AT TORBI 709M DPT -02.5 CYL 10.5 | AT TORBI 709M DPT -02.5 CYL 10.5 | Standalone | DE0008680 | Indicated for patients with astigmatism of 2.5 dioptre cylinder (DC) and above in at least 1 eye; where correction of astigmatism is considered clinically necessary
Ophthalmic | Intraocular lens replacement | Intraocular lens (IOL) | Monofocal, astigmatism correcting IOL | Carl Zeiss | AT TORBI 709M DPT 02.5 CYL 11.0 | AT TORBI 709M DPT 02.5 CYL 11.0 | Standalone | DE0008680 | Indicated for patients with astigmatism of 2.5 dioptre cylinder (DC) and above in at least 1 eye; where correction of astigmatism is considered clinically necessary
Ophthalmic | Intraocular lens replacement | Intraocular lens (IOL) | Monofocal, astigmatism correcting IOL | Carl Zeiss | AT TORBI 709M DPT -02.5 CYL 11.0 | AT TORBI 709M DPT -02.5 CYL 11.0 | Standalone | DE0008680 | Indicated for patients with astigmatism of 2.5 dioptre cylinder (DC) and above in at least 1 eye; where correction of astigmatism is considered clinically necessary
Ophthalmic | Intraocular lens replacement | Intraocular lens (IOL) | Monofocal, astigmatism correcting IOL | Carl Zeiss | AT TORBI 709M DPT 02.5 CYL 11.5 | AT TORBI 709M DPT 02.5 CYL 11.5 | Standalone | DE0008680 | Indicated for patients with astigmatism of 2.5 dioptre cylinder (DC) and above in at least 1 eye; where correction of astigmatism is considered clinically necessary
Ophthalmic | Intraocular lens replacement | Intraocular lens (IOL) | Monofocal, astigmatism correcting IOL | Carl Zeiss | AT TORBI 709M DPT -02.5 CYL 11.5 | AT TORBI 709M DPT -02.5 CYL 11.5 | Standalone | DE0008680 | Indicated for patients with astigmatism of 2.5 dioptre cylinder (DC) and above in at least 1 eye; where correction of astigmatism is considered clinically necessary
Ophthalmic | Intraocular lens replacement | Intraocular lens (IOL) | Monofocal, astigmatism correcting IOL | Carl Zeiss | AT TORBI 709M DPT 02.5 CYL 12.0 | AT TORBI 709M DPT 02.5 CYL 12.0 | Standalone | DE0008680 | Indicated for patients with astigmatism of 2.5 dioptre cylinder (DC) and above in at least 1 eye; where correction of astigmatism is considered clinically necessary
Ophthalmic | Intraocular lens replacement | Intraocular lens (IOL) | Monofocal, astigmatism correcting IOL | Carl Zeiss | AT TORBI 709M DPT -02.5 CYL 12.0 | AT TORBI 709M DPT -02.5 CYL 12.0 | Standalone | DE0008680 | Indicated for patients with astigmatism of 2.5 dioptre cylinder (DC) and above in at least 1 eye; where correction of astigmatism is considered clinically necessary
Ophthalmic | Intraocular lens replacement | Intraocular lens (IOL) | Monofocal, astigmatism correcting IOL | Carl Zeiss | AT TORBI 709M DPT 03.0 CYL 01.0 | AT TORBI 709M DPT 03.0 CYL 01.0 | Standalone | DE0008680 | Indicated for patients with astigmatism of 2.5 dioptre cylinder (DC) and above in at least 1 eye; where correction of astigmatism is considered clinically necessary
Ophthalmic | Intraocular lens replacement | Intraocular lens (IOL) | Monofocal, astigmatism correcting IOL | Carl Zeiss | AT TORBI 709M DPT -03.0 CYL 01.0 | AT TORBI 709M DPT -03.0 CYL 01.0 | Standalone | DE0008680 | Indicated for patients with astigmatism of 2.5 dioptre cylinder (DC) and above in at least 1 eye; where correction of astigmatism is considered clinically necessary
Ophthalmic | Intraocular lens replacement | Intraocular lens (IOL) | Monofocal, astigmatism correcting IOL | Carl Zeiss | AT TORBI 709M DPT 03.0 CYL 01.5 | AT TORBI 709M DPT 03.0 CYL 01.5 | Standalone | DE0008680 | Indicated for patients with astigmatism of 2.5 dioptre cylinder (DC) and above in at least 1 eye; where correction of astigmatism is considered clinically necessary
Ophthalmic | Intraocular lens replacement | Intraocular lens (IOL) | Monofocal, astigmatism correcting IOL | Carl Zeiss | AT TORBI 709M DPT -03.0 CYL 01.5 | AT TORBI 709M DPT -03.0 CYL 01.5 | Standalone | DE0008680 | Indicated for patients with astigmatism of 2.5 dioptre cylinder (DC) and above in at least 1 eye; where correction of astigmatism is considered clinically necessary
Ophthalmic | Intraocular lens replacement | Intraocular lens (IOL) | Monofocal, astigmatism correcting IOL | Carl Zeiss | AT TORBI 709M DPT 03.0 CYL 02.0 | AT TORBI 709M DPT 03.0 CYL 02.0 | Standalone | DE0008680 | Indicated for patients with astigmatism of 2.5 dioptre cylinder (DC) and above in at least 1 eye; where correction of astigmatism is considered clinically necessary
Ophthalmic | Intraocular lens replacement | Intraocular lens (IOL) | Monofocal, astigmatism correcting IOL | Carl Zeiss | AT TORBI 709M DPT -03.0 CYL 02.0 | AT TORBI 709M DPT -03.0 CYL 02.0 | Standalone | DE0008680 | Indicated for patients with astigmatism of 2.5 dioptre cylinder (DC) and above in at least 1 eye; where correction of astigmatism is considered clinically necessary
Ophthalmic | Intraocular lens replacement | Intraocular lens (IOL) | Monofocal, astigmatism correcting IOL | Carl Zeiss | AT TORBI 709M DPT 03.0 CYL 02.5 | AT TORBI 709M DPT 03.0 CYL 02.5 | Standalone | DE0008680 | Indicated for patients with astigmatism of 2.5 dioptre cylinder (DC) and above in at least 1 eye; where correction of astigmatism is considered clinically necessary
Ophthalmic | Intraocular lens replacement | Intraocular lens (IOL) | Monofocal, astigmatism correcting IOL | Carl Zeiss | AT TORBI 709M DPT -03.0 CYL 02.5 | AT TORBI 709M DPT -03.0 CYL 02.5 | Standalone | DE0008680 | Indicated for patients with astigmatism of 2.5 dioptre cylinder (DC) and above in at least 1 eye; where correction of astigmatism is considered clinically necessary
Ophthalmic | Intraocular lens replacement | Intraocular lens (IOL) | Monofocal, astigmatism correcting IOL | Carl Zeiss | AT TORBI 709M DPT 03.0 CYL 03.0 | AT TORBI 709M DPT 03.0 CYL 03.0 | Standalone | DE0008680 | Indicated for patients with astigmatism of 2.5 dioptre cylinder (DC) and above in at least 1 eye; where correction of astigmatism is considered clinically necessary
Ophthalmic | Intraocular lens replacement | Intraocular lens (IOL) | Monofocal, astigmatism correcting IOL | Carl Zeiss | AT TORBI 709M DPT -03.0 CYL 03.0 | AT TORBI 709M DPT -03.0 CYL 03.0 | Standalone | DE0008680 | Indicated for patients with astigmatism of 2.5 dioptre cylinder (DC) and above in at least 1 eye; where correction of astigmatism is considered clinically necessary
Ophthalmic | Intraocular lens replacement | Intraocular lens (IOL) | Monofocal, astigmatism correcting IOL | Carl Zeiss | AT TORBI 709M DPT 03.0 CYL 03.5 | AT TORBI 709M DPT 03.0 CYL 03.5 | Standalone | DE0008680 | Indicated for patients with astigmatism of 2.5 dioptre cylinder (DC) and above in at least 1 eye; where correction of astigmatism is considered clinically necessary
Ophthalmic | Intraocular lens replacement | Intraocular lens (IOL) | Monofocal, astigmatism correcting IOL | Carl Zeiss | AT TORBI 709M DPT -03.0 CYL 03.5 | AT TORBI 709M DPT -03.0 CYL 03.5 | Standalone | DE0008680 | Indicated for patients with astigmatism of 2.5 dioptre cylinder (DC) and above in at least 1 eye; where correction of astigmatism is considered clinically necessary
Ophthalmic | Intraocular lens replacement | Intraocular lens (IOL) | Monofocal, astigmatism correcting IOL | Carl Zeiss | AT TORBI 709M DPT 03.0 CYL 04.0 | AT TORBI 709M DPT 03.0 CYL 04.0 | Standalone | DE0008680 | Indicated for patients with astigmatism of 2.5 dioptre cylinder (DC) and above in at least 1 eye; where correction of astigmatism is considered clinically necessary
Ophthalmic | Intraocular lens replacement | Intraocular lens (IOL) | Monofocal, astigmatism correcting IOL | Carl Zeiss | AT TORBI 709M DPT -03.0 CYL 04.0 | AT TORBI 709M DPT -03.0 CYL 04.0 | Standalone | DE0008680 | Indicated for patients with astigmatism of 2.5 dioptre cylinder (DC) and above in at least 1 eye; where correction of astigmatism is considered clinically necessary
Ophthalmic | Intraocular lens replacement | Intraocular lens (IOL) | Monofocal, astigmatism correcting IOL | Carl Zeiss | AT TORBI 709M DPT 03.0 CYL 04.5 | AT TORBI 709M DPT 03.0 CYL 04.5 | Standalone | DE0008680 | Indicated for patients with astigmatism of 2.5 dioptre cylinder (DC) and above in at least 1 eye; where correction of astigmatism is considered clinically necessary
Ophthalmic | Intraocular lens replacement | Intraocular lens (IOL) | Monofocal, astigmatism correcting IOL | Carl Zeiss | AT TORBI 709M DPT -03.0 CYL 04.5 | AT TORBI 709M DPT -03.0 CYL 04.5 | Standalone | DE0008680 | Indicated for patients with astigmatism of 2.5 dioptre cylinder (DC) and above in at least 1 eye; where correction of astigmatism is considered clinically necessary
Ophthalmic | Intraocular lens replacement | Intraocular lens (IOL) | Monofocal, astigmatism correcting IOL | Carl Zeiss | AT TORBI 709M DPT 03.0 CYL 05.0 | AT TORBI 709M DPT 03.0 CYL 05.0 | Standalone | DE0008680 | Indicated for patients with astigmatism of 2.5 dioptre cylinder (DC) and above in at least 1 eye; where correction of astigmatism is considered clinically necessary
Ophthalmic | Intraocular lens replacement | Intraocular lens (IOL) | Monofocal, astigmatism correcting IOL | Carl Zeiss | AT TORBI 709M DPT -03.0 CYL 05.0 | AT TORBI 709M DPT -03.0 CYL 05.0 | Standalone | DE0008680 | Indicated for patients with astigmatism of 2.5 dioptre cylinder (DC) and above in at least 1 eye; where correction of astigmatism is considered clinically necessary
Ophthalmic | Intraocular lens replacement | Intraocular lens (IOL) | Monofocal, astigmatism correcting IOL | Carl Zeiss | AT TORBI 709M DPT 03.0 CYL 05.5 | AT TORBI 709M DPT 03.0 CYL 05.5 | Standalone | DE0008680 | Indicated for patients with astigmatism of 2.5 dioptre cylinder (DC) and above in at least 1 eye; where correction of astigmatism is considered clinically necessary
Ophthalmic | Intraocular lens replacement | Intraocular lens (IOL) | Monofocal, astigmatism correcting IOL | Carl Zeiss | AT TORBI 709M DPT -03.0 CYL 05.5 | AT TORBI 709M DPT -03.0 CYL 05.5 | Standalone | DE0008680 | Indicated for patients with astigmatism of 2.5 dioptre cylinder (DC) and above in at least 1 eye; where correction of astigmatism is considered clinically necessary
Ophthalmic | Intraocular lens replacement | Intraocular lens (IOL) | Monofocal, astigmatism correcting IOL | Carl Zeiss | AT TORBI 709M DPT 03.0 CYL 06.0 | AT TORBI 709M DPT 03.0 CYL 06.0 | Standalone | DE0008680 | Indicated for patients with astigmatism of 2.5 dioptre cylinder (DC) and above in at least 1 eye; where correction of astigmatism is considered clinically necessary
Ophthalmic | Intraocular lens replacement | Intraocular lens (IOL) | Monofocal, astigmatism correcting IOL | Carl Zeiss | AT TORBI 709M DPT -03.0 CYL 06.0 | AT TORBI 709M DPT -03.0 CYL 06.0 | Standalone | DE0008680 | Indicated for patients with astigmatism of 2.5 dioptre cylinder (DC) and above in at least 1 eye; where correction of astigmatism is considered clinically necessary
Ophthalmic | Intraocular lens replacement | Intraocular lens (IOL) | Monofocal, astigmatism correcting IOL | Carl Zeiss | AT TORBI 709M DPT 03.0 CYL 06.5 | AT TORBI 709M DPT 03.0 CYL 06.5 | Standalone | DE0008680 | Indicated for patients with astigmatism of 2.5 dioptre cylinder (DC) and above in at least 1 eye; where correction of astigmatism is considered clinically necessary
Ophthalmic | Intraocular lens replacement | Intraocular lens (IOL) | Monofocal, astigmatism correcting IOL | Carl Zeiss | AT TORBI 709M DPT -03.0 CYL 06.5 | AT TORBI 709M DPT -03.0 CYL 06.5 | Standalone | DE0008680 | Indicated for patients with astigmatism of 2.5 dioptre cylinder (DC) and above in at least 1 eye; where correction of astigmatism is considered clinically necessary
Ophthalmic | Intraocular lens replacement | Intraocular lens (IOL) | Monofocal, astigmatism correcting IOL | Carl Zeiss | AT TORBI 709M DPT 03.0 CYL 07.0 | AT TORBI 709M DPT 03.0 CYL 07.0 | Standalone | DE0008680 | Indicated for patients with astigmatism of 2.5 dioptre cylinder (DC) and above in at least 1 eye; where correction of astigmatism is considered clinically necessary
Ophthalmic | Intraocular lens replacement | Intraocular lens (IOL) | Monofocal, astigmatism correcting IOL | Carl Zeiss | AT TORBI 709M DPT -03.0 CYL 07.0 | AT TORBI 709M DPT -03.0 CYL 07.0 | Standalone | DE0008680 | Indicated for patients with astigmatism of 2.5 dioptre cylinder (DC) and above in at least 1 eye; where correction of astigmatism is considered clinically necessary
Ophthalmic | Intraocular lens replacement | Intraocular lens (IOL) | Monofocal, astigmatism correcting IOL | Carl Zeiss | AT TORBI 709M DPT 03.0 CYL 07.5 | AT TORBI 709M DPT 03.0 CYL 07.5 | Standalone | DE0008680 | Indicated for patients with astigmatism of 2.5 dioptre cylinder (DC) and above in at least 1 eye; where correction of astigmatism is considered clinically necessary
Ophthalmic | Intraocular lens replacement | Intraocular lens (IOL) | Monofocal, astigmatism correcting IOL | Carl Zeiss | AT TORBI 709M DPT -03.0 CYL 07.5 | AT TORBI 709M DPT -03.0 CYL 07.5 | Standalone | DE0008680 | Indicated for patients with astigmatism of 2.5 dioptre cylinder (DC) and above in at least 1 eye; where correction of astigmatism is considered clinically necessary
Ophthalmic | Intraocular lens replacement | Intraocular lens (IOL) | Monofocal, astigmatism correcting IOL | Carl Zeiss | AT TORBI 709M DPT 03.0 CYL 08.0 | AT TORBI 709M DPT 03.0 CYL 08.0 | Standalone | DE0008680 | Indicated for patients with astigmatism of 2.5 dioptre cylinder (DC) and above in at least 1 eye; where correction of astigmatism is considered clinically necessary
Ophthalmic | Intraocular lens replacement | Intraocular lens (IOL) | Monofocal, astigmatism correcting IOL | Carl Zeiss | AT TORBI 709M DPT -03.0 CYL 08.0 | AT TORBI 709M DPT -03.0 CYL 08.0 | Standalone | DE0008680 | Indicated for patients with astigmatism of 2.5 dioptre cylinder (DC) and above in at least 1 eye; where correction of astigmatism is considered clinically necessary
Ophthalmic | Intraocular lens replacement | Intraocular lens (IOL) | Monofocal, astigmatism correcting IOL | Carl Zeiss | AT TORBI 709M DPT 03.0 CYL 08.5 | AT TORBI 709M DPT 03.0 CYL 08.5 | Standalone | DE0008680 | Indicated for patients with astigmatism of 2.5 dioptre cylinder (DC) and above in at least 1 eye; where correction of astigmatism is considered clinically necessary
Ophthalmic | Intraocular lens replacement | Intraocular lens (IOL) | Monofocal, astigmatism correcting IOL | Carl Zeiss | AT TORBI 709M DPT -03.0 CYL 08.5 | AT TORBI 709M DPT -03.0 CYL 08.5 | Standalone | DE0008680 | Indicated for patients with astigmatism of 2.5 dioptre cylinder (DC) and above in at least 1 eye; where correction of astigmatism is considered clinically necessary
Ophthalmic | Intraocular lens replacement | Intraocular lens (IOL) | Monofocal, astigmatism correcting IOL | Carl Zeiss | AT TORBI 709M DPT 03.0 CYL 09.0 | AT TORBI 709M DPT 03.0 CYL 09.0 | Standalone | DE0008680 | Indicated for patients with astigmatism of 2.5 dioptre cylinder (DC) and above in at least 1 eye; where correction of astigmatism is considered clinically necessary
Ophthalmic | Intraocular lens replacement | Intraocular lens (IOL) | Monofocal, astigmatism correcting IOL | Carl Zeiss | AT TORBI 709M DPT -03.0 CYL 09.0 | AT TORBI 709M DPT -03.0 CYL 09.0 | Standalone | DE0008680 | Indicated for patients with astigmatism of 2.5 dioptre cylinder (DC) and above in at least 1 eye; where correction of astigmatism is considered clinically necessary
Ophthalmic | Intraocular lens replacement | Intraocular lens (IOL) | Monofocal, astigmatism correcting IOL | Carl Zeiss | AT TORBI 709M DPT 03.0 CYL 09.5 | AT TORBI 709M DPT 03.0 CYL 09.5 | Standalone | DE0008680 | Indicated for patients with astigmatism of 2.5 dioptre cylinder (DC) and above in at least 1 eye; where correction of astigmatism is considered clinically necessary
Ophthalmic | Intraocular lens replacement | Intraocular lens (IOL) | Monofocal, astigmatism correcting IOL | Carl Zeiss | AT TORBI 709M DPT -03.0 CYL 09.5 | AT TORBI 709M DPT -03.0 CYL 09.5 | Standalone | DE0008680 | Indicated for patients with astigmatism of 2.5 dioptre cylinder (DC) and above in at least 1 eye; where correction of astigmatism is considered clinically necessary
Ophthalmic | Intraocular lens replacement | Intraocular lens (IOL) | Monofocal, astigmatism correcting IOL | Carl Zeiss | AT TORBI 709M DPT 03.0 CYL 10.0 | AT TORBI 709M DPT 03.0 CYL 10.0 | Standalone | DE0008680 | Indicated for patients with astigmatism of 2.5 dioptre cylinder (DC) and above in at least 1 eye; where correction of astigmatism is considered clinically necessary
Ophthalmic | Intraocular lens replacement | Intraocular lens (IOL) | Monofocal, astigmatism correcting IOL | Carl Zeiss | AT TORBI 709M DPT -03.0 CYL 10.0 | AT TORBI 709M DPT -03.0 CYL 10.0 | Standalone | DE0008680 | Indicated for patients with astigmatism of 2.5 dioptre cylinder (DC) and above in at least 1 eye; where correction of astigmatism is considered clinically necessary
Ophthalmic | Intraocular lens replacement | Intraocular lens (IOL) | Monofocal, astigmatism correcting IOL | Carl Zeiss | AT TORBI 709M DPT 03.0 CYL 10.5 | AT TORBI 709M DPT 03.0 CYL 10.5 | Standalone | DE0008680 | Indicated for patients with astigmatism of 2.5 dioptre cylinder (DC) and above in at least 1 eye; where correction of astigmatism is considered clinically necessary
Ophthalmic | Intraocular lens replacement | Intraocular lens (IOL) | Monofocal, astigmatism correcting IOL | Carl Zeiss | AT TORBI 709M DPT -03.0 CYL 10.5 | AT TORBI 709M DPT -03.0 CYL 10.5 | Standalone | DE0008680 | Indicated for patients with astigmatism of 2.5 dioptre cylinder (DC) and above in at least 1 eye; where correction of astigmatism is considered clinically necessary
Ophthalmic | Intraocular lens replacement | Intraocular lens (IOL) | Monofocal, astigmatism correcting IOL | Carl Zeiss | AT TORBI 709M DPT 03.0 CYL 11.0 | AT TORBI 709M DPT 03.0 CYL 11.0 | Standalone | DE0008680 | Indicated for patients with astigmatism of 2.5 dioptre cylinder (DC) and above in at least 1 eye; where correction of astigmatism is considered clinically necessary
Ophthalmic | Intraocular lens replacement | Intraocular lens (IOL) | Monofocal, astigmatism correcting IOL | Carl Zeiss | AT TORBI 709M DPT -03.0 CYL 11.0 | AT TORBI 709M DPT -03.0 CYL 11.0 | Standalone | DE0008680 | Indicated for patients with astigmatism of 2.5 dioptre cylinder (DC) and above in at least 1 eye; where correction of astigmatism is considered clinically necessary
Ophthalmic | Intraocular lens replacement | Intraocular lens (IOL) | Monofocal, astigmatism correcting IOL | Carl Zeiss | AT TORBI 709M DPT 03.0 CYL 11.5 | AT TORBI 709M DPT 03.0 CYL 11.5 | Standalone | DE0008680 | Indicated for patients with astigmatism of 2.5 dioptre cylinder (DC) and above in at least 1 eye; where correction of astigmatism is considered clinically necessary
Ophthalmic | Intraocular lens replacement | Intraocular lens (IOL) | Monofocal, astigmatism correcting IOL | Carl Zeiss | AT TORBI 709M DPT -03.0 CYL 11.5 | AT TORBI 709M DPT -03.0 CYL 11.5 | Standalone | DE0008680 | Indicated for patients with astigmatism of 2.5 dioptre cylinder (DC) and above in at least 1 eye; where correction of astigmatism is considered clinically necessary
Ophthalmic | Intraocular lens replacement | Intraocular lens (IOL) | Monofocal, astigmatism correcting IOL | Carl Zeiss | AT TORBI 709M DPT 03.0 CYL 12.0 | AT TORBI 709M DPT 03.0 CYL 12.0 | Standalone | DE0008680 | Indicated for patients with astigmatism of 2.5 dioptre cylinder (DC) and above in at least 1 eye; where correction of astigmatism is considered clinically necessary
Ophthalmic | Intraocular lens replacement | Intraocular lens (IOL) | Monofocal, astigmatism correcting IOL | Carl Zeiss | AT TORBI 709M DPT -03.0 CYL 12.0 | AT TORBI 709M DPT -03.0 CYL 12.0 | Standalone | DE0008680 | Indicated for patients with astigmatism of 2.5 dioptre cylinder (DC) and above in at least 1 eye; where correction of astigmatism is considered clinically necessary
Ophthalmic | Intraocular lens replacement | Intraocular lens (IOL) | Monofocal, astigmatism correcting IOL | Carl Zeiss | AT TORBI 709M DPT 03.5 CYL 01.0 | AT TORBI 709M DPT 03.5 CYL 01.0 | Standalone | DE0008680 | Indicated for patients with astigmatism of 2.5 dioptre cylinder (DC) and above in at least 1 eye; where correction of astigmatism is considered clinically necessary
Ophthalmic | Intraocular lens replacement | Intraocular lens (IOL) | Monofocal, astigmatism correcting IOL | Carl Zeiss | AT TORBI 709M DPT -03.5 CYL 01.0 | AT TORBI 709M DPT -03.5 CYL 01.0 | Standalone | DE0008680 | Indicated for patients with astigmatism of 2.5 dioptre cylinder (DC) and above in at least 1 eye; where correction of astigmatism is considered clinically necessary
Ophthalmic | Intraocular lens replacement | Intraocular lens (IOL) | Monofocal, astigmatism correcting IOL | Carl Zeiss | AT TORBI 709M DPT 03.5 CYL 01.5 | AT TORBI 709M DPT 03.5 CYL 01.5 | Standalone | DE0008680 | Indicated for patients with astigmatism of 2.5 dioptre cylinder (DC) and above in at least 1 eye; where correction of astigmatism is considered clinically necessary
Ophthalmic | Intraocular lens replacement | Intraocular lens (IOL) | Monofocal, astigmatism correcting IOL | Carl Zeiss | AT TORBI 709M DPT -03.5 CYL 01.5 | AT TORBI 709M DPT -03.5 CYL 01.5 | Standalone | DE0008680 | Indicated for patients with astigmatism of 2.5 dioptre cylinder (DC) and above in at least 1 eye; where correction of astigmatism is considered clinically necessary
Ophthalmic | Intraocular lens replacement | Intraocular lens (IOL) | Monofocal, astigmatism correcting IOL | Carl Zeiss | AT TORBI 709M DPT 03.5 CYL 02.0 | AT TORBI 709M DPT 03.5 CYL 02.0 | Standalone | DE0008680 | Indicated for patients with astigmatism of 2.5 dioptre cylinder (DC) and above in at least 1 eye; where correction of astigmatism is considered clinically necessary
Ophthalmic | Intraocular lens replacement | Intraocular lens (IOL) | Monofocal, astigmatism correcting IOL | Carl Zeiss | AT TORBI 709M DPT -03.5 CYL 02.0 | AT TORBI 709M DPT -03.5 CYL 02.0 | Standalone | DE0008680 | Indicated for patients with astigmatism of 2.5 dioptre cylinder (DC) and above in at least 1 eye; where correction of astigmatism is considered clinically necessary
Ophthalmic | Intraocular lens replacement | Intraocular lens (IOL) | Monofocal, astigmatism correcting IOL | Carl Zeiss | AT TORBI 709M DPT 03.5 CYL 02.5 | AT TORBI 709M DPT 03.5 CYL 02.5 | Standalone | DE0008680 | Indicated for patients with astigmatism of 2.5 dioptre cylinder (DC) and above in at least 1 eye; where correction of astigmatism is considered clinically necessary
Ophthalmic | Intraocular lens replacement | Intraocular lens (IOL) | Monofocal, astigmatism correcting IOL | Carl Zeiss | AT TORBI 709M DPT -03.5 CYL 02.5 | AT TORBI 709M DPT -03.5 CYL 02.5 | Standalone | DE0008680 | Indicated for patients with astigmatism of 2.5 dioptre cylinder (DC) and above in at least 1 eye; where correction of astigmatism is considered clinically necessary
Ophthalmic | Intraocular lens replacement | Intraocular lens (IOL) | Monofocal, astigmatism correcting IOL | Carl Zeiss | AT TORBI 709M DPT 03.5 CYL 03.0 | AT TORBI 709M DPT 03.5 CYL 03.0 | Standalone | DE0008680 | Indicated for patients with astigmatism of 2.5 dioptre cylinder (DC) and above in at least 1 eye; where correction of astigmatism is considered clinically necessary
Ophthalmic | Intraocular lens replacement | Intraocular lens (IOL) | Monofocal, astigmatism correcting IOL | Carl Zeiss | AT TORBI 709M DPT -03.5 CYL 03.0 | AT TORBI 709M DPT -03.5 CYL 03.0 | Standalone | DE0008680 | Indicated for patients with astigmatism of 2.5 dioptre cylinder (DC) and above in at least 1 eye; where correction of astigmatism is considered clinically necessary
Ophthalmic | Intraocular lens replacement | Intraocular lens (IOL) | Monofocal, astigmatism correcting IOL | Carl Zeiss | AT TORBI 709M DPT 03.5 CYL 03.5 | AT TORBI 709M DPT 03.5 CYL 03.5 | Standalone | DE0008680 | Indicated for patients with astigmatism of 2.5 dioptre cylinder (DC) and above in at least 1 eye; where correction of astigmatism is considered clinically necessary
Ophthalmic | Intraocular lens replacement | Intraocular lens (IOL) | Monofocal, astigmatism correcting IOL | Carl Zeiss | AT TORBI 709M DPT -03.5 CYL 03.5 | AT TORBI 709M DPT -03.5 CYL 03.5 | Standalone | DE0008680 | Indicated for patients with astigmatism of 2.5 dioptre cylinder (DC) and above in at least 1 eye; where correction of astigmatism is considered clinically necessary
Ophthalmic | Intraocular lens replacement | Intraocular lens (IOL) | Monofocal, astigmatism correcting IOL | Carl Zeiss | AT TORBI 709M DPT 03.5 CYL 04.0 | AT TORBI 709M DPT 03.5 CYL 04.0 | Standalone | DE0008680 | Indicated for patients with astigmatism of 2.5 dioptre cylinder (DC) and above in at least 1 eye; where correction of astigmatism is considered clinically necessary
Ophthalmic | Intraocular lens replacement | Intraocular lens (IOL) | Monofocal, astigmatism correcting IOL | Carl Zeiss | AT TORBI 709M DPT -03.5 CYL 04.0 | AT TORBI 709M DPT -03.5 CYL 04.0 | Standalone | DE0008680 | Indicated for patients with astigmatism of 2.5 dioptre cylinder (DC) and above in at least 1 eye; where correction of astigmatism is considered clinically necessary
Ophthalmic | Intraocular lens replacement | Intraocular lens (IOL) | Monofocal, astigmatism correcting IOL | Carl Zeiss | AT TORBI 709M DPT 03.5 CYL 04.5 | AT TORBI 709M DPT 03.5 CYL 04.5 | Standalone | DE0008680 | Indicated for patients with astigmatism of 2.5 dioptre cylinder (DC) and above in at least 1 eye; where correction of astigmatism is considered clinically necessary
Ophthalmic | Intraocular lens replacement | Intraocular lens (IOL) | Monofocal, astigmatism correcting IOL | Carl Zeiss | AT TORBI 709M DPT -03.5 CYL 04.5 | AT TORBI 709M DPT -03.5 CYL 04.5 | Standalone | DE0008680 | Indicated for patients with astigmatism of 2.5 dioptre cylinder (DC) and above in at least 1 eye; where correction of astigmatism is considered clinically necessary
Ophthalmic | Intraocular lens replacement | Intraocular lens (IOL) | Monofocal, astigmatism correcting IOL | Carl Zeiss | AT TORBI 709M DPT 03.5 CYL 05.0 | AT TORBI 709M DPT 03.5 CYL 05.0 | Standalone | DE0008680 | Indicated for patients with astigmatism of 2.5 dioptre cylinder (DC) and above in at least 1 eye; where correction of astigmatism is considered clinically necessary
Ophthalmic | Intraocular lens replacement | Intraocular lens (IOL) | Monofocal, astigmatism correcting IOL | Carl Zeiss | AT TORBI 709M DPT -03.5 CYL 05.0 | AT TORBI 709M DPT -03.5 CYL 05.0 | Standalone | DE0008680 | Indicated for patients with astigmatism of 2.5 dioptre cylinder (DC) and above in at least 1 eye; where correction of astigmatism is considered clinically necessary
Ophthalmic | Intraocular lens replacement | Intraocular lens (IOL) | Monofocal, astigmatism correcting IOL | Carl Zeiss | AT TORBI 709M DPT 03.5 CYL 05.5 | AT TORBI 709M DPT 03.5 CYL 05.5 | Standalone | DE0008680 | Indicated for patients with astigmatism of 2.5 dioptre cylinder (DC) and above in at least 1 eye; where correction of astigmatism is considered clinically necessary
Ophthalmic | Intraocular lens replacement | Intraocular lens (IOL) | Monofocal, astigmatism correcting IOL | Carl Zeiss | AT TORBI 709M DPT -03.5 CYL 05.5 | AT TORBI 709M DPT -03.5 CYL 05.5 | Standalone | DE0008680 | Indicated for patients with astigmatism of 2.5 dioptre cylinder (DC) and above in at least 1 eye; where correction of astigmatism is considered clinically necessary
Ophthalmic | Intraocular lens replacement | Intraocular lens (IOL) | Monofocal, astigmatism correcting IOL | Carl Zeiss | AT TORBI 709M DPT 03.5 CYL 06.0 | AT TORBI 709M DPT 03.5 CYL 06.0 | Standalone | DE0008680 | Indicated for patients with astigmatism of 2.5 dioptre cylinder (DC) and above in at least 1 eye; where correction of astigmatism is considered clinically necessary
Ophthalmic | Intraocular lens replacement | Intraocular lens (IOL) | Monofocal, astigmatism correcting IOL | Carl Zeiss | AT TORBI 709M DPT -03.5 CYL 06.0 | AT TORBI 709M DPT -03.5 CYL 06.0 | Standalone | DE0008680 | Indicated for patients with astigmatism of 2.5 dioptre cylinder (DC) and above in at least 1 eye; where correction of astigmatism is considered clinically necessary
Ophthalmic | Intraocular lens replacement | Intraocular lens (IOL) | Monofocal, astigmatism correcting IOL | Carl Zeiss | AT TORBI 709M DPT 03.5 CYL 06.5 | AT TORBI 709M DPT 03.5 CYL 06.5 | Standalone | DE0008680 | Indicated for patients with astigmatism of 2.5 dioptre cylinder (DC) and above in at least 1 eye; where correction of astigmatism is considered clinically necessary
Ophthalmic | Intraocular lens replacement | Intraocular lens (IOL) | Monofocal, astigmatism correcting IOL | Carl Zeiss | AT TORBI 709M DPT -03.5 CYL 06.5 | AT TORBI 709M DPT -03.5 CYL 06.5 | Standalone | DE0008680 | Indicated for patients with astigmatism of 2.5 dioptre cylinder (DC) and above in at least 1 eye; where correction of astigmatism is considered clinically necessary
Ophthalmic | Intraocular lens replacement | Intraocular lens (IOL) | Monofocal, astigmatism correcting IOL | Carl Zeiss | AT TORBI 709M DPT 03.5 CYL 07.0 | AT TORBI 709M DPT 03.5 CYL 07.0 | Standalone | DE0008680 | Indicated for patients with astigmatism of 2.5 dioptre cylinder (DC) and above in at least 1 eye; where correction of astigmatism is considered clinically necessary
Ophthalmic | Intraocular lens replacement | Intraocular lens (IOL) | Monofocal, astigmatism correcting IOL | Carl Zeiss | AT TORBI 709M DPT -03.5 CYL 07.0 | AT TORBI 709M DPT -03.5 CYL 07.0 | Standalone | DE0008680 | Indicated for patients with astigmatism of 2.5 dioptre cylinder (DC) and above in at least 1 eye; where correction of astigmatism is considered clinically necessary
Ophthalmic | Intraocular lens replacement | Intraocular lens (IOL) | Monofocal, astigmatism correcting IOL | Carl Zeiss | AT TORBI 709M DPT 03.5 CYL 07.5 | AT TORBI 709M DPT 03.5 CYL 07.5 | Standalone | DE0008680 | Indicated for patients with astigmatism of 2.5 dioptre cylinder (DC) and above in at least 1 eye; where correction of astigmatism is considered clinically necessary
Ophthalmic | Intraocular lens replacement | Intraocular lens (IOL) | Monofocal, astigmatism correcting IOL | Carl Zeiss | AT TORBI 709M DPT -03.5 CYL 07.5 | AT TORBI 709M DPT -03.5 CYL 07.5 | Standalone | DE0008680 | Indicated for patients with astigmatism of 2.5 dioptre cylinder (DC) and above in at least 1 eye; where correction of astigmatism is considered clinically necessary
Ophthalmic | Intraocular lens replacement | Intraocular lens (IOL) | Monofocal, astigmatism correcting IOL | Carl Zeiss | AT TORBI 709M DPT 03.5 CYL 08.0 | AT TORBI 709M DPT 03.5 CYL 08.0 | Standalone | DE0008680 | Indicated for patients with astigmatism of 2.5 dioptre cylinder (DC) and above in at least 1 eye; where correction of astigmatism is considered clinically necessary
Ophthalmic | Intraocular lens replacement | Intraocular lens (IOL) | Monofocal, astigmatism correcting IOL | Carl Zeiss | AT TORBI 709M DPT -03.5 CYL 08.0 | AT TORBI 709M DPT -03.5 CYL 08.0 | Standalone | DE0008680 | Indicated for patients with astigmatism of 2.5 dioptre cylinder (DC) and above in at least 1 eye; where correction of astigmatism is considered clinically necessary
Ophthalmic | Intraocular lens replacement | Intraocular lens (IOL) | Monofocal, astigmatism correcting IOL | Carl Zeiss | AT TORBI 709M DPT 03.5 CYL 08.5 | AT TORBI 709M DPT 03.5 CYL 08.5 | Standalone | DE0008680 | Indicated for patients with astigmatism of 2.5 dioptre cylinder (DC) and above in at least 1 eye; where correction of astigmatism is considered clinically necessary
Ophthalmic | Intraocular lens replacement | Intraocular lens (IOL) | Monofocal, astigmatism correcting IOL | Carl Zeiss | AT TORBI 709M DPT -03.5 CYL 08.5 | AT TORBI 709M DPT -03.5 CYL 08.5 | Standalone | DE0008680 | Indicated for patients with astigmatism of 2.5 dioptre cylinder (DC) and above in at least 1 eye; where correction of astigmatism is considered clinically necessary
Ophthalmic | Intraocular lens replacement | Intraocular lens (IOL) | Monofocal, astigmatism correcting IOL | Carl Zeiss | AT TORBI 709M DPT 03.5 CYL 09.0 | AT TORBI 709M DPT 03.5 CYL 09.0 | Standalone | DE0008680 | Indicated for patients with astigmatism of 2.5 dioptre cylinder (DC) and above in at least 1 eye; where correction of astigmatism is considered clinically necessary
Ophthalmic | Intraocular lens replacement | Intraocular lens (IOL) | Monofocal, astigmatism correcting IOL | Carl Zeiss | AT TORBI 709M DPT -03.5 CYL 09.0 | AT TORBI 709M DPT -03.5 CYL 09.0 | Standalone | DE0008680 | Indicated for patients with astigmatism of 2.5 dioptre cylinder (DC) and above in at least 1 eye; where correction of astigmatism is considered clinically necessary
Ophthalmic | Intraocular lens replacement | Intraocular lens (IOL) | Monofocal, astigmatism correcting IOL | Carl Zeiss | AT TORBI 709M DPT 03.5 CYL 09.5 | AT TORBI 709M DPT 03.5 CYL 09.5 | Standalone | DE0008680 | Indicated for patients with astigmatism of 2.5 dioptre cylinder (DC) and above in at least 1 eye; where correction of astigmatism is considered clinically necessary
Ophthalmic | Intraocular lens replacement | Intraocular lens (IOL) | Monofocal, astigmatism correcting IOL | Carl Zeiss | AT TORBI 709M DPT -03.5 CYL 09.5 | AT TORBI 709M DPT -03.5 CYL 09.5 | Standalone | DE0008680 | Indicated for patients with astigmatism of 2.5 dioptre cylinder (DC) and above in at least 1 eye; where correction of astigmatism is considered clinically necessary
Ophthalmic | Intraocular lens replacement | Intraocular lens (IOL) | Monofocal, astigmatism correcting IOL | Carl Zeiss | AT TORBI 709M DPT 03.5 CYL 10.0 | AT TORBI 709M DPT 03.5 CYL 10.0 | Standalone | DE0008680 | Indicated for patients with astigmatism of 2.5 dioptre cylinder (DC) and above in at least 1 eye; where correction of astigmatism is considered clinically necessary
Ophthalmic | Intraocular lens replacement | Intraocular lens (IOL) | Monofocal, astigmatism correcting IOL | Carl Zeiss | AT TORBI 709M DPT -03.5 CYL 10.0 | AT TORBI 709M DPT -03.5 CYL 10.0 | Standalone | DE0008680 | Indicated for patients with astigmatism of 2.5 dioptre cylinder (DC) and above in at least 1 eye; where correction of astigmatism is considered clinically necessary
Ophthalmic | Intraocular lens replacement | Intraocular lens (IOL) | Monofocal, astigmatism correcting IOL | Carl Zeiss | AT TORBI 709M DPT 03.5 CYL 10.5 | AT TORBI 709M DPT 03.5 CYL 10.5 | Standalone | DE0008680 | Indicated for patients with astigmatism of 2.5 dioptre cylinder (DC) and above in at least 1 eye; where correction of astigmatism is considered clinically necessary
Ophthalmic | Intraocular lens replacement | Intraocular lens (IOL) | Monofocal, astigmatism correcting IOL | Carl Zeiss | AT TORBI 709M DPT -03.5 CYL 10.5 | AT TORBI 709M DPT -03.5 CYL 10.5 | Standalone | DE0008680 | Indicated for patients with astigmatism of 2.5 dioptre cylinder (DC) and above in at least 1 eye; where correction of astigmatism is considered clinically necessary
Ophthalmic | Intraocular lens replacement | Intraocular lens (IOL) | Monofocal, astigmatism correcting IOL | Carl Zeiss | AT TORBI 709M DPT 03.5 CYL 11.0 | AT TORBI 709M DPT 03.5 CYL 11.0 | Standalone | DE0008680 | Indicated for patients with astigmatism of 2.5 dioptre cylinder (DC) and above in at least 1 eye; where correction of astigmatism is considered clinically necessary
Ophthalmic | Intraocular lens replacement | Intraocular lens (IOL) | Monofocal, astigmatism correcting IOL | Carl Zeiss | AT TORBI 709M DPT -03.5 CYL 11.0 | AT TORBI 709M DPT -03.5 CYL 11.0 | Standalone | DE0008680 | Indicated for patients with astigmatism of 2.5 dioptre cylinder (DC) and above in at least 1 eye; where correction of astigmatism is considered clinically necessary
Ophthalmic | Intraocular lens replacement | Intraocular lens (IOL) | Monofocal, astigmatism correcting IOL | Carl Zeiss | AT TORBI 709M DPT 03.5 CYL 11.5 | AT TORBI 709M DPT 03.5 CYL 11.5 | Standalone | DE0008680 | Indicated for patients with astigmatism of 2.5 dioptre cylinder (DC) and above in at least 1 eye; where correction of astigmatism is considered clinically necessary
Ophthalmic | Intraocular lens replacement | Intraocular lens (IOL) | Monofocal, astigmatism correcting IOL | Carl Zeiss | AT TORBI 709M DPT -03.5 CYL 11.5 | AT TORBI 709M DPT -03.5 CYL 11.5 | Standalone | DE0008680 | Indicated for patients with astigmatism of 2.5 dioptre cylinder (DC) and above in at least 1 eye; where correction of astigmatism is considered clinically necessary
Ophthalmic | Intraocular lens replacement | Intraocular lens (IOL) | Monofocal, astigmatism correcting IOL | Carl Zeiss | AT TORBI 709M DPT 03.5 CYL 12.0 | AT TORBI 709M DPT 03.5 CYL 12.0 | Standalone | DE0008680 | Indicated for patients with astigmatism of 2.5 dioptre cylinder (DC) and above in at least 1 eye; where correction of astigmatism is considered clinically necessary
Ophthalmic | Intraocular lens replacement | Intraocular lens (IOL) | Monofocal, astigmatism correcting IOL | Carl Zeiss | AT TORBI 709M DPT -03.5 CYL 12.0 | AT TORBI 709M DPT -03.5 CYL 12.0 | Standalone | DE0008680 | Indicated for patients with astigmatism of 2.5 dioptre cylinder (DC) and above in at least 1 eye; where correction of astigmatism is considered clinically necessary
Ophthalmic | Intraocular lens replacement | Intraocular lens (IOL) | Monofocal, astigmatism correcting IOL | Carl Zeiss | AT TORBI 709M DPT 04.0 CYL 01.0 | AT TORBI 709M DPT 04.0 CYL 01.0 | Standalone | DE0008680 | Indicated for patients with astigmatism of 2.5 dioptre cylinder (DC) and above in at least 1 eye; where correction of astigmatism is considered clinically necessary
Ophthalmic | Intraocular lens replacement | Intraocular lens (IOL) | Monofocal, astigmatism correcting IOL | Carl Zeiss | AT TORBI 709M DPT -04.0 CYL 01.0 | AT TORBI 709M DPT -04.0 CYL 01.0 | Standalone | DE0008680 | Indicated for patients with astigmatism of 2.5 dioptre cylinder (DC) and above in at least 1 eye; where correction of astigmatism is considered clinically necessary
Ophthalmic | Intraocular lens replacement | Intraocular lens (IOL) | Monofocal, astigmatism correcting IOL | Carl Zeiss | AT TORBI 709M DPT 04.0 CYL 01.5 | AT TORBI 709M DPT 04.0 CYL 01.5 | Standalone | DE0008680 | Indicated for patients with astigmatism of 2.5 dioptre cylinder (DC) and above in at least 1 eye; where correction of astigmatism is considered clinically necessary
Ophthalmic | Intraocular lens replacement | Intraocular lens (IOL) | Monofocal, astigmatism correcting IOL | Carl Zeiss | AT TORBI 709M DPT -04.0 CYL 01.5 | AT TORBI 709M DPT -04.0 CYL 01.5 | Standalone | DE0008680 | Indicated for patients with astigmatism of 2.5 dioptre cylinder (DC) and above in at least 1 eye; where correction of astigmatism is considered clinically necessary
Ophthalmic | Intraocular lens replacement | Intraocular lens (IOL) | Monofocal, astigmatism correcting IOL | Carl Zeiss | AT TORBI 709M DPT 04.0 CYL 02.0 | AT TORBI 709M DPT 04.0 CYL 02.0 | Standalone | DE0008680 | Indicated for patients with astigmatism of 2.5 dioptre cylinder (DC) and above in at least 1 eye; where correction of astigmatism is considered clinically necessary
Ophthalmic | Intraocular lens replacement | Intraocular lens (IOL) | Monofocal, astigmatism correcting IOL | Carl Zeiss | AT TORBI 709M DPT -04.0 CYL 02.0 | AT TORBI 709M DPT -04.0 CYL 02.0 | Standalone | DE0008680 | Indicated for patients with astigmatism of 2.5 dioptre cylinder (DC) and above in at least 1 eye; where correction of astigmatism is considered clinically necessary
Ophthalmic | Intraocular lens replacement | Intraocular lens (IOL) | Monofocal, astigmatism correcting IOL | Carl Zeiss | AT TORBI 709M DPT 04.0 CYL 02.5 | AT TORBI 709M DPT 04.0 CYL 02.5 | Standalone | DE0008680 | Indicated for patients with astigmatism of 2.5 dioptre cylinder (DC) and above in at least 1 eye; where correction of astigmatism is considered clinically necessary
Ophthalmic | Intraocular lens replacement | Intraocular lens (IOL) | Monofocal, astigmatism correcting IOL | Carl Zeiss | AT TORBI 709M DPT -04.0 CYL 02.5 | AT TORBI 709M DPT -04.0 CYL 02.5 | Standalone | DE0008680 | Indicated for patients with astigmatism of 2.5 dioptre cylinder (DC) and above in at least 1 eye; where correction of astigmatism is considered clinically necessary
Ophthalmic | Intraocular lens replacement | Intraocular lens (IOL) | Monofocal, astigmatism correcting IOL | Carl Zeiss | AT TORBI 709M DPT 04.0 CYL 03.0 | AT TORBI 709M DPT 04.0 CYL 03.0 | Standalone | DE0008680 | Indicated for patients with astigmatism of 2.5 dioptre cylinder (DC) and above in at least 1 eye; where correction of astigmatism is considered clinically necessary
Ophthalmic | Intraocular lens replacement | Intraocular lens (IOL) | Monofocal, astigmatism correcting IOL | Carl Zeiss | AT TORBI 709M DPT -04.0 CYL 03.0 | AT TORBI 709M DPT -04.0 CYL 03.0 | Standalone | DE0008680 | Indicated for patients with astigmatism of 2.5 dioptre cylinder (DC) and above in at least 1 eye; where correction of astigmatism is considered clinically necessary
Ophthalmic | Intraocular lens replacement | Intraocular lens (IOL) | Monofocal, astigmatism correcting IOL | Carl Zeiss | AT TORBI 709M DPT 04.0 CYL 03.5 | AT TORBI 709M DPT 04.0 CYL 03.5 | Standalone | DE0008680 | Indicated for patients with astigmatism of 2.5 dioptre cylinder (DC) and above in at least 1 eye; where correction of astigmatism is considered clinically necessary
Ophthalmic | Intraocular lens replacement | Intraocular lens (IOL) | Monofocal, astigmatism correcting IOL | Carl Zeiss | AT TORBI 709M DPT -04.0 CYL 03.5 | AT TORBI 709M DPT -04.0 CYL 03.5 | Standalone | DE0008680 | Indicated for patients with astigmatism of 2.5 dioptre cylinder (DC) and above in at least 1 eye; where correction of astigmatism is considered clinically necessary
Ophthalmic | Intraocular lens replacement | Intraocular lens (IOL) | Monofocal, astigmatism correcting IOL | Carl Zeiss | AT TORBI 709M DPT 04.0 CYL 04.0 | AT TORBI 709M DPT 04.0 CYL 04.0 | Standalone | DE0008680 | Indicated for patients with astigmatism of 2.5 dioptre cylinder (DC) and above in at least 1 eye; where correction of astigmatism is considered clinically necessary
Ophthalmic | Intraocular lens replacement | Intraocular lens (IOL) | Monofocal, astigmatism correcting IOL | Carl Zeiss | AT TORBI 709M DPT -04.0 CYL 04.0 | AT TORBI 709M DPT -04.0 CYL 04.0 | Standalone | DE0008680 | Indicated for patients with astigmatism of 2.5 dioptre cylinder (DC) and above in at least 1 eye; where correction of astigmatism is considered clinically necessary
Ophthalmic | Intraocular lens replacement | Intraocular lens (IOL) | Monofocal, astigmatism correcting IOL | Carl Zeiss | AT TORBI 709M DPT 04.0 CYL 04.5 | AT TORBI 709M DPT 04.0 CYL 04.5 | Standalone | DE0008680 | Indicated for patients with astigmatism of 2.5 dioptre cylinder (DC) and above in at least 1 eye; where correction of astigmatism is considered clinically necessary
Ophthalmic | Intraocular lens replacement | Intraocular lens (IOL) | Monofocal, astigmatism correcting IOL | Carl Zeiss | AT TORBI 709M DPT -04.0 CYL 04.5 | AT TORBI 709M DPT -04.0 CYL 04.5 | Standalone | DE0008680 | Indicated for patients with astigmatism of 2.5 dioptre cylinder (DC) and above in at least 1 eye; where correction of astigmatism is considered clinically necessary
Ophthalmic | Intraocular lens replacement | Intraocular lens (IOL) | Monofocal, astigmatism correcting IOL | Carl Zeiss | AT TORBI 709M DPT 04.0 CYL 05.0 | AT TORBI 709M DPT 04.0 CYL 05.0 | Standalone | DE0008680 | Indicated for patients with astigmatism of 2.5 dioptre cylinder (DC) and above in at least 1 eye; where correction of astigmatism is considered clinically necessary
Ophthalmic | Intraocular lens replacement | Intraocular lens (IOL) | Monofocal, astigmatism correcting IOL | Carl Zeiss | AT TORBI 709M DPT -04.0 CYL 05.0 | AT TORBI 709M DPT -04.0 CYL 05.0 | Standalone | DE0008680 | Indicated for patients with astigmatism of 2.5 dioptre cylinder (DC) and above in at least 1 eye; where correction of astigmatism is considered clinically necessary
Ophthalmic | Intraocular lens replacement | Intraocular lens (IOL) | Monofocal, astigmatism correcting IOL | Carl Zeiss | AT TORBI 709M DPT 04.0 CYL 05.5 | AT TORBI 709M DPT 04.0 CYL 05.5 | Standalone | DE0008680 | Indicated for patients with astigmatism of 2.5 dioptre cylinder (DC) and above in at least 1 eye; where correction of astigmatism is considered clinically necessary
Ophthalmic | Intraocular lens replacement | Intraocular lens (IOL) | Monofocal, astigmatism correcting IOL | Carl Zeiss | AT TORBI 709M DPT -04.0 CYL 05.5 | AT TORBI 709M DPT -04.0 CYL 05.5 | Standalone | DE0008680 | Indicated for patients with astigmatism of 2.5 dioptre cylinder (DC) and above in at least 1 eye; where correction of astigmatism is considered clinically necessary
Ophthalmic | Intraocular lens replacement | Intraocular lens (IOL) | Monofocal, astigmatism correcting IOL | Carl Zeiss | AT TORBI 709M DPT 04.0 CYL 06.0 | AT TORBI 709M DPT 04.0 CYL 06.0 | Standalone | DE0008680 | Indicated for patients with astigmatism of 2.5 dioptre cylinder (DC) and above in at least 1 eye; where correction of astigmatism is considered clinically necessary
Ophthalmic | Intraocular lens replacement | Intraocular lens (IOL) | Monofocal, astigmatism correcting IOL | Carl Zeiss | AT TORBI 709M DPT -04.0 CYL 06.0 | AT TORBI 709M DPT -04.0 CYL 06.0 | Standalone | DE0008680 | Indicated for patients with astigmatism of 2.5 dioptre cylinder (DC) and above in at least 1 eye; where correction of astigmatism is considered clinically necessary
Ophthalmic | Intraocular lens replacement | Intraocular lens (IOL) | Monofocal, astigmatism correcting IOL | Carl Zeiss | AT TORBI 709M DPT 04.0 CYL 06.5 | AT TORBI 709M DPT 04.0 CYL 06.5 | Standalone | DE0008680 | Indicated for patients with astigmatism of 2.5 dioptre cylinder (DC) and above in at least 1 eye; where correction of astigmatism is considered clinically necessary
Ophthalmic | Intraocular lens replacement | Intraocular lens (IOL) | Monofocal, astigmatism correcting IOL | Carl Zeiss | AT TORBI 709M DPT -04.0 CYL 06.5 | AT TORBI 709M DPT -04.0 CYL 06.5 | Standalone | DE0008680 | Indicated for patients with astigmatism of 2.5 dioptre cylinder (DC) and above in at least 1 eye; where correction of astigmatism is considered clinically necessary
Ophthalmic | Intraocular lens replacement | Intraocular lens (IOL) | Monofocal, astigmatism correcting IOL | Carl Zeiss | AT TORBI 709M DPT 04.0 CYL 07.0 | AT TORBI 709M DPT 04.0 CYL 07.0 | Standalone | DE0008680 | Indicated for patients with astigmatism of 2.5 dioptre cylinder (DC) and above in at least 1 eye; where correction of astigmatism is considered clinically necessary
Ophthalmic | Intraocular lens replacement | Intraocular lens (IOL) | Monofocal, astigmatism correcting IOL | Carl Zeiss | AT TORBI 709M DPT -04.0 CYL 07.0 | AT TORBI 709M DPT -04.0 CYL 07.0 | Standalone | DE0008680 | Indicated for patients with astigmatism of 2.5 dioptre cylinder (DC) and above in at least 1 eye; where correction of astigmatism is considered clinically necessary
Ophthalmic | Intraocular lens replacement | Intraocular lens (IOL) | Monofocal, astigmatism correcting IOL | Carl Zeiss | AT TORBI 709M DPT 04.0 CYL 07.5 | AT TORBI 709M DPT 04.0 CYL 07.5 | Standalone | DE0008680 | Indicated for patients with astigmatism of 2.5 dioptre cylinder (DC) and above in at least 1 eye; where correction of astigmatism is considered clinically necessary
Ophthalmic | Intraocular lens replacement | Intraocular lens (IOL) | Monofocal, astigmatism correcting IOL | Carl Zeiss | AT TORBI 709M DPT -04.0 CYL 07.5 | AT TORBI 709M DPT -04.0 CYL 07.5 | Standalone | DE0008680 | Indicated for patients with astigmatism of 2.5 dioptre cylinder (DC) and above in at least 1 eye; where correction of astigmatism is considered clinically necessary
Ophthalmic | Intraocular lens replacement | Intraocular lens (IOL) | Monofocal, astigmatism correcting IOL | Carl Zeiss | AT TORBI 709M DPT 04.0 CYL 08.0 | AT TORBI 709M DPT 04.0 CYL 08.0 | Standalone | DE0008680 | Indicated for patients with astigmatism of 2.5 dioptre cylinder (DC) and above in at least 1 eye; where correction of astigmatism is considered clinically necessary
Ophthalmic | Intraocular lens replacement | Intraocular lens (IOL) | Monofocal, astigmatism correcting IOL | Carl Zeiss | AT TORBI 709M DPT -04.0 CYL 08.0 | AT TORBI 709M DPT -04.0 CYL 08.0 | Standalone | DE0008680 | Indicated for patients with astigmatism of 2.5 dioptre cylinder (DC) and above in at least 1 eye; where correction of astigmatism is considered clinically necessary
Ophthalmic | Intraocular lens replacement | Intraocular lens (IOL) | Monofocal, astigmatism correcting IOL | Carl Zeiss | AT TORBI 709M DPT 04.0 CYL 08.5 | AT TORBI 709M DPT 04.0 CYL 08.5 | Standalone | DE0008680 | Indicated for patients with astigmatism of 2.5 dioptre cylinder (DC) and above in at least 1 eye; where correction of astigmatism is considered clinically necessary
Ophthalmic | Intraocular lens replacement | Intraocular lens (IOL) | Monofocal, astigmatism correcting IOL | Carl Zeiss | AT TORBI 709M DPT -04.0 CYL 08.5 | AT TORBI 709M DPT -04.0 CYL 08.5 | Standalone | DE0008680 | Indicated for patients with astigmatism of 2.5 dioptre cylinder (DC) and above in at least 1 eye; where correction of astigmatism is considered clinically necessary
Ophthalmic | Intraocular lens replacement | Intraocular lens (IOL) | Monofocal, astigmatism correcting IOL | Carl Zeiss | AT TORBI 709M DPT 04.0 CYL 09.0 | AT TORBI 709M DPT 04.0 CYL 09.0 | Standalone | DE0008680 | Indicated for patients with astigmatism of 2.5 dioptre cylinder (DC) and above in at least 1 eye; where correction of astigmatism is considered clinically necessary
Ophthalmic | Intraocular lens replacement | Intraocular lens (IOL) | Monofocal, astigmatism correcting IOL | Carl Zeiss | AT TORBI 709M DPT -04.0 CYL 09.0 | AT TORBI 709M DPT -04.0 CYL 09.0 | Standalone | DE0008680 | Indicated for patients with astigmatism of 2.5 dioptre cylinder (DC) and above in at least 1 eye; where correction of astigmatism is considered clinically necessary
Ophthalmic | Intraocular lens replacement | Intraocular lens (IOL) | Monofocal, astigmatism correcting IOL | Carl Zeiss | AT TORBI 709M DPT 04.0 CYL 09.5 | AT TORBI 709M DPT 04.0 CYL 09.5 | Standalone | DE0008680 | Indicated for patients with astigmatism of 2.5 dioptre cylinder (DC) and above in at least 1 eye; where correction of astigmatism is considered clinically necessary
Ophthalmic | Intraocular lens replacement | Intraocular lens (IOL) | Monofocal, astigmatism correcting IOL | Carl Zeiss | AT TORBI 709M DPT -04.0 CYL 09.5 | AT TORBI 709M DPT -04.0 CYL 09.5 | Standalone | DE0008680 | Indicated for patients with astigmatism of 2.5 dioptre cylinder (DC) and above in at least 1 eye; where correction of astigmatism is considered clinically necessary
Ophthalmic | Intraocular lens replacement | Intraocular lens (IOL) | Monofocal, astigmatism correcting IOL | Carl Zeiss | AT TORBI 709M DPT 04.0 CYL 10.0 | AT TORBI 709M DPT 04.0 CYL 10.0 | Standalone | DE0008680 | Indicated for patients with astigmatism of 2.5 dioptre cylinder (DC) and above in at least 1 eye; where correction of astigmatism is considered clinically necessary
Ophthalmic | Intraocular lens replacement | Intraocular lens (IOL) | Monofocal, astigmatism correcting IOL | Carl Zeiss | AT TORBI 709M DPT -04.0 CYL 10.0 | AT TORBI 709M DPT -04.0 CYL 10.0 | Standalone | DE0008680 | Indicated for patients with astigmatism of 2.5 dioptre cylinder (DC) and above in at least 1 eye; where correction of astigmatism is considered clinically necessary
Ophthalmic | Intraocular lens replacement | Intraocular lens (IOL) | Monofocal, astigmatism correcting IOL | Carl Zeiss | AT TORBI 709M DPT 04.0 CYL 10.5 | AT TORBI 709M DPT 04.0 CYL 10.5 | Standalone | DE0008680 | Indicated for patients with astigmatism of 2.5 dioptre cylinder (DC) and above in at least 1 eye; where correction of astigmatism is considered clinically necessary
Ophthalmic | Intraocular lens replacement | Intraocular lens (IOL) | Monofocal, astigmatism correcting IOL | Carl Zeiss | AT TORBI 709M DPT -04.0 CYL 10.5 | AT TORBI 709M DPT -04.0 CYL 10.5 | Standalone | DE0008680 | Indicated for patients with astigmatism of 2.5 dioptre cylinder (DC) and above in at least 1 eye; where correction of astigmatism is considered clinically necessary
Ophthalmic | Intraocular lens replacement | Intraocular lens (IOL) | Monofocal, astigmatism correcting IOL | Carl Zeiss | AT TORBI 709M DPT 04.0 CYL 11.0 | AT TORBI 709M DPT 04.0 CYL 11.0 | Standalone | DE0008680 | Indicated for patients with astigmatism of 2.5 dioptre cylinder (DC) and above in at least 1 eye; where correction of astigmatism is considered clinically necessary
Ophthalmic | Intraocular lens replacement | Intraocular lens (IOL) | Monofocal, astigmatism correcting IOL | Carl Zeiss | AT TORBI 709M DPT -04.0 CYL 11.0 | AT TORBI 709M DPT -04.0 CYL 11.0 | Standalone | DE0008680 | Indicated for patients with astigmatism of 2.5 dioptre cylinder (DC) and above in at least 1 eye; where correction of astigmatism is considered clinically necessary
Ophthalmic | Intraocular lens replacement | Intraocular lens (IOL) | Monofocal, astigmatism correcting IOL | Carl Zeiss | AT TORBI 709M DPT 04.0 CYL 11.5 | AT TORBI 709M DPT 04.0 CYL 11.5 | Standalone | DE0008680 | Indicated for patients with astigmatism of 2.5 dioptre cylinder (DC) and above in at least 1 eye; where correction of astigmatism is considered clinically necessary
Ophthalmic | Intraocular lens replacement | Intraocular lens (IOL) | Monofocal, astigmatism correcting IOL | Carl Zeiss | AT TORBI 709M DPT -04.0 CYL 11.5 | AT TORBI 709M DPT -04.0 CYL 11.5 | Standalone | DE0008680 | Indicated for patients with astigmatism of 2.5 dioptre cylinder (DC) and above in at least 1 eye; where correction of astigmatism is considered clinically necessary
Ophthalmic | Intraocular lens replacement | Intraocular lens (IOL) | Monofocal, astigmatism correcting IOL | Carl Zeiss | AT TORBI 709M DPT 04.0 CYL 12.0 | AT TORBI 709M DPT 04.0 CYL 12.0 | Standalone | DE0008680 | Indicated for patients with astigmatism of 2.5 dioptre cylinder (DC) and above in at least 1 eye; where correction of astigmatism is considered clinically necessary
Ophthalmic | Intraocular lens replacement | Intraocular lens (IOL) | Monofocal, astigmatism correcting IOL | Carl Zeiss | AT TORBI 709M DPT -04.0 CYL 12.0 | AT TORBI 709M DPT -04.0 CYL 12.0 | Standalone | DE0008680 | Indicated for patients with astigmatism of 2.5 dioptre cylinder (DC) and above in at least 1 eye; where correction of astigmatism is considered clinically necessary
Ophthalmic | Intraocular lens replacement | Intraocular lens (IOL) | Monofocal, astigmatism correcting IOL | Carl Zeiss | AT TORBI 709M DPT 04.5 CYL 01.0 | AT TORBI 709M DPT 04.5 CYL 01.0 | Standalone | DE0008680 | Indicated for patients with astigmatism of 2.5 dioptre cylinder (DC) and above in at least 1 eye; where correction of astigmatism is considered clinically necessary
Ophthalmic | Intraocular lens replacement | Intraocular lens (IOL) | Monofocal, astigmatism correcting IOL | Carl Zeiss | AT TORBI 709M DPT -04.5 CYL 01.0 | AT TORBI 709M DPT -04.5 CYL 01.0 | Standalone | DE0008680 | Indicated for patients with astigmatism of 2.5 dioptre cylinder (DC) and above in at least 1 eye; where correction of astigmatism is considered clinically necessary
Ophthalmic | Intraocular lens replacement | Intraocular lens (IOL) | Monofocal, astigmatism correcting IOL | Carl Zeiss | AT TORBI 709M DPT 04.5 CYL 01.5 | AT TORBI 709M DPT 04.5 CYL 01.5 | Standalone | DE0008680 | Indicated for patients with astigmatism of 2.5 dioptre cylinder (DC) and above in at least 1 eye; where correction of astigmatism is considered clinically necessary
Ophthalmic | Intraocular lens replacement | Intraocular lens (IOL) | Monofocal, astigmatism correcting IOL | Carl Zeiss | AT TORBI 709M DPT -04.5 CYL 01.5 | AT TORBI 709M DPT -04.5 CYL 01.5 | Standalone | DE0008680 | Indicated for patients with astigmatism of 2.5 dioptre cylinder (DC) and above in at least 1 eye; where correction of astigmatism is considered clinically necessary
Ophthalmic | Intraocular lens replacement | Intraocular lens (IOL) | Monofocal, astigmatism correcting IOL | Carl Zeiss | AT TORBI 709M DPT 04.5 CYL 02.0 | AT TORBI 709M DPT 04.5 CYL 02.0 | Standalone | DE0008680 | Indicated for patients with astigmatism of 2.5 dioptre cylinder (DC) and above in at least 1 eye; where correction of astigmatism is considered clinically necessary
Ophthalmic | Intraocular lens replacement | Intraocular lens (IOL) | Monofocal, astigmatism correcting IOL | Carl Zeiss | AT TORBI 709M DPT -04.5 CYL 02.0 | AT TORBI 709M DPT -04.5 CYL 02.0 | Standalone | DE0008680 | Indicated for patients with astigmatism of 2.5 dioptre cylinder (DC) and above in at least 1 eye; where correction of astigmatism is considered clinically necessary
Ophthalmic | Intraocular lens replacement | Intraocular lens (IOL) | Monofocal, astigmatism correcting IOL | Carl Zeiss | AT TORBI 709M DPT 04.5 CYL 02.5 | AT TORBI 709M DPT 04.5 CYL 02.5 | Standalone | DE0008680 | Indicated for patients with astigmatism of 2.5 dioptre cylinder (DC) and above in at least 1 eye; where correction of astigmatism is considered clinically necessary
Ophthalmic | Intraocular lens replacement | Intraocular lens (IOL) | Monofocal, astigmatism correcting IOL | Carl Zeiss | AT TORBI 709M DPT -04.5 CYL 02.5 | AT TORBI 709M DPT -04.5 CYL 02.5 | Standalone | DE0008680 | Indicated for patients with astigmatism of 2.5 dioptre cylinder (DC) and above in at least 1 eye; where correction of astigmatism is considered clinically necessary
Ophthalmic | Intraocular lens replacement | Intraocular lens (IOL) | Monofocal, astigmatism correcting IOL | Carl Zeiss | AT TORBI 709M DPT 04.5 CYL 03.0 | AT TORBI 709M DPT 04.5 CYL 03.0 | Standalone | DE0008680 | Indicated for patients with astigmatism of 2.5 dioptre cylinder (DC) and above in at least 1 eye; where correction of astigmatism is considered clinically necessary
Ophthalmic | Intraocular lens replacement | Intraocular lens (IOL) | Monofocal, astigmatism correcting IOL | Carl Zeiss | AT TORBI 709M DPT -04.5 CYL 03.0 | AT TORBI 709M DPT -04.5 CYL 03.0 | Standalone | DE0008680 | Indicated for patients with astigmatism of 2.5 dioptre cylinder (DC) and above in at least 1 eye; where correction of astigmatism is considered clinically necessary
Ophthalmic | Intraocular lens replacement | Intraocular lens (IOL) | Monofocal, astigmatism correcting IOL | Carl Zeiss | AT TORBI 709M DPT 04.5 CYL 03.5 | AT TORBI 709M DPT 04.5 CYL 03.5 | Standalone | DE0008680 | Indicated for patients with astigmatism of 2.5 dioptre cylinder (DC) and above in at least 1 eye; where correction of astigmatism is considered clinically necessary
Ophthalmic | Intraocular lens replacement | Intraocular lens (IOL) | Monofocal, astigmatism correcting IOL | Carl Zeiss | AT TORBI 709M DPT -04.5 CYL 03.5 | AT TORBI 709M DPT -04.5 CYL 03.5 | Standalone | DE0008680 | Indicated for patients with astigmatism of 2.5 dioptre cylinder (DC) and above in at least 1 eye; where correction of astigmatism is considered clinically necessary
Ophthalmic | Intraocular lens replacement | Intraocular lens (IOL) | Monofocal, astigmatism correcting IOL | Carl Zeiss | AT TORBI 709M DPT 04.5 CYL 04.0 | AT TORBI 709M DPT 04.5 CYL 04.0 | Standalone | DE0008680 | Indicated for patients with astigmatism of 2.5 dioptre cylinder (DC) and above in at least 1 eye; where correction of astigmatism is considered clinically necessary
Ophthalmic | Intraocular lens replacement | Intraocular lens (IOL) | Monofocal, astigmatism correcting IOL | Carl Zeiss | AT TORBI 709M DPT -04.5 CYL 04.0 | AT TORBI 709M DPT -04.5 CYL 04.0 | Standalone | DE0008680 | Indicated for patients with astigmatism of 2.5 dioptre cylinder (DC) and above in at least 1 eye; where correction of astigmatism is considered clinically necessary
Ophthalmic | Intraocular lens replacement | Intraocular lens (IOL) | Monofocal, astigmatism correcting IOL | Carl Zeiss | AT TORBI 709M DPT 04.5 CYL 04.5 | AT TORBI 709M DPT 04.5 CYL 04.5 | Standalone | DE0008680 | Indicated for patients with astigmatism of 2.5 dioptre cylinder (DC) and above in at least 1 eye; where correction of astigmatism is considered clinically necessary
Ophthalmic | Intraocular lens replacement | Intraocular lens (IOL) | Monofocal, astigmatism correcting IOL | Carl Zeiss | AT TORBI 709M DPT -04.5 CYL 04.5 | AT TORBI 709M DPT -04.5 CYL 04.5 | Standalone | DE0008680 | Indicated for patients with astigmatism of 2.5 dioptre cylinder (DC) and above in at least 1 eye; where correction of astigmatism is considered clinically necessary
Ophthalmic | Intraocular lens replacement | Intraocular lens (IOL) | Monofocal, astigmatism correcting IOL | Carl Zeiss | AT TORBI 709M DPT 04.5 CYL 05.0 | AT TORBI 709M DPT 04.5 CYL 05.0 | Standalone | DE0008680 | Indicated for patients with astigmatism of 2.5 dioptre cylinder (DC) and above in at least 1 eye; where correction of astigmatism is considered clinically necessary
Ophthalmic | Intraocular lens replacement | Intraocular lens (IOL) | Monofocal, astigmatism correcting IOL | Carl Zeiss | AT TORBI 709M DPT -04.5 CYL 05.0 | AT TORBI 709M DPT -04.5 CYL 05.0 | Standalone | DE0008680 | Indicated for patients with astigmatism of 2.5 dioptre cylinder (DC) and above in at least 1 eye; where correction of astigmatism is considered clinically necessary
Ophthalmic | Intraocular lens replacement | Intraocular lens (IOL) | Monofocal, astigmatism correcting IOL | Carl Zeiss | AT TORBI 709M DPT 04.5 CYL 05.5 | AT TORBI 709M DPT 04.5 CYL 05.5 | Standalone | DE0008680 | Indicated for patients with astigmatism of 2.5 dioptre cylinder (DC) and above in at least 1 eye; where correction of astigmatism is considered clinically necessary
Ophthalmic | Intraocular lens replacement | Intraocular lens (IOL) | Monofocal, astigmatism correcting IOL | Carl Zeiss | AT TORBI 709M DPT -04.5 CYL 05.5 | AT TORBI 709M DPT -04.5 CYL 05.5 | Standalone | DE0008680 | Indicated for patients with astigmatism of 2.5 dioptre cylinder (DC) and above in at least 1 eye; where correction of astigmatism is considered clinically necessary
Ophthalmic | Intraocular lens replacement | Intraocular lens (IOL) | Monofocal, astigmatism correcting IOL | Carl Zeiss | AT TORBI 709M DPT 04.5 CYL 06.0 | AT TORBI 709M DPT 04.5 CYL 06.0 | Standalone | DE0008680 | Indicated for patients with astigmatism of 2.5 dioptre cylinder (DC) and above in at least 1 eye; where correction of astigmatism is considered clinically necessary
Ophthalmic | Intraocular lens replacement | Intraocular lens (IOL) | Monofocal, astigmatism correcting IOL | Carl Zeiss | AT TORBI 709M DPT -04.5 CYL 06.0 | AT TORBI 709M DPT -04.5 CYL 06.0 | Standalone | DE0008680 | Indicated for patients with astigmatism of 2.5 dioptre cylinder (DC) and above in at least 1 eye; where correction of astigmatism is considered clinically necessary
Ophthalmic | Intraocular lens replacement | Intraocular lens (IOL) | Monofocal, astigmatism correcting IOL | Carl Zeiss | AT TORBI 709M DPT 04.5 CYL 06.5 | AT TORBI 709M DPT 04.5 CYL 06.5 | Standalone | DE0008680 | Indicated for patients with astigmatism of 2.5 dioptre cylinder (DC) and above in at least 1 eye; where correction of astigmatism is considered clinically necessary
Ophthalmic | Intraocular lens replacement | Intraocular lens (IOL) | Monofocal, astigmatism correcting IOL | Carl Zeiss | AT TORBI 709M DPT -04.5 CYL 06.5 | AT TORBI 709M DPT -04.5 CYL 06.5 | Standalone | DE0008680 | Indicated for patients with astigmatism of 2.5 dioptre cylinder (DC) and above in at least 1 eye; where correction of astigmatism is considered clinically necessary
Ophthalmic | Intraocular lens replacement | Intraocular lens (IOL) | Monofocal, astigmatism correcting IOL | Carl Zeiss | AT TORBI 709M DPT 04.5 CYL 07.0 | AT TORBI 709M DPT 04.5 CYL 07.0 | Standalone | DE0008680 | Indicated for patients with astigmatism of 2.5 dioptre cylinder (DC) and above in at least 1 eye; where correction of astigmatism is considered clinically necessary
Ophthalmic | Intraocular lens replacement | Intraocular lens (IOL) | Monofocal, astigmatism correcting IOL | Carl Zeiss | AT TORBI 709M DPT -04.5 CYL 07.0 | AT TORBI 709M DPT -04.5 CYL 07.0 | Standalone | DE0008680 | Indicated for patients with astigmatism of 2.5 dioptre cylinder (DC) and above in at least 1 eye; where correction of astigmatism is considered clinically necessary
Ophthalmic | Intraocular lens replacement | Intraocular lens (IOL) | Monofocal, astigmatism correcting IOL | Carl Zeiss | AT TORBI 709M DPT 04.5 CYL 07.5 | AT TORBI 709M DPT 04.5 CYL 07.5 | Standalone | DE0008680 | Indicated for patients with astigmatism of 2.5 dioptre cylinder (DC) and above in at least 1 eye; where correction of astigmatism is considered clinically necessary
Ophthalmic | Intraocular lens replacement | Intraocular lens (IOL) | Monofocal, astigmatism correcting IOL | Carl Zeiss | AT TORBI 709M DPT -04.5 CYL 07.5 | AT TORBI 709M DPT -04.5 CYL 07.5 | Standalone | DE0008680 | Indicated for patients with astigmatism of 2.5 dioptre cylinder (DC) and above in at least 1 eye; where correction of astigmatism is considered clinically necessary
Ophthalmic | Intraocular lens replacement | Intraocular lens (IOL) | Monofocal, astigmatism correcting IOL | Carl Zeiss | AT TORBI 709M DPT 04.5 CYL 08.0 | AT TORBI 709M DPT 04.5 CYL 08.0 | Standalone | DE0008680 | Indicated for patients with astigmatism of 2.5 dioptre cylinder (DC) and above in at least 1 eye; where correction of astigmatism is considered clinically necessary
Ophthalmic | Intraocular lens replacement | Intraocular lens (IOL) | Monofocal, astigmatism correcting IOL | Carl Zeiss | AT TORBI 709M DPT -04.5 CYL 08.0 | AT TORBI 709M DPT -04.5 CYL 08.0 | Standalone | DE0008680 | Indicated for patients with astigmatism of 2.5 dioptre cylinder (DC) and above in at least 1 eye; where correction of astigmatism is considered clinically necessary
Ophthalmic | Intraocular lens replacement | Intraocular lens (IOL) | Monofocal, astigmatism correcting IOL | Carl Zeiss | AT TORBI 709M DPT 04.5 CYL 08.5 | AT TORBI 709M DPT 04.5 CYL 08.5 | Standalone | DE0008680 | Indicated for patients with astigmatism of 2.5 dioptre cylinder (DC) and above in at least 1 eye; where correction of astigmatism is considered clinically necessary
Ophthalmic | Intraocular lens replacement | Intraocular lens (IOL) | Monofocal, astigmatism correcting IOL | Carl Zeiss | AT TORBI 709M DPT -04.5 CYL 08.5 | AT TORBI 709M DPT -04.5 CYL 08.5 | Standalone | DE0008680 | Indicated for patients with astigmatism of 2.5 dioptre cylinder (DC) and above in at least 1 eye; where correction of astigmatism is considered clinically necessary
Ophthalmic | Intraocular lens replacement | Intraocular lens (IOL) | Monofocal, astigmatism correcting IOL | Carl Zeiss | AT TORBI 709M DPT 04.5 CYL 09.0 | AT TORBI 709M DPT 04.5 CYL 09.0 | Standalone | DE0008680 | Indicated for patients with astigmatism of 2.5 dioptre cylinder (DC) and above in at least 1 eye; where correction of astigmatism is considered clinically necessary
Ophthalmic | Intraocular lens replacement | Intraocular lens (IOL) | Monofocal, astigmatism correcting IOL | Carl Zeiss | AT TORBI 709M DPT -04.5 CYL 09.0 | AT TORBI 709M DPT -04.5 CYL 09.0 | Standalone | DE0008680 | Indicated for patients with astigmatism of 2.5 dioptre cylinder (DC) and above in at least 1 eye; where correction of astigmatism is considered clinically necessary
Ophthalmic | Intraocular lens replacement | Intraocular lens (IOL) | Monofocal, astigmatism correcting IOL | Carl Zeiss | AT TORBI 709M DPT 04.5 CYL 09.5 | AT TORBI 709M DPT 04.5 CYL 09.5 | Standalone | DE0008680 | Indicated for patients with astigmatism of 2.5 dioptre cylinder (DC) and above in at least 1 eye; where correction of astigmatism is considered clinically necessary
Ophthalmic | Intraocular lens replacement | Intraocular lens (IOL) | Monofocal, astigmatism correcting IOL | Carl Zeiss | AT TORBI 709M DPT -04.5 CYL 09.5 | AT TORBI 709M DPT -04.5 CYL 09.5 | Standalone | DE0008680 | Indicated for patients with astigmatism of 2.5 dioptre cylinder (DC) and above in at least 1 eye; where correction of astigmatism is considered clinically necessary
Ophthalmic | Intraocular lens replacement | Intraocular lens (IOL) | Monofocal, astigmatism correcting IOL | Carl Zeiss | AT TORBI 709M DPT 04.5 CYL 10.0 | AT TORBI 709M DPT 04.5 CYL 10.0 | Standalone | DE0008680 | Indicated for patients with astigmatism of 2.5 dioptre cylinder (DC) and above in at least 1 eye; where correction of astigmatism is considered clinically necessary
Ophthalmic | Intraocular lens replacement | Intraocular lens (IOL) | Monofocal, astigmatism correcting IOL | Carl Zeiss | AT TORBI 709M DPT -04.5 CYL 10.0 | AT TORBI 709M DPT -04.5 CYL 10.0 | Standalone | DE0008680 | Indicated for patients with astigmatism of 2.5 dioptre cylinder (DC) and above in at least 1 eye; where correction of astigmatism is considered clinically necessary
Ophthalmic | Intraocular lens replacement | Intraocular lens (IOL) | Monofocal, astigmatism correcting IOL | Carl Zeiss | AT TORBI 709M DPT 04.5 CYL 10.5 | AT TORBI 709M DPT 04.5 CYL 10.5 | Standalone | DE0008680 | Indicated for patients with astigmatism of 2.5 dioptre cylinder (DC) and above in at least 1 eye; where correction of astigmatism is considered clinically necessary
Ophthalmic | Intraocular lens replacement | Intraocular lens (IOL) | Monofocal, astigmatism correcting IOL | Carl Zeiss | AT TORBI 709M DPT -04.5 CYL 10.5 | AT TORBI 709M DPT -04.5 CYL 10.5 | Standalone | DE0008680 | Indicated for patients with astigmatism of 2.5 dioptre cylinder (DC) and above in at least 1 eye; where correction of astigmatism is considered clinically necessary
Ophthalmic | Intraocular lens replacement | Intraocular lens (IOL) | Monofocal, astigmatism correcting IOL | Carl Zeiss | AT TORBI 709M DPT 04.5 CYL 11.0 | AT TORBI 709M DPT 04.5 CYL 11.0 | Standalone | DE0008680 | Indicated for patients with astigmatism of 2.5 dioptre cylinder (DC) and above in at least 1 eye; where correction of astigmatism is considered clinically necessary
Ophthalmic | Intraocular lens replacement | Intraocular lens (IOL) | Monofocal, astigmatism correcting IOL | Carl Zeiss | AT TORBI 709M DPT -04.5 CYL 11.0 | AT TORBI 709M DPT -04.5 CYL 11.0 | Standalone | DE0008680 | Indicated for patients with astigmatism of 2.5 dioptre cylinder (DC) and above in at least 1 eye; where correction of astigmatism is considered clinically necessary
Ophthalmic | Intraocular lens replacement | Intraocular lens (IOL) | Monofocal, astigmatism correcting IOL | Carl Zeiss | AT TORBI 709M DPT 04.5 CYL 11.5 | AT TORBI 709M DPT 04.5 CYL 11.5 | Standalone | DE0008680 | Indicated for patients with astigmatism of 2.5 dioptre cylinder (DC) and above in at least 1 eye; where correction of astigmatism is considered clinically necessary
Ophthalmic | Intraocular lens replacement | Intraocular lens (IOL) | Monofocal, astigmatism correcting IOL | Carl Zeiss | AT TORBI 709M DPT -04.5 CYL 11.5 | AT TORBI 709M DPT -04.5 CYL 11.5 | Standalone | DE0008680 | Indicated for patients with astigmatism of 2.5 dioptre cylinder (DC) and above in at least 1 eye; where correction of astigmatism is considered clinically necessary
Ophthalmic | Intraocular lens replacement | Intraocular lens (IOL) | Monofocal, astigmatism correcting IOL | Carl Zeiss | AT TORBI 709M DPT 04.5 CYL 12.0 | AT TORBI 709M DPT 04.5 CYL 12.0 | Standalone | DE0008680 | Indicated for patients with astigmatism of 2.5 dioptre cylinder (DC) and above in at least 1 eye; where correction of astigmatism is considered clinically necessary
Ophthalmic | Intraocular lens replacement | Intraocular lens (IOL) | Monofocal, astigmatism correcting IOL | Carl Zeiss | AT TORBI 709M DPT -04.5 CYL 12.0 | AT TORBI 709M DPT -04.5 CYL 12.0 | Standalone | DE0008680 | Indicated for patients with astigmatism of 2.5 dioptre cylinder (DC) and above in at least 1 eye; where correction of astigmatism is considered clinically necessary
Ophthalmic | Intraocular lens replacement | Intraocular lens (IOL) | Monofocal, astigmatism correcting IOL | Carl Zeiss | AT TORBI 709M DPT 05.0 CYL 01.0 | AT TORBI 709M DPT 05.0 CYL 01.0 | Standalone | DE0008680 | Indicated for patients with astigmatism of 2.5 dioptre cylinder (DC) and above in at least 1 eye; where correction of astigmatism is considered clinically necessary
Ophthalmic | Intraocular lens replacement | Intraocular lens (IOL) | Monofocal, astigmatism correcting IOL | Carl Zeiss | AT TORBI 709M DPT -05.0 CYL 01.0 | AT TORBI 709M DPT -05.0 CYL 01.0 | Standalone | DE0008680 | Indicated for patients with astigmatism of 2.5 dioptre cylinder (DC) and above in at least 1 eye; where correction of astigmatism is considered clinically necessary
Ophthalmic | Intraocular lens replacement | Intraocular lens (IOL) | Monofocal, astigmatism correcting IOL | Carl Zeiss | AT TORBI 709M DPT 05.0 CYL 01.5 | AT TORBI 709M DPT 05.0 CYL 01.5 | Standalone | DE0008680 | Indicated for patients with astigmatism of 2.5 dioptre cylinder (DC) and above in at least 1 eye; where correction of astigmatism is considered clinically necessary
Ophthalmic | Intraocular lens replacement | Intraocular lens (IOL) | Monofocal, astigmatism correcting IOL | Carl Zeiss | AT TORBI 709M DPT -05.0 CYL 01.5 | AT TORBI 709M DPT -05.0 CYL 01.5 | Standalone | DE0008680 | Indicated for patients with astigmatism of 2.5 dioptre cylinder (DC) and above in at least 1 eye; where correction of astigmatism is considered clinically necessary
Ophthalmic | Intraocular lens replacement | Intraocular lens (IOL) | Monofocal, astigmatism correcting IOL | Carl Zeiss | AT TORBI 709M DPT 05.0 CYL 02.0 | AT TORBI 709M DPT 05.0 CYL 02.0 | Standalone | DE0008680 | Indicated for patients with astigmatism of 2.5 dioptre cylinder (DC) and above in at least 1 eye; where correction of astigmatism is considered clinically necessary
Ophthalmic | Intraocular lens replacement | Intraocular lens (IOL) | Monofocal, astigmatism correcting IOL | Carl Zeiss | AT TORBI 709M DPT -05.0 CYL 02.0 | AT TORBI 709M DPT -05.0 CYL 02.0 | Standalone | DE0008680 | Indicated for patients with astigmatism of 2.5 dioptre cylinder (DC) and above in at least 1 eye; where correction of astigmatism is considered clinically necessary
Ophthalmic | Intraocular lens replacement | Intraocular lens (IOL) | Monofocal, astigmatism correcting IOL | Carl Zeiss | AT TORBI 709M DPT 05.0 CYL 02.5 | AT TORBI 709M DPT 05.0 CYL 02.5 | Standalone | DE0008680 | Indicated for patients with astigmatism of 2.5 dioptre cylinder (DC) and above in at least 1 eye; where correction of astigmatism is considered clinically necessary
Ophthalmic | Intraocular lens replacement | Intraocular lens (IOL) | Monofocal, astigmatism correcting IOL | Carl Zeiss | AT TORBI 709M DPT -05.0 CYL 02.5 | AT TORBI 709M DPT -05.0 CYL 02.5 | Standalone | DE0008680 | Indicated for patients with astigmatism of 2.5 dioptre cylinder (DC) and above in at least 1 eye; where correction of astigmatism is considered clinically necessary
Ophthalmic | Intraocular lens replacement | Intraocular lens (IOL) | Monofocal, astigmatism correcting IOL | Carl Zeiss | AT TORBI 709M DPT 05.0 CYL 03.0 | AT TORBI 709M DPT 05.0 CYL 03.0 | Standalone | DE0008680 | Indicated for patients with astigmatism of 2.5 dioptre cylinder (DC) and above in at least 1 eye; where correction of astigmatism is considered clinically necessary
Ophthalmic | Intraocular lens replacement | Intraocular lens (IOL) | Monofocal, astigmatism correcting IOL | Carl Zeiss | AT TORBI 709M DPT -05.0 CYL 03.0 | AT TORBI 709M DPT -05.0 CYL 03.0 | Standalone | DE0008680 | Indicated for patients with astigmatism of 2.5 dioptre cylinder (DC) and above in at least 1 eye; where correction of astigmatism is considered clinically necessary
Ophthalmic | Intraocular lens replacement | Intraocular lens (IOL) | Monofocal, astigmatism correcting IOL | Carl Zeiss | AT TORBI 709M DPT 05.0 CYL 03.5 | AT TORBI 709M DPT 05.0 CYL 03.5 | Standalone | DE0008680 | Indicated for patients with astigmatism of 2.5 dioptre cylinder (DC) and above in at least 1 eye; where correction of astigmatism is considered clinically necessary
Ophthalmic | Intraocular lens replacement | Intraocular lens (IOL) | Monofocal, astigmatism correcting IOL | Carl Zeiss | AT TORBI 709M DPT -05.0 CYL 03.5 | AT TORBI 709M DPT -05.0 CYL 03.5 | Standalone | DE0008680 | Indicated for patients with astigmatism of 2.5 dioptre cylinder (DC) and above in at least 1 eye; where correction of astigmatism is considered clinically necessary
Ophthalmic | Intraocular lens replacement | Intraocular lens (IOL) | Monofocal, astigmatism correcting IOL | Carl Zeiss | AT TORBI 709M DPT 05.0 CYL 04.0 | AT TORBI 709M DPT 05.0 CYL 04.0 | Standalone | DE0008680 | Indicated for patients with astigmatism of 2.5 dioptre cylinder (DC) and above in at least 1 eye; where correction of astigmatism is considered clinically necessary
Ophthalmic | Intraocular lens replacement | Intraocular lens (IOL) | Monofocal, astigmatism correcting IOL | Carl Zeiss | AT TORBI 709M DPT -05.0 CYL 04.0 | AT TORBI 709M DPT -05.0 CYL 04.0 | Standalone | DE0008680 | Indicated for patients with astigmatism of 2.5 dioptre cylinder (DC) and above in at least 1 eye; where correction of astigmatism is considered clinically necessary
Ophthalmic | Intraocular lens replacement | Intraocular lens (IOL) | Monofocal, astigmatism correcting IOL | Carl Zeiss | AT TORBI 709M DPT 05.0 CYL 04.5 | AT TORBI 709M DPT 05.0 CYL 04.5 | Standalone | DE0008680 | Indicated for patients with astigmatism of 2.5 dioptre cylinder (DC) and above in at least 1 eye; where correction of astigmatism is considered clinically necessary
Ophthalmic | Intraocular lens replacement | Intraocular lens (IOL) | Monofocal, astigmatism correcting IOL | Carl Zeiss | AT TORBI 709M DPT -05.0 CYL 04.5 | AT TORBI 709M DPT -05.0 CYL 04.5 | Standalone | DE0008680 | Indicated for patients with astigmatism of 2.5 dioptre cylinder (DC) and above in at least 1 eye; where correction of astigmatism is considered clinically necessary
Ophthalmic | Intraocular lens replacement | Intraocular lens (IOL) | Monofocal, astigmatism correcting IOL | Carl Zeiss | AT TORBI 709M DPT 05.0 CYL 05.0 | AT TORBI 709M DPT 05.0 CYL 05.0 | Standalone | DE0008680 | Indicated for patients with astigmatism of 2.5 dioptre cylinder (DC) and above in at least 1 eye; where correction of astigmatism is considered clinically necessary
Ophthalmic | Intraocular lens replacement | Intraocular lens (IOL) | Monofocal, astigmatism correcting IOL | Carl Zeiss | AT TORBI 709M DPT -05.0 CYL 05.0 | AT TORBI 709M DPT -05.0 CYL 05.0 | Standalone | DE0008680 | Indicated for patients with astigmatism of 2.5 dioptre cylinder (DC) and above in at least 1 eye; where correction of astigmatism is considered clinically necessary
Ophthalmic | Intraocular lens replacement | Intraocular lens (IOL) | Monofocal, astigmatism correcting IOL | Carl Zeiss | AT TORBI 709M DPT 05.0 CYL 05.5 | AT TORBI 709M DPT 05.0 CYL 05.5 | Standalone | DE0008680 | Indicated for patients with astigmatism of 2.5 dioptre cylinder (DC) and above in at least 1 eye; where correction of astigmatism is considered clinically necessary
Ophthalmic | Intraocular lens replacement | Intraocular lens (IOL) | Monofocal, astigmatism correcting IOL | Carl Zeiss | AT TORBI 709M DPT -05.0 CYL 05.5 | AT TORBI 709M DPT -05.0 CYL 05.5 | Standalone | DE0008680 | Indicated for patients with astigmatism of 2.5 dioptre cylinder (DC) and above in at least 1 eye; where correction of astigmatism is considered clinically necessary
Ophthalmic | Intraocular lens replacement | Intraocular lens (IOL) | Monofocal, astigmatism correcting IOL | Carl Zeiss | AT TORBI 709M DPT 05.0 CYL 06.0 | AT TORBI 709M DPT 05.0 CYL 06.0 | Standalone | DE0008680 | Indicated for patients with astigmatism of 2.5 dioptre cylinder (DC) and above in at least 1 eye; where correction of astigmatism is considered clinically necessary
Ophthalmic | Intraocular lens replacement | Intraocular lens (IOL) | Monofocal, astigmatism correcting IOL | Carl Zeiss | AT TORBI 709M DPT -05.0 CYL 06.0 | AT TORBI 709M DPT -05.0 CYL 06.0 | Standalone | DE0008680 | Indicated for patients with astigmatism of 2.5 dioptre cylinder (DC) and above in at least 1 eye; where correction of astigmatism is considered clinically necessary
Ophthalmic | Intraocular lens replacement | Intraocular lens (IOL) | Monofocal, astigmatism correcting IOL | Carl Zeiss | AT TORBI 709M DPT 05.0 CYL 06.5 | AT TORBI 709M DPT 05.0 CYL 06.5 | Standalone | DE0008680 | Indicated for patients with astigmatism of 2.5 dioptre cylinder (DC) and above in at least 1 eye; where correction of astigmatism is considered clinically necessary
Ophthalmic | Intraocular lens replacement | Intraocular lens (IOL) | Monofocal, astigmatism correcting IOL | Carl Zeiss | AT TORBI 709M DPT -05.0 CYL 06.5 | AT TORBI 709M DPT -05.0 CYL 06.5 | Standalone | DE0008680 | Indicated for patients with astigmatism of 2.5 dioptre cylinder (DC) and above in at least 1 eye; where correction of astigmatism is considered clinically necessary
Ophthalmic | Intraocular lens replacement | Intraocular lens (IOL) | Monofocal, astigmatism correcting IOL | Carl Zeiss | AT TORBI 709M DPT 05.0 CYL 07.0 | AT TORBI 709M DPT 05.0 CYL 07.0 | Standalone | DE0008680 | Indicated for patients with astigmatism of 2.5 dioptre cylinder (DC) and above in at least 1 eye; where correction of astigmatism is considered clinically necessary
Ophthalmic | Intraocular lens replacement | Intraocular lens (IOL) | Monofocal, astigmatism correcting IOL | Carl Zeiss | AT TORBI 709M DPT -05.0 CYL 07.0 | AT TORBI 709M DPT -05.0 CYL 07.0 | Standalone | DE0008680 | Indicated for patients with astigmatism of 2.5 dioptre cylinder (DC) and above in at least 1 eye; where correction of astigmatism is considered clinically necessary
Ophthalmic | Intraocular lens replacement | Intraocular lens (IOL) | Monofocal, astigmatism correcting IOL | Carl Zeiss | AT TORBI 709M DPT 05.0 CYL 07.5 | AT TORBI 709M DPT 05.0 CYL 07.5 | Standalone | DE0008680 | Indicated for patients with astigmatism of 2.5 dioptre cylinder (DC) and above in at least 1 eye; where correction of astigmatism is considered clinically necessary
Ophthalmic | Intraocular lens replacement | Intraocular lens (IOL) | Monofocal, astigmatism correcting IOL | Carl Zeiss | AT TORBI 709M DPT -05.0 CYL 07.5 | AT TORBI 709M DPT -05.0 CYL 07.5 | Standalone | DE0008680 | Indicated for patients with astigmatism of 2.5 dioptre cylinder (DC) and above in at least 1 eye; where correction of astigmatism is considered clinically necessary
Ophthalmic | Intraocular lens replacement | Intraocular lens (IOL) | Monofocal, astigmatism correcting IOL | Carl Zeiss | AT TORBI 709M DPT 05.0 CYL 08.0 | AT TORBI 709M DPT 05.0 CYL 08.0 | Standalone | DE0008680 | Indicated for patients with astigmatism of 2.5 dioptre cylinder (DC) and above in at least 1 eye; where correction of astigmatism is considered clinically necessary
Ophthalmic | Intraocular lens replacement | Intraocular lens (IOL) | Monofocal, astigmatism correcting IOL | Carl Zeiss | AT TORBI 709M DPT -05.0 CYL 08.0 | AT TORBI 709M DPT -05.0 CYL 08.0 | Standalone | DE0008680 | Indicated for patients with astigmatism of 2.5 dioptre cylinder (DC) and above in at least 1 eye; where correction of astigmatism is considered clinically necessary
Ophthalmic | Intraocular lens replacement | Intraocular lens (IOL) | Monofocal, astigmatism correcting IOL | Carl Zeiss | AT TORBI 709M DPT 05.0 CYL 08.5 | AT TORBI 709M DPT 05.0 CYL 08.5 | Standalone | DE0008680 | Indicated for patients with astigmatism of 2.5 dioptre cylinder (DC) and above in at least 1 eye; where correction of astigmatism is considered clinically necessary
Ophthalmic | Intraocular lens replacement | Intraocular lens (IOL) | Monofocal, astigmatism correcting IOL | Carl Zeiss | AT TORBI 709M DPT -05.0 CYL 08.5 | AT TORBI 709M DPT -05.0 CYL 08.5 | Standalone | DE0008680 | Indicated for patients with astigmatism of 2.5 dioptre cylinder (DC) and above in at least 1 eye; where correction of astigmatism is considered clinically necessary
Ophthalmic | Intraocular lens replacement | Intraocular lens (IOL) | Monofocal, astigmatism correcting IOL | Carl Zeiss | AT TORBI 709M DPT 05.0 CYL 09.0 | AT TORBI 709M DPT 05.0 CYL 09.0 | Standalone | DE0008680 | Indicated for patients with astigmatism of 2.5 dioptre cylinder (DC) and above in at least 1 eye; where correction of astigmatism is considered clinically necessary
Ophthalmic | Intraocular lens replacement | Intraocular lens (IOL) | Monofocal, astigmatism correcting IOL | Carl Zeiss | AT TORBI 709M DPT -05.0 CYL 09.0 | AT TORBI 709M DPT -05.0 CYL 09.0 | Standalone | DE0008680 | Indicated for patients with astigmatism of 2.5 dioptre cylinder (DC) and above in at least 1 eye; where correction of astigmatism is considered clinically necessary
Ophthalmic | Intraocular lens replacement | Intraocular lens (IOL) | Monofocal, astigmatism correcting IOL | Carl Zeiss | AT TORBI 709M DPT 05.0 CYL 09.5 | AT TORBI 709M DPT 05.0 CYL 09.5 | Standalone | DE0008680 | Indicated for patients with astigmatism of 2.5 dioptre cylinder (DC) and above in at least 1 eye; where correction of astigmatism is considered clinically necessary
Ophthalmic | Intraocular lens replacement | Intraocular lens (IOL) | Monofocal, astigmatism correcting IOL | Carl Zeiss | AT TORBI 709M DPT -05.0 CYL 09.5 | AT TORBI 709M DPT -05.0 CYL 09.5 | Standalone | DE0008680 | Indicated for patients with astigmatism of 2.5 dioptre cylinder (DC) and above in at least 1 eye; where correction of astigmatism is considered clinically necessary
Ophthalmic | Intraocular lens replacement | Intraocular lens (IOL) | Monofocal, astigmatism correcting IOL | Carl Zeiss | AT TORBI 709M DPT 05.0 CYL 10.0 | AT TORBI 709M DPT 05.0 CYL 10.0 | Standalone | DE0008680 | Indicated for patients with astigmatism of 2.5 dioptre cylinder (DC) and above in at least 1 eye; where correction of astigmatism is considered clinically necessary
Ophthalmic | Intraocular lens replacement | Intraocular lens (IOL) | Monofocal, astigmatism correcting IOL | Carl Zeiss | AT TORBI 709M DPT -05.0 CYL 10.0 | AT TORBI 709M DPT -05.0 CYL 10.0 | Standalone | DE0008680 | Indicated for patients with astigmatism of 2.5 dioptre cylinder (DC) and above in at least 1 eye; where correction of astigmatism is considered clinically necessary
Ophthalmic | Intraocular lens replacement | Intraocular lens (IOL) | Monofocal, astigmatism correcting IOL | Carl Zeiss | AT TORBI 709M DPT 05.0 CYL 10.5 | AT TORBI 709M DPT 05.0 CYL 10.5 | Standalone | DE0008680 | Indicated for patients with astigmatism of 2.5 dioptre cylinder (DC) and above in at least 1 eye; where correction of astigmatism is considered clinically necessary
Ophthalmic | Intraocular lens replacement | Intraocular lens (IOL) | Monofocal, astigmatism correcting IOL | Carl Zeiss | AT TORBI 709M DPT -05.0 CYL 10.5 | AT TORBI 709M DPT -05.0 CYL 10.5 | Standalone | DE0008680 | Indicated for patients with astigmatism of 2.5 dioptre cylinder (DC) and above in at least 1 eye; where correction of astigmatism is considered clinically necessary
Ophthalmic | Intraocular lens replacement | Intraocular lens (IOL) | Monofocal, astigmatism correcting IOL | Carl Zeiss | AT TORBI 709M DPT 05.0 CYL 11.0 | AT TORBI 709M DPT 05.0 CYL 11.0 | Standalone | DE0008680 | Indicated for patients with astigmatism of 2.5 dioptre cylinder (DC) and above in at least 1 eye; where correction of astigmatism is considered clinically necessary
Ophthalmic | Intraocular lens replacement | Intraocular lens (IOL) | Monofocal, astigmatism correcting IOL | Carl Zeiss | AT TORBI 709M DPT -05.0 CYL 11.0 | AT TORBI 709M DPT -05.0 CYL 11.0 | Standalone | DE0008680 | Indicated for patients with astigmatism of 2.5 dioptre cylinder (DC) and above in at least 1 eye; where correction of astigmatism is considered clinically necessary
Ophthalmic | Intraocular lens replacement | Intraocular lens (IOL) | Monofocal, astigmatism correcting IOL | Carl Zeiss | AT TORBI 709M DPT 05.0 CYL 11.5 | AT TORBI 709M DPT 05.0 CYL 11.5 | Standalone | DE0008680 | Indicated for patients with astigmatism of 2.5 dioptre cylinder (DC) and above in at least 1 eye; where correction of astigmatism is considered clinically necessary
Ophthalmic | Intraocular lens replacement | Intraocular lens (IOL) | Monofocal, astigmatism correcting IOL | Carl Zeiss | AT TORBI 709M DPT -05.0 CYL 11.5 | AT TORBI 709M DPT -05.0 CYL 11.5 | Standalone | DE0008680 | Indicated for patients with astigmatism of 2.5 dioptre cylinder (DC) and above in at least 1 eye; where correction of astigmatism is considered clinically necessary
Ophthalmic | Intraocular lens replacement | Intraocular lens (IOL) | Monofocal, astigmatism correcting IOL | Carl Zeiss | AT TORBI 709M DPT 05.0 CYL 12.0 | AT TORBI 709M DPT 05.0 CYL 12.0 | Standalone | DE0008680 | Indicated for patients with astigmatism of 2.5 dioptre cylinder (DC) and above in at least 1 eye; where correction of astigmatism is considered clinically necessary
Ophthalmic | Intraocular lens replacement | Intraocular lens (IOL) | Monofocal, astigmatism correcting IOL | Carl Zeiss | AT TORBI 709M DPT -05.0 CYL 12.0 | AT TORBI 709M DPT -05.0 CYL 12.0 | Standalone | DE0008680 | Indicated for patients with astigmatism of 2.5 dioptre cylinder (DC) and above in at least 1 eye; where correction of astigmatism is considered clinically necessary
Ophthalmic | Intraocular lens replacement | Intraocular lens (IOL) | Monofocal, astigmatism correcting IOL | Carl Zeiss | AT TORBI 709M DPT 05.5 CYL 01.0 | AT TORBI 709M DPT 05.5 CYL 01.0 | Standalone | DE0008680 | Indicated for patients with astigmatism of 2.5 dioptre cylinder (DC) and above in at least 1 eye; where correction of astigmatism is considered clinically necessary
Ophthalmic | Intraocular lens replacement | Intraocular lens (IOL) | Monofocal, astigmatism correcting IOL | Carl Zeiss | AT TORBI 709M DPT -05.5 CYL 01.0 | AT TORBI 709M DPT -05.5 CYL 01.0 | Standalone | DE0008680 | Indicated for patients with astigmatism of 2.5 dioptre cylinder (DC) and above in at least 1 eye; where correction of astigmatism is considered clinically necessary
Ophthalmic | Intraocular lens replacement | Intraocular lens (IOL) | Monofocal, astigmatism correcting IOL | Carl Zeiss | AT TORBI 709M DPT 05.5 CYL 01.5 | AT TORBI 709M DPT 05.5 CYL 01.5 | Standalone | DE0008680 | Indicated for patients with astigmatism of 2.5 dioptre cylinder (DC) and above in at least 1 eye; where correction of astigmatism is considered clinically necessary
Ophthalmic | Intraocular lens replacement | Intraocular lens (IOL) | Monofocal, astigmatism correcting IOL | Carl Zeiss | AT TORBI 709M DPT -05.5 CYL 01.5 | AT TORBI 709M DPT -05.5 CYL 01.5 | Standalone | DE0008680 | Indicated for patients with astigmatism of 2.5 dioptre cylinder (DC) and above in at least 1 eye; where correction of astigmatism is considered clinically necessary
Ophthalmic | Intraocular lens replacement | Intraocular lens (IOL) | Monofocal, astigmatism correcting IOL | Carl Zeiss | AT TORBI 709M DPT 05.5 CYL 02.0 | AT TORBI 709M DPT 05.5 CYL 02.0 | Standalone | DE0008680 | Indicated for patients with astigmatism of 2.5 dioptre cylinder (DC) and above in at least 1 eye; where correction of astigmatism is considered clinically necessary
Ophthalmic | Intraocular lens replacement | Intraocular lens (IOL) | Monofocal, astigmatism correcting IOL | Carl Zeiss | AT TORBI 709M DPT -05.5 CYL 02.0 | AT TORBI 709M DPT -05.5 CYL 02.0 | Standalone | DE0008680 | Indicated for patients with astigmatism of 2.5 dioptre cylinder (DC) and above in at least 1 eye; where correction of astigmatism is considered clinically necessary
Ophthalmic | Intraocular lens replacement | Intraocular lens (IOL) | Monofocal, astigmatism correcting IOL | Carl Zeiss | AT TORBI 709M DPT 05.5 CYL 02.5 | AT TORBI 709M DPT 05.5 CYL 02.5 | Standalone | DE0008680 | Indicated for patients with astigmatism of 2.5 dioptre cylinder (DC) and above in at least 1 eye; where correction of astigmatism is considered clinically necessary
Ophthalmic | Intraocular lens replacement | Intraocular lens (IOL) | Monofocal, astigmatism correcting IOL | Carl Zeiss | AT TORBI 709M DPT -05.5 CYL 02.5 | AT TORBI 709M DPT -05.5 CYL 02.5 | Standalone | DE0008680 | Indicated for patients with astigmatism of 2.5 dioptre cylinder (DC) and above in at least 1 eye; where correction of astigmatism is considered clinically necessary
Ophthalmic | Intraocular lens replacement | Intraocular lens (IOL) | Monofocal, astigmatism correcting IOL | Carl Zeiss | AT TORBI 709M DPT 05.5 CYL 03.0 | AT TORBI 709M DPT 05.5 CYL 03.0 | Standalone | DE0008680 | Indicated for patients with astigmatism of 2.5 dioptre cylinder (DC) and above in at least 1 eye; where correction of astigmatism is considered clinically necessary
Ophthalmic | Intraocular lens replacement | Intraocular lens (IOL) | Monofocal, astigmatism correcting IOL | Carl Zeiss | AT TORBI 709M DPT -05.5 CYL 03.0 | AT TORBI 709M DPT -05.5 CYL 03.0 | Standalone | DE0008680 | Indicated for patients with astigmatism of 2.5 dioptre cylinder (DC) and above in at least 1 eye; where correction of astigmatism is considered clinically necessary
Ophthalmic | Intraocular lens replacement | Intraocular lens (IOL) | Monofocal, astigmatism correcting IOL | Carl Zeiss | AT TORBI 709M DPT 05.5 CYL 03.5 | AT TORBI 709M DPT 05.5 CYL 03.5 | Standalone | DE0008680 | Indicated for patients with astigmatism of 2.5 dioptre cylinder (DC) and above in at least 1 eye; where correction of astigmatism is considered clinically necessary
Ophthalmic | Intraocular lens replacement | Intraocular lens (IOL) | Monofocal, astigmatism correcting IOL | Carl Zeiss | AT TORBI 709M DPT -05.5 CYL 03.5 | AT TORBI 709M DPT -05.5 CYL 03.5 | Standalone | DE0008680 | Indicated for patients with astigmatism of 2.5 dioptre cylinder (DC) and above in at least 1 eye; where correction of astigmatism is considered clinically necessary
Ophthalmic | Intraocular lens replacement | Intraocular lens (IOL) | Monofocal, astigmatism correcting IOL | Carl Zeiss | AT TORBI 709M DPT 05.5 CYL 04.0 | AT TORBI 709M DPT 05.5 CYL 04.0 | Standalone | DE0008680 | Indicated for patients with astigmatism of 2.5 dioptre cylinder (DC) and above in at least 1 eye; where correction of astigmatism is considered clinically necessary
Ophthalmic | Intraocular lens replacement | Intraocular lens (IOL) | Monofocal, astigmatism correcting IOL | Carl Zeiss | AT TORBI 709M DPT -05.5 CYL 04.0 | AT TORBI 709M DPT -05.5 CYL 04.0 | Standalone | DE0008680 | Indicated for patients with astigmatism of 2.5 dioptre cylinder (DC) and above in at least 1 eye; where correction of astigmatism is considered clinically necessary
Ophthalmic | Intraocular lens replacement | Intraocular lens (IOL) | Monofocal, astigmatism correcting IOL | Carl Zeiss | AT TORBI 709M DPT 05.5 CYL 04.5 | AT TORBI 709M DPT 05.5 CYL 04.5 | Standalone | DE0008680 | Indicated for patients with astigmatism of 2.5 dioptre cylinder (DC) and above in at least 1 eye; where correction of astigmatism is considered clinically necessary
Ophthalmic | Intraocular lens replacement | Intraocular lens (IOL) | Monofocal, astigmatism correcting IOL | Carl Zeiss | AT TORBI 709M DPT -05.5 CYL 04.5 | AT TORBI 709M DPT -05.5 CYL 04.5 | Standalone | DE0008680 | Indicated for patients with astigmatism of 2.5 dioptre cylinder (DC) and above in at least 1 eye; where correction of astigmatism is considered clinically necessary
Ophthalmic | Intraocular lens replacement | Intraocular lens (IOL) | Monofocal, astigmatism correcting IOL | Carl Zeiss | AT TORBI 709M DPT 05.5 CYL 05.0 | AT TORBI 709M DPT 05.5 CYL 05.0 | Standalone | DE0008680 | Indicated for patients with astigmatism of 2.5 dioptre cylinder (DC) and above in at least 1 eye; where correction of astigmatism is considered clinically necessary
Ophthalmic | Intraocular lens replacement | Intraocular lens (IOL) | Monofocal, astigmatism correcting IOL | Carl Zeiss | AT TORBI 709M DPT -05.5 CYL 05.0 | AT TORBI 709M DPT -05.5 CYL 05.0 | Standalone | DE0008680 | Indicated for patients with astigmatism of 2.5 dioptre cylinder (DC) and above in at least 1 eye; where correction of astigmatism is considered clinically necessary
Ophthalmic | Intraocular lens replacement | Intraocular lens (IOL) | Monofocal, astigmatism correcting IOL | Carl Zeiss | AT TORBI 709M DPT 05.5 CYL 05.5 | AT TORBI 709M DPT 05.5 CYL 05.5 | Standalone | DE0008680 | Indicated for patients with astigmatism of 2.5 dioptre cylinder (DC) and above in at least 1 eye; where correction of astigmatism is considered clinically necessary
Ophthalmic | Intraocular lens replacement | Intraocular lens (IOL) | Monofocal, astigmatism correcting IOL | Carl Zeiss | AT TORBI 709M DPT -05.5 CYL 05.5 | AT TORBI 709M DPT -05.5 CYL 05.5 | Standalone | DE0008680 | Indicated for patients with astigmatism of 2.5 dioptre cylinder (DC) and above in at least 1 eye; where correction of astigmatism is considered clinically necessary
Ophthalmic | Intraocular lens replacement | Intraocular lens (IOL) | Monofocal, astigmatism correcting IOL | Carl Zeiss | AT TORBI 709M DPT 05.5 CYL 06.0 | AT TORBI 709M DPT 05.5 CYL 06.0 | Standalone | DE0008680 | Indicated for patients with astigmatism of 2.5 dioptre cylinder (DC) and above in at least 1 eye; where correction of astigmatism is considered clinically necessary
Ophthalmic | Intraocular lens replacement | Intraocular lens (IOL) | Monofocal, astigmatism correcting IOL | Carl Zeiss | AT TORBI 709M DPT -05.5 CYL 06.0 | AT TORBI 709M DPT -05.5 CYL 06.0 | Standalone | DE0008680 | Indicated for patients with astigmatism of 2.5 dioptre cylinder (DC) and above in at least 1 eye; where correction of astigmatism is considered clinically necessary
Ophthalmic | Intraocular lens replacement | Intraocular lens (IOL) | Monofocal, astigmatism correcting IOL | Carl Zeiss | AT TORBI 709M DPT 05.5 CYL 06.5 | AT TORBI 709M DPT 05.5 CYL 06.5 | Standalone | DE0008680 | Indicated for patients with astigmatism of 2.5 dioptre cylinder (DC) and above in at least 1 eye; where correction of astigmatism is considered clinically necessary
Ophthalmic | Intraocular lens replacement | Intraocular lens (IOL) | Monofocal, astigmatism correcting IOL | Carl Zeiss | AT TORBI 709M DPT -05.5 CYL 06.5 | AT TORBI 709M DPT -05.5 CYL 06.5 | Standalone | DE0008680 | Indicated for patients with astigmatism of 2.5 dioptre cylinder (DC) and above in at least 1 eye; where correction of astigmatism is considered clinically necessary
Ophthalmic | Intraocular lens replacement | Intraocular lens (IOL) | Monofocal, astigmatism correcting IOL | Carl Zeiss | AT TORBI 709M DPT 05.5 CYL 07.0 | AT TORBI 709M DPT 05.5 CYL 07.0 | Standalone | DE0008680 | Indicated for patients with astigmatism of 2.5 dioptre cylinder (DC) and above in at least 1 eye; where correction of astigmatism is considered clinically necessary
Ophthalmic | Intraocular lens replacement | Intraocular lens (IOL) | Monofocal, astigmatism correcting IOL | Carl Zeiss | AT TORBI 709M DPT -05.5 CYL 07.0 | AT TORBI 709M DPT -05.5 CYL 07.0 | Standalone | DE0008680 | Indicated for patients with astigmatism of 2.5 dioptre cylinder (DC) and above in at least 1 eye; where correction of astigmatism is considered clinically necessary
Ophthalmic | Intraocular lens replacement | Intraocular lens (IOL) | Monofocal, astigmatism correcting IOL | Carl Zeiss | AT TORBI 709M DPT 05.5 CYL 07.5 | AT TORBI 709M DPT 05.5 CYL 07.5 | Standalone | DE0008680 | Indicated for patients with astigmatism of 2.5 dioptre cylinder (DC) and above in at least 1 eye; where correction of astigmatism is considered clinically necessary
Ophthalmic | Intraocular lens replacement | Intraocular lens (IOL) | Monofocal, astigmatism correcting IOL | Carl Zeiss | AT TORBI 709M DPT -05.5 CYL 07.5 | AT TORBI 709M DPT -05.5 CYL 07.5 | Standalone | DE0008680 | Indicated for patients with astigmatism of 2.5 dioptre cylinder (DC) and above in at least 1 eye; where correction of astigmatism is considered clinically necessary
Ophthalmic | Intraocular lens replacement | Intraocular lens (IOL) | Monofocal, astigmatism correcting IOL | Carl Zeiss | AT TORBI 709M DPT 05.5 CYL 08.0 | AT TORBI 709M DPT 05.5 CYL 08.0 | Standalone | DE0008680 | Indicated for patients with astigmatism of 2.5 dioptre cylinder (DC) and above in at least 1 eye; where correction of astigmatism is considered clinically necessary
Ophthalmic | Intraocular lens replacement | Intraocular lens (IOL) | Monofocal, astigmatism correcting IOL | Carl Zeiss | AT TORBI 709M DPT -05.5 CYL 08.0 | AT TORBI 709M DPT -05.5 CYL 08.0 | Standalone | DE0008680 | Indicated for patients with astigmatism of 2.5 dioptre cylinder (DC) and above in at least 1 eye; where correction of astigmatism is considered clinically necessary
Ophthalmic | Intraocular lens replacement | Intraocular lens (IOL) | Monofocal, astigmatism correcting IOL | Carl Zeiss | AT TORBI 709M DPT 05.5 CYL 08.5 | AT TORBI 709M DPT 05.5 CYL 08.5 | Standalone | DE0008680 | Indicated for patients with astigmatism of 2.5 dioptre cylinder (DC) and above in at least 1 eye; where correction of astigmatism is considered clinically necessary
Ophthalmic | Intraocular lens replacement | Intraocular lens (IOL) | Monofocal, astigmatism correcting IOL | Carl Zeiss | AT TORBI 709M DPT -05.5 CYL 08.5 | AT TORBI 709M DPT -05.5 CYL 08.5 | Standalone | DE0008680 | Indicated for patients with astigmatism of 2.5 dioptre cylinder (DC) and above in at least 1 eye; where correction of astigmatism is considered clinically necessary
Ophthalmic | Intraocular lens replacement | Intraocular lens (IOL) | Monofocal, astigmatism correcting IOL | Carl Zeiss | AT TORBI 709M DPT 05.5 CYL 09.0 | AT TORBI 709M DPT 05.5 CYL 09.0 | Standalone | DE0008680 | Indicated for patients with astigmatism of 2.5 dioptre cylinder (DC) and above in at least 1 eye; where correction of astigmatism is considered clinically necessary
Ophthalmic | Intraocular lens replacement | Intraocular lens (IOL) | Monofocal, astigmatism correcting IOL | Carl Zeiss | AT TORBI 709M DPT -05.5 CYL 09.0 | AT TORBI 709M DPT -05.5 CYL 09.0 | Standalone | DE0008680 | Indicated for patients with astigmatism of 2.5 dioptre cylinder (DC) and above in at least 1 eye; where correction of astigmatism is considered clinically necessary
Ophthalmic | Intraocular lens replacement | Intraocular lens (IOL) | Monofocal, astigmatism correcting IOL | Carl Zeiss | AT TORBI 709M DPT 05.5 CYL 09.5 | AT TORBI 709M DPT 05.5 CYL 09.5 | Standalone | DE0008680 | Indicated for patients with astigmatism of 2.5 dioptre cylinder (DC) and above in at least 1 eye; where correction of astigmatism is considered clinically necessary
Ophthalmic | Intraocular lens replacement | Intraocular lens (IOL) | Monofocal, astigmatism correcting IOL | Carl Zeiss | AT TORBI 709M DPT -05.5 CYL 09.5 | AT TORBI 709M DPT -05.5 CYL 09.5 | Standalone | DE0008680 | Indicated for patients with astigmatism of 2.5 dioptre cylinder (DC) and above in at least 1 eye; where correction of astigmatism is considered clinically necessary
Ophthalmic | Intraocular lens replacement | Intraocular lens (IOL) | Monofocal, astigmatism correcting IOL | Carl Zeiss | AT TORBI 709M DPT 05.5 CYL 10.0 | AT TORBI 709M DPT 05.5 CYL 10.0 | Standalone | DE0008680 | Indicated for patients with astigmatism of 2.5 dioptre cylinder (DC) and above in at least 1 eye; where correction of astigmatism is considered clinically necessary
Ophthalmic | Intraocular lens replacement | Intraocular lens (IOL) | Monofocal, astigmatism correcting IOL | Carl Zeiss | AT TORBI 709M DPT -05.5 CYL 10.0 | AT TORBI 709M DPT -05.5 CYL 10.0 | Standalone | DE0008680 | Indicated for patients with astigmatism of 2.5 dioptre cylinder (DC) and above in at least 1 eye; where correction of astigmatism is considered clinically necessary
Ophthalmic | Intraocular lens replacement | Intraocular lens (IOL) | Monofocal, astigmatism correcting IOL | Carl Zeiss | AT TORBI 709M DPT 05.5 CYL 10.5 | AT TORBI 709M DPT 05.5 CYL 10.5 | Standalone | DE0008680 | Indicated for patients with astigmatism of 2.5 dioptre cylinder (DC) and above in at least 1 eye; where correction of astigmatism is considered clinically necessary
Ophthalmic | Intraocular lens replacement | Intraocular lens (IOL) | Monofocal, astigmatism correcting IOL | Carl Zeiss | AT TORBI 709M DPT -05.5 CYL 10.5 | AT TORBI 709M DPT -05.5 CYL 10.5 | Standalone | DE0008680 | Indicated for patients with astigmatism of 2.5 dioptre cylinder (DC) and above in at least 1 eye; where correction of astigmatism is considered clinically necessary
Ophthalmic | Intraocular lens replacement | Intraocular lens (IOL) | Monofocal, astigmatism correcting IOL | Carl Zeiss | AT TORBI 709M DPT 05.5 CYL 11.0 | AT TORBI 709M DPT 05.5 CYL 11.0 | Standalone | DE0008680 | Indicated for patients with astigmatism of 2.5 dioptre cylinder (DC) and above in at least 1 eye; where correction of astigmatism is considered clinically necessary
Ophthalmic | Intraocular lens replacement | Intraocular lens (IOL) | Monofocal, astigmatism correcting IOL | Carl Zeiss | AT TORBI 709M DPT -05.5 CYL 11.0 | AT TORBI 709M DPT -05.5 CYL 11.0 | Standalone | DE0008680 | Indicated for patients with astigmatism of 2.5 dioptre cylinder (DC) and above in at least 1 eye; where correction of astigmatism is considered clinically necessary
Ophthalmic | Intraocular lens replacement | Intraocular lens (IOL) | Monofocal, astigmatism correcting IOL | Carl Zeiss | AT TORBI 709M DPT 05.5 CYL 11.5 | AT TORBI 709M DPT 05.5 CYL 11.5 | Standalone | DE0008680 | Indicated for patients with astigmatism of 2.5 dioptre cylinder (DC) and above in at least 1 eye; where correction of astigmatism is considered clinically necessary
Ophthalmic | Intraocular lens replacement | Intraocular lens (IOL) | Monofocal, astigmatism correcting IOL | Carl Zeiss | AT TORBI 709M DPT -05.5 CYL 11.5 | AT TORBI 709M DPT -05.5 CYL 11.5 | Standalone | DE0008680 | Indicated for patients with astigmatism of 2.5 dioptre cylinder (DC) and above in at least 1 eye; where correction of astigmatism is considered clinically necessary
Ophthalmic | Intraocular lens replacement | Intraocular lens (IOL) | Monofocal, astigmatism correcting IOL | Carl Zeiss | AT TORBI 709M DPT 05.5 CYL 12.0 | AT TORBI 709M DPT 05.5 CYL 12.0 | Standalone | DE0008680 | Indicated for patients with astigmatism of 2.5 dioptre cylinder (DC) and above in at least 1 eye; where correction of astigmatism is considered clinically necessary
Ophthalmic | Intraocular lens replacement | Intraocular lens (IOL) | Monofocal, astigmatism correcting IOL | Carl Zeiss | AT TORBI 709M DPT -05.5 CYL 12.0 | AT TORBI 709M DPT -05.5 CYL 12.0 | Standalone | DE0008680 | Indicated for patients with astigmatism of 2.5 dioptre cylinder (DC) and above in at least 1 eye; where correction of astigmatism is considered clinically necessary
Ophthalmic | Intraocular lens replacement | Intraocular lens (IOL) | Monofocal, astigmatism correcting IOL | Carl Zeiss | AT TORBI 709M DPT -06.0 CYL 01.0 | AT TORBI 709M DPT -06.0 CYL 01.0 | Standalone | DE0008680 | Indicated for patients with astigmatism of 2.5 dioptre cylinder (DC) and above in at least 1 eye; where correction of astigmatism is considered clinically necessary
Ophthalmic | Intraocular lens replacement | Intraocular lens (IOL) | Monofocal, astigmatism correcting IOL | Carl Zeiss | AT TORBI 709M DPT -06.0 CYL 01.5 | AT TORBI 709M DPT -06.0 CYL 01.5 | Standalone | DE0008680 | Indicated for patients with astigmatism of 2.5 dioptre cylinder (DC) and above in at least 1 eye; where correction of astigmatism is considered clinically necessary
Ophthalmic | Intraocular lens replacement | Intraocular lens (IOL) | Monofocal, astigmatism correcting IOL | Carl Zeiss | AT TORBI 709M DPT -06.0 CYL 02.0 | AT TORBI 709M DPT -06.0 CYL 02.0 | Standalone | DE0008680 | Indicated for patients with astigmatism of 2.5 dioptre cylinder (DC) and above in at least 1 eye; where correction of astigmatism is considered clinically necessary
Ophthalmic | Intraocular lens replacement | Intraocular lens (IOL) | Monofocal, astigmatism correcting IOL | Carl Zeiss | AT TORBI 709M DPT -06.0 CYL 02.5 | AT TORBI 709M DPT -06.0 CYL 02.5 | Standalone | DE0008680 | Indicated for patients with astigmatism of 2.5 dioptre cylinder (DC) and above in at least 1 eye; where correction of astigmatism is considered clinically necessary
Ophthalmic | Intraocular lens replacement | Intraocular lens (IOL) | Monofocal, astigmatism correcting IOL | Carl Zeiss | AT TORBI 709M DPT -06.0 CYL 03.0 | AT TORBI 709M DPT -06.0 CYL 03.0 | Standalone | DE0008680 | Indicated for patients with astigmatism of 2.5 dioptre cylinder (DC) and above in at least 1 eye; where correction of astigmatism is considered clinically necessary
Ophthalmic | Intraocular lens replacement | Intraocular lens (IOL) | Monofocal, astigmatism correcting IOL | Carl Zeiss | AT TORBI 709M DPT -06.0 CYL 03.5 | AT TORBI 709M DPT -06.0 CYL 03.5 | Standalone | DE0008680 | Indicated for patients with astigmatism of 2.5 dioptre cylinder (DC) and above in at least 1 eye; where correction of astigmatism is considered clinically necessary
Ophthalmic | Intraocular lens replacement | Intraocular lens (IOL) | Monofocal, astigmatism correcting IOL | Carl Zeiss | AT TORBI 709M DPT -06.0 CYL 04.0 | AT TORBI 709M DPT -06.0 CYL 04.0 | Standalone | DE0008680 | Indicated for patients with astigmatism of 2.5 dioptre cylinder (DC) and above in at least 1 eye; where correction of astigmatism is considered clinically necessary
Ophthalmic | Intraocular lens replacement | Intraocular lens (IOL) | Monofocal, astigmatism correcting IOL | Carl Zeiss | AT TORBI 709M DPT -06.0 CYL 04.5 | AT TORBI 709M DPT -06.0 CYL 04.5 | Standalone | DE0008680 | Indicated for patients with astigmatism of 2.5 dioptre cylinder (DC) and above in at least 1 eye; where correction of astigmatism is considered clinically necessary
Ophthalmic | Intraocular lens replacement | Intraocular lens (IOL) | Monofocal, astigmatism correcting IOL | Carl Zeiss | AT TORBI 709M DPT -06.0 CYL 05.0 | AT TORBI 709M DPT -06.0 CYL 05.0 | Standalone | DE0008680 | Indicated for patients with astigmatism of 2.5 dioptre cylinder (DC) and above in at least 1 eye; where correction of astigmatism is considered clinically necessary
Ophthalmic | Intraocular lens replacement | Intraocular lens (IOL) | Monofocal, astigmatism correcting IOL | Carl Zeiss | AT TORBI 709M DPT -06.0 CYL 05.5 | AT TORBI 709M DPT -06.0 CYL 05.5 | Standalone | DE0008680 | Indicated for patients with astigmatism of 2.5 dioptre cylinder (DC) and above in at least 1 eye; where correction of astigmatism is considered clinically necessary
Ophthalmic | Intraocular lens replacement | Intraocular lens (IOL) | Monofocal, astigmatism correcting IOL | Carl Zeiss | AT TORBI 709M DPT -06.0 CYL 06.0 | AT TORBI 709M DPT -06.0 CYL 06.0 | Standalone | DE0008680 | Indicated for patients with astigmatism of 2.5 dioptre cylinder (DC) and above in at least 1 eye; where correction of astigmatism is considered clinically necessary
Ophthalmic | Intraocular lens replacement | Intraocular lens (IOL) | Monofocal, astigmatism correcting IOL | Carl Zeiss | AT TORBI 709M DPT 06.0 CYL 06.5 | AT TORBI 709M DPT 06.0 CYL 06.5 | Standalone | DE0008680 | Indicated for patients with astigmatism of 2.5 dioptre cylinder (DC) and above in at least 1 eye; where correction of astigmatism is considered clinically necessary
Ophthalmic | Intraocular lens replacement | Intraocular lens (IOL) | Monofocal, astigmatism correcting IOL | Carl Zeiss | AT TORBI 709M DPT -06.0 CYL 06.5 | AT TORBI 709M DPT -06.0 CYL 06.5 | Standalone | DE0008680 | Indicated for patients with astigmatism of 2.5 dioptre cylinder (DC) and above in at least 1 eye; where correction of astigmatism is considered clinically necessary
Ophthalmic | Intraocular lens replacement | Intraocular lens (IOL) | Monofocal, astigmatism correcting IOL | Carl Zeiss | AT TORBI 709M DPT 06.0 CYL 07.0 | AT TORBI 709M DPT 06.0 CYL 07.0 | Standalone | DE0008680 | Indicated for patients with astigmatism of 2.5 dioptre cylinder (DC) and above in at least 1 eye; where correction of astigmatism is considered clinically necessary
Ophthalmic | Intraocular lens replacement | Intraocular lens (IOL) | Monofocal, astigmatism correcting IOL | Carl Zeiss | AT TORBI 709M DPT -06.0 CYL 07.0 | AT TORBI 709M DPT -06.0 CYL 07.0 | Standalone | DE0008680 | Indicated for patients with astigmatism of 2.5 dioptre cylinder (DC) and above in at least 1 eye; where correction of astigmatism is considered clinically necessary
Ophthalmic | Intraocular lens replacement | Intraocular lens (IOL) | Monofocal, astigmatism correcting IOL | Carl Zeiss | AT TORBI 709M DPT 06.0 CYL 07.5 | AT TORBI 709M DPT 06.0 CYL 07.5 | Standalone | DE0008680 | Indicated for patients with astigmatism of 2.5 dioptre cylinder (DC) and above in at least 1 eye; where correction of astigmatism is considered clinically necessary
Ophthalmic | Intraocular lens replacement | Intraocular lens (IOL) | Monofocal, astigmatism correcting IOL | Carl Zeiss | AT TORBI 709M DPT -06.0 CYL 07.5 | AT TORBI 709M DPT -06.0 CYL 07.5 | Standalone | DE0008680 | Indicated for patients with astigmatism of 2.5 dioptre cylinder (DC) and above in at least 1 eye; where correction of astigmatism is considered clinically necessary
Ophthalmic | Intraocular lens replacement | Intraocular lens (IOL) | Monofocal, astigmatism correcting IOL | Carl Zeiss | AT TORBI 709M DPT 06.0 CYL 08.0 | AT TORBI 709M DPT 06.0 CYL 08.0 | Standalone | DE0008680 | Indicated for patients with astigmatism of 2.5 dioptre cylinder (DC) and above in at least 1 eye; where correction of astigmatism is considered clinically necessary
Ophthalmic | Intraocular lens replacement | Intraocular lens (IOL) | Monofocal, astigmatism correcting IOL | Carl Zeiss | AT TORBI 709M DPT -06.0 CYL 08.0 | AT TORBI 709M DPT -06.0 CYL 08.0 | Standalone | DE0008680 | Indicated for patients with astigmatism of 2.5 dioptre cylinder (DC) and above in at least 1 eye; where correction of astigmatism is considered clinically necessary
Ophthalmic | Intraocular lens replacement | Intraocular lens (IOL) | Monofocal, astigmatism correcting IOL | Carl Zeiss | AT TORBI 709M DPT 06.0 CYL 08.5 | AT TORBI 709M DPT 06.0 CYL 08.5 | Standalone | DE0008680 | Indicated for patients with astigmatism of 2.5 dioptre cylinder (DC) and above in at least 1 eye; where correction of astigmatism is considered clinically necessary
Ophthalmic | Intraocular lens replacement | Intraocular lens (IOL) | Monofocal, astigmatism correcting IOL | Carl Zeiss | AT TORBI 709M DPT -06.0 CYL 08.5 | AT TORBI 709M DPT -06.0 CYL 08.5 | Standalone | DE0008680 | Indicated for patients with astigmatism of 2.5 dioptre cylinder (DC) and above in at least 1 eye; where correction of astigmatism is considered clinically necessary
Ophthalmic | Intraocular lens replacement | Intraocular lens (IOL) | Monofocal, astigmatism correcting IOL | Carl Zeiss | AT TORBI 709M DPT 06.0 CYL 09.0 | AT TORBI 709M DPT 06.0 CYL 09.0 | Standalone | DE0008680 | Indicated for patients with astigmatism of 2.5 dioptre cylinder (DC) and above in at least 1 eye; where correction of astigmatism is considered clinically necessary
Ophthalmic | Intraocular lens replacement | Intraocular lens (IOL) | Monofocal, astigmatism correcting IOL | Carl Zeiss | AT TORBI 709M DPT -06.0 CYL 09.0 | AT TORBI 709M DPT -06.0 CYL 09.0 | Standalone | DE0008680 | Indicated for patients with astigmatism of 2.5 dioptre cylinder (DC) and above in at least 1 eye; where correction of astigmatism is considered clinically necessary
Ophthalmic | Intraocular lens replacement | Intraocular lens (IOL) | Monofocal, astigmatism correcting IOL | Carl Zeiss | AT TORBI 709M DPT 06.0 CYL 09.5 | AT TORBI 709M DPT 06.0 CYL 09.5 | Standalone | DE0008680 | Indicated for patients with astigmatism of 2.5 dioptre cylinder (DC) and above in at least 1 eye; where correction of astigmatism is considered clinically necessary
Ophthalmic | Intraocular lens replacement | Intraocular lens (IOL) | Monofocal, astigmatism correcting IOL | Carl Zeiss | AT TORBI 709M DPT -06.0 CYL 09.5 | AT TORBI 709M DPT -06.0 CYL 09.5 | Standalone | DE0008680 | Indicated for patients with astigmatism of 2.5 dioptre cylinder (DC) and above in at least 1 eye; where correction of astigmatism is considered clinically necessary
Ophthalmic | Intraocular lens replacement | Intraocular lens (IOL) | Monofocal, astigmatism correcting IOL | Carl Zeiss | AT TORBI 709M DPT 06.0 CYL 10.0 | AT TORBI 709M DPT 06.0 CYL 10.0 | Standalone | DE0008680 | Indicated for patients with astigmatism of 2.5 dioptre cylinder (DC) and above in at least 1 eye; where correction of astigmatism is considered clinically necessary
Ophthalmic | Intraocular lens replacement | Intraocular lens (IOL) | Monofocal, astigmatism correcting IOL | Carl Zeiss | AT TORBI 709M DPT -06.0 CYL 10.0 | AT TORBI 709M DPT -06.0 CYL 10.0 | Standalone | DE0008680 | Indicated for patients with astigmatism of 2.5 dioptre cylinder (DC) and above in at least 1 eye; where correction of astigmatism is considered clinically necessary
Ophthalmic | Intraocular lens replacement | Intraocular lens (IOL) | Monofocal, astigmatism correcting IOL | Carl Zeiss | AT TORBI 709M DPT 06.0 CYL 10.5 | AT TORBI 709M DPT 06.0 CYL 10.5 | Standalone | DE0008680 | Indicated for patients with astigmatism of 2.5 dioptre cylinder (DC) and above in at least 1 eye; where correction of astigmatism is considered clinically necessary
Ophthalmic | Intraocular lens replacement | Intraocular lens (IOL) | Monofocal, astigmatism correcting IOL | Carl Zeiss | AT TORBI 709M DPT -06.0 CYL 10.5 | AT TORBI 709M DPT -06.0 CYL 10.5 | Standalone | DE0008680 | Indicated for patients with astigmatism of 2.5 dioptre cylinder (DC) and above in at least 1 eye; where correction of astigmatism is considered clinically necessary
Ophthalmic | Intraocular lens replacement | Intraocular lens (IOL) | Monofocal, astigmatism correcting IOL | Carl Zeiss | AT TORBI 709M DPT 06.0 CYL 11.0 | AT TORBI 709M DPT 06.0 CYL 11.0 | Standalone | DE0008680 | Indicated for patients with astigmatism of 2.5 dioptre cylinder (DC) and above in at least 1 eye; where correction of astigmatism is considered clinically necessary
Ophthalmic | Intraocular lens replacement | Intraocular lens (IOL) | Monofocal, astigmatism correcting IOL | Carl Zeiss | AT TORBI 709M DPT -06.0 CYL 11.0 | AT TORBI 709M DPT -06.0 CYL 11.0 | Standalone | DE0008680 | Indicated for patients with astigmatism of 2.5 dioptre cylinder (DC) and above in at least 1 eye; where correction of astigmatism is considered clinically necessary
Ophthalmic | Intraocular lens replacement | Intraocular lens (IOL) | Monofocal, astigmatism correcting IOL | Carl Zeiss | AT TORBI 709M DPT 06.0 CYL 11.5 | AT TORBI 709M DPT 06.0 CYL 11.5 | Standalone | DE0008680 | Indicated for patients with astigmatism of 2.5 dioptre cylinder (DC) and above in at least 1 eye; where correction of astigmatism is considered clinically necessary
Ophthalmic | Intraocular lens replacement | Intraocular lens (IOL) | Monofocal, astigmatism correcting IOL | Carl Zeiss | AT TORBI 709M DPT -06.0 CYL 11.5 | AT TORBI 709M DPT -06.0 CYL 11.5 | Standalone | DE0008680 | Indicated for patients with astigmatism of 2.5 dioptre cylinder (DC) and above in at least 1 eye; where correction of astigmatism is considered clinically necessary
Ophthalmic | Intraocular lens replacement | Intraocular lens (IOL) | Monofocal, astigmatism correcting IOL | Carl Zeiss | AT TORBI 709M DPT 06.0 CYL 12.0 | AT TORBI 709M DPT 06.0 CYL 12.0 | Standalone | DE0008680 | Indicated for patients with astigmatism of 2.5 dioptre cylinder (DC) and above in at least 1 eye; where correction of astigmatism is considered clinically necessary
Ophthalmic | Intraocular lens replacement | Intraocular lens (IOL) | Monofocal, astigmatism correcting IOL | Carl Zeiss | AT TORBI 709M DPT -06.0 CYL 12.0 | AT TORBI 709M DPT -06.0 CYL 12.0 | Standalone | DE0008680 | Indicated for patients with astigmatism of 2.5 dioptre cylinder (DC) and above in at least 1 eye; where correction of astigmatism is considered clinically necessary
Ophthalmic | Intraocular lens replacement | Intraocular lens (IOL) | Monofocal, astigmatism correcting IOL | Carl Zeiss | AT TORBI 709M DPT -06.5 CYL 01.0 | AT TORBI 709M DPT -06.5 CYL 01.0 | Standalone | DE0008680 | Indicated for patients with astigmatism of 2.5 dioptre cylinder (DC) and above in at least 1 eye; where correction of astigmatism is considered clinically necessary
Ophthalmic | Intraocular lens replacement | Intraocular lens (IOL) | Monofocal, astigmatism correcting IOL | Carl Zeiss | AT TORBI 709M DPT -06.5 CYL 01.5 | AT TORBI 709M DPT -06.5 CYL 01.5 | Standalone | DE0008680 | Indicated for patients with astigmatism of 2.5 dioptre cylinder (DC) and above in at least 1 eye; where correction of astigmatism is considered clinically necessary
Ophthalmic | Intraocular lens replacement | Intraocular lens (IOL) | Monofocal, astigmatism correcting IOL | Carl Zeiss | AT TORBI 709M DPT -06.5 CYL 02.0 | AT TORBI 709M DPT -06.5 CYL 02.0 | Standalone | DE0008680 | Indicated for patients with astigmatism of 2.5 dioptre cylinder (DC) and above in at least 1 eye; where correction of astigmatism is considered clinically necessary
Ophthalmic | Intraocular lens replacement | Intraocular lens (IOL) | Monofocal, astigmatism correcting IOL | Carl Zeiss | AT TORBI 709M DPT -06.5 CYL 02.5 | AT TORBI 709M DPT -06.5 CYL 02.5 | Standalone | DE0008680 | Indicated for patients with astigmatism of 2.5 dioptre cylinder (DC) and above in at least 1 eye; where correction of astigmatism is considered clinically necessary
Ophthalmic | Intraocular lens replacement | Intraocular lens (IOL) | Monofocal, astigmatism correcting IOL | Carl Zeiss | AT TORBI 709M DPT -06.5 CYL 03.0 | AT TORBI 709M DPT -06.5 CYL 03.0 | Standalone | DE0008680 | Indicated for patients with astigmatism of 2.5 dioptre cylinder (DC) and above in at least 1 eye; where correction of astigmatism is considered clinically necessary
Ophthalmic | Intraocular lens replacement | Intraocular lens (IOL) | Monofocal, astigmatism correcting IOL | Carl Zeiss | AT TORBI 709M DPT -06.5 CYL 03.5 | AT TORBI 709M DPT -06.5 CYL 03.5 | Standalone | DE0008680 | Indicated for patients with astigmatism of 2.5 dioptre cylinder (DC) and above in at least 1 eye; where correction of astigmatism is considered clinically necessary
Ophthalmic | Intraocular lens replacement | Intraocular lens (IOL) | Monofocal, astigmatism correcting IOL | Carl Zeiss | AT TORBI 709M DPT -06.5 CYL 04.0 | AT TORBI 709M DPT -06.5 CYL 04.0 | Standalone | DE0008680 | Indicated for patients with astigmatism of 2.5 dioptre cylinder (DC) and above in at least 1 eye; where correction of astigmatism is considered clinically necessary
Ophthalmic | Intraocular lens replacement | Intraocular lens (IOL) | Monofocal, astigmatism correcting IOL | Carl Zeiss | AT TORBI 709M DPT -06.5 CYL 04.5 | AT TORBI 709M DPT -06.5 CYL 04.5 | Standalone | DE0008680 | Indicated for patients with astigmatism of 2.5 dioptre cylinder (DC) and above in at least 1 eye; where correction of astigmatism is considered clinically necessary
Ophthalmic | Intraocular lens replacement | Intraocular lens (IOL) | Monofocal, astigmatism correcting IOL | Carl Zeiss | AT TORBI 709M DPT -06.5 CYL 05.0 | AT TORBI 709M DPT -06.5 CYL 05.0 | Standalone | DE0008680 | Indicated for patients with astigmatism of 2.5 dioptre cylinder (DC) and above in at least 1 eye; where correction of astigmatism is considered clinically necessary
Ophthalmic | Intraocular lens replacement | Intraocular lens (IOL) | Monofocal, astigmatism correcting IOL | Carl Zeiss | AT TORBI 709M DPT -06.5 CYL 05.5 | AT TORBI 709M DPT -06.5 CYL 05.5 | Standalone | DE0008680 | Indicated for patients with astigmatism of 2.5 dioptre cylinder (DC) and above in at least 1 eye; where correction of astigmatism is considered clinically necessary
Ophthalmic | Intraocular lens replacement | Intraocular lens (IOL) | Monofocal, astigmatism correcting IOL | Carl Zeiss | AT TORBI 709M DPT -06.5 CYL 06.0 | AT TORBI 709M DPT -06.5 CYL 06.0 | Standalone | DE0008680 | Indicated for patients with astigmatism of 2.5 dioptre cylinder (DC) and above in at least 1 eye; where correction of astigmatism is considered clinically necessary
Ophthalmic | Intraocular lens replacement | Intraocular lens (IOL) | Monofocal, astigmatism correcting IOL | Carl Zeiss | AT TORBI 709M DPT 06.5 CYL 06.5 | AT TORBI 709M DPT 06.5 CYL 06.5 | Standalone | DE0008680 | Indicated for patients with astigmatism of 2.5 dioptre cylinder (DC) and above in at least 1 eye; where correction of astigmatism is considered clinically necessary
Ophthalmic | Intraocular lens replacement | Intraocular lens (IOL) | Monofocal, astigmatism correcting IOL | Carl Zeiss | AT TORBI 709M DPT -06.5 CYL 06.5 | AT TORBI 709M DPT -06.5 CYL 06.5 | Standalone | DE0008680 | Indicated for patients with astigmatism of 2.5 dioptre cylinder (DC) and above in at least 1 eye; where correction of astigmatism is considered clinically necessary
Ophthalmic | Intraocular lens replacement | Intraocular lens (IOL) | Monofocal, astigmatism correcting IOL | Carl Zeiss | AT TORBI 709M DPT 06.5 CYL 07.0 | AT TORBI 709M DPT 06.5 CYL 07.0 | Standalone | DE0008680 | Indicated for patients with astigmatism of 2.5 dioptre cylinder (DC) and above in at least 1 eye; where correction of astigmatism is considered clinically necessary
Ophthalmic | Intraocular lens replacement | Intraocular lens (IOL) | Monofocal, astigmatism correcting IOL | Carl Zeiss | AT TORBI 709M DPT -06.5 CYL 07.0 | AT TORBI 709M DPT -06.5 CYL 07.0 | Standalone | DE0008680 | Indicated for patients with astigmatism of 2.5 dioptre cylinder (DC) and above in at least 1 eye; where correction of astigmatism is considered clinically necessary
Ophthalmic | Intraocular lens replacement | Intraocular lens (IOL) | Monofocal, astigmatism correcting IOL | Carl Zeiss | AT TORBI 709M DPT 06.5 CYL 07.5 | AT TORBI 709M DPT 06.5 CYL 07.5 | Standalone | DE0008680 | Indicated for patients with astigmatism of 2.5 dioptre cylinder (DC) and above in at least 1 eye; where correction of astigmatism is considered clinically necessary
Ophthalmic | Intraocular lens replacement | Intraocular lens (IOL) | Monofocal, astigmatism correcting IOL | Carl Zeiss | AT TORBI 709M DPT -06.5 CYL 07.5 | AT TORBI 709M DPT -06.5 CYL 07.5 | Standalone | DE0008680 | Indicated for patients with astigmatism of 2.5 dioptre cylinder (DC) and above in at least 1 eye; where correction of astigmatism is considered clinically necessary
Ophthalmic | Intraocular lens replacement | Intraocular lens (IOL) | Monofocal, astigmatism correcting IOL | Carl Zeiss | AT TORBI 709M DPT 06.5 CYL 08.0 | AT TORBI 709M DPT 06.5 CYL 08.0 | Standalone | DE0008680 | Indicated for patients with astigmatism of 2.5 dioptre cylinder (DC) and above in at least 1 eye; where correction of astigmatism is considered clinically necessary
Ophthalmic | Intraocular lens replacement | Intraocular lens (IOL) | Monofocal, astigmatism correcting IOL | Carl Zeiss | AT TORBI 709M DPT -06.5 CYL 08.0 | AT TORBI 709M DPT -06.5 CYL 08.0 | Standalone | DE0008680 | Indicated for patients with astigmatism of 2.5 dioptre cylinder (DC) and above in at least 1 eye; where correction of astigmatism is considered clinically necessary
Ophthalmic | Intraocular lens replacement | Intraocular lens (IOL) | Monofocal, astigmatism correcting IOL | Carl Zeiss | AT TORBI 709M DPT 06.5 CYL 08.5 | AT TORBI 709M DPT 06.5 CYL 08.5 | Standalone | DE0008680 | Indicated for patients with astigmatism of 2.5 dioptre cylinder (DC) and above in at least 1 eye; where correction of astigmatism is considered clinically necessary
Ophthalmic | Intraocular lens replacement | Intraocular lens (IOL) | Monofocal, astigmatism correcting IOL | Carl Zeiss | AT TORBI 709M DPT -06.5 CYL 08.5 | AT TORBI 709M DPT -06.5 CYL 08.5 | Standalone | DE0008680 | Indicated for patients with astigmatism of 2.5 dioptre cylinder (DC) and above in at least 1 eye; where correction of astigmatism is considered clinically necessary
Ophthalmic | Intraocular lens replacement | Intraocular lens (IOL) | Monofocal, astigmatism correcting IOL | Carl Zeiss | AT TORBI 709M DPT 06.5 CYL 09.0 | AT TORBI 709M DPT 06.5 CYL 09.0 | Standalone | DE0008680 | Indicated for patients with astigmatism of 2.5 dioptre cylinder (DC) and above in at least 1 eye; where correction of astigmatism is considered clinically necessary
Ophthalmic | Intraocular lens replacement | Intraocular lens (IOL) | Monofocal, astigmatism correcting IOL | Carl Zeiss | AT TORBI 709M DPT -06.5 CYL 09.0 | AT TORBI 709M DPT -06.5 CYL 09.0 | Standalone | DE0008680 | Indicated for patients with astigmatism of 2.5 dioptre cylinder (DC) and above in at least 1 eye; where correction of astigmatism is considered clinically necessary
Ophthalmic | Intraocular lens replacement | Intraocular lens (IOL) | Monofocal, astigmatism correcting IOL | Carl Zeiss | AT TORBI 709M DPT 06.5 CYL 09.5 | AT TORBI 709M DPT 06.5 CYL 09.5 | Standalone | DE0008680 | Indicated for patients with astigmatism of 2.5 dioptre cylinder (DC) and above in at least 1 eye; where correction of astigmatism is considered clinically necessary
Ophthalmic | Intraocular lens replacement | Intraocular lens (IOL) | Monofocal, astigmatism correcting IOL | Carl Zeiss | AT TORBI 709M DPT -06.5 CYL 09.5 | AT TORBI 709M DPT -06.5 CYL 09.5 | Standalone | DE0008680 | Indicated for patients with astigmatism of 2.5 dioptre cylinder (DC) and above in at least 1 eye; where correction of astigmatism is considered clinically necessary
Ophthalmic | Intraocular lens replacement | Intraocular lens (IOL) | Monofocal, astigmatism correcting IOL | Carl Zeiss | AT TORBI 709M DPT 06.5 CYL 10.0 | AT TORBI 709M DPT 06.5 CYL 10.0 | Standalone | DE0008680 | Indicated for patients with astigmatism of 2.5 dioptre cylinder (DC) and above in at least 1 eye; where correction of astigmatism is considered clinically necessary
Ophthalmic | Intraocular lens replacement | Intraocular lens (IOL) | Monofocal, astigmatism correcting IOL | Carl Zeiss | AT TORBI 709M DPT -06.5 CYL 10.0 | AT TORBI 709M DPT -06.5 CYL 10.0 | Standalone | DE0008680 | Indicated for patients with astigmatism of 2.5 dioptre cylinder (DC) and above in at least 1 eye; where correction of astigmatism is considered clinically necessary
Ophthalmic | Intraocular lens replacement | Intraocular lens (IOL) | Monofocal, astigmatism correcting IOL | Carl Zeiss | AT TORBI 709M DPT 06.5 CYL 10.5 | AT TORBI 709M DPT 06.5 CYL 10.5 | Standalone | DE0008680 | Indicated for patients with astigmatism of 2.5 dioptre cylinder (DC) and above in at least 1 eye; where correction of astigmatism is considered clinically necessary
Ophthalmic | Intraocular lens replacement | Intraocular lens (IOL) | Monofocal, astigmatism correcting IOL | Carl Zeiss | AT TORBI 709M DPT -06.5 CYL 10.5 | AT TORBI 709M DPT -06.5 CYL 10.5 | Standalone | DE0008680 | Indicated for patients with astigmatism of 2.5 dioptre cylinder (DC) and above in at least 1 eye; where correction of astigmatism is considered clinically necessary
Ophthalmic | Intraocular lens replacement | Intraocular lens (IOL) | Monofocal, astigmatism correcting IOL | Carl Zeiss | AT TORBI 709M DPT 06.5 CYL 11.0 | AT TORBI 709M DPT 06.5 CYL 11.0 | Standalone | DE0008680 | Indicated for patients with astigmatism of 2.5 dioptre cylinder (DC) and above in at least 1 eye; where correction of astigmatism is considered clinically necessary
Ophthalmic | Intraocular lens replacement | Intraocular lens (IOL) | Monofocal, astigmatism correcting IOL | Carl Zeiss | AT TORBI 709M DPT -06.5 CYL 11.0 | AT TORBI 709M DPT -06.5 CYL 11.0 | Standalone | DE0008680 | Indicated for patients with astigmatism of 2.5 dioptre cylinder (DC) and above in at least 1 eye; where correction of astigmatism is considered clinically necessary
Ophthalmic | Intraocular lens replacement | Intraocular lens (IOL) | Monofocal, astigmatism correcting IOL | Carl Zeiss | AT TORBI 709M DPT 06.5 CYL 11.5 | AT TORBI 709M DPT 06.5 CYL 11.5 | Standalone | DE0008680 | Indicated for patients with astigmatism of 2.5 dioptre cylinder (DC) and above in at least 1 eye; where correction of astigmatism is considered clinically necessary
Ophthalmic | Intraocular lens replacement | Intraocular lens (IOL) | Monofocal, astigmatism correcting IOL | Carl Zeiss | AT TORBI 709M DPT -06.5 CYL 11.5 | AT TORBI 709M DPT -06.5 CYL 11.5 | Standalone | DE0008680 | Indicated for patients with astigmatism of 2.5 dioptre cylinder (DC) and above in at least 1 eye; where correction of astigmatism is considered clinically necessary
Ophthalmic | Intraocular lens replacement | Intraocular lens (IOL) | Monofocal, astigmatism correcting IOL | Carl Zeiss | AT TORBI 709M DPT 06.5 CYL 12.0 | AT TORBI 709M DPT 06.5 CYL 12.0 | Standalone | DE0008680 | Indicated for patients with astigmatism of 2.5 dioptre cylinder (DC) and above in at least 1 eye; where correction of astigmatism is considered clinically necessary
Ophthalmic | Intraocular lens replacement | Intraocular lens (IOL) | Monofocal, astigmatism correcting IOL | Carl Zeiss | AT TORBI 709M DPT -06.5 CYL 12.0 | AT TORBI 709M DPT -06.5 CYL 12.0 | Standalone | DE0008680 | Indicated for patients with astigmatism of 2.5 dioptre cylinder (DC) and above in at least 1 eye; where correction of astigmatism is considered clinically necessary
Ophthalmic | Intraocular lens replacement | Intraocular lens (IOL) | Monofocal, astigmatism correcting IOL | Carl Zeiss | AT TORBI 709M DPT -07.0 CYL 01.0 | AT TORBI 709M DPT -07.0 CYL 01.0 | Standalone | DE0008680 | Indicated for patients with astigmatism of 2.5 dioptre cylinder (DC) and above in at least 1 eye; where correction of astigmatism is considered clinically necessary
Ophthalmic | Intraocular lens replacement | Intraocular lens (IOL) | Monofocal, astigmatism correcting IOL | Carl Zeiss | AT TORBI 709M DPT -07.0 CYL 01.5 | AT TORBI 709M DPT -07.0 CYL 01.5 | Standalone | DE0008680 | Indicated for patients with astigmatism of 2.5 dioptre cylinder (DC) and above in at least 1 eye; where correction of astigmatism is considered clinically necessary
Ophthalmic | Intraocular lens replacement | Intraocular lens (IOL) | Monofocal, astigmatism correcting IOL | Carl Zeiss | AT TORBI 709M DPT -07.0 CYL 02.0 | AT TORBI 709M DPT -07.0 CYL 02.0 | Standalone | DE0008680 | Indicated for patients with astigmatism of 2.5 dioptre cylinder (DC) and above in at least 1 eye; where correction of astigmatism is considered clinically necessary
Ophthalmic | Intraocular lens replacement | Intraocular lens (IOL) | Monofocal, astigmatism correcting IOL | Carl Zeiss | AT TORBI 709M DPT -07.0 CYL 02.5 | AT TORBI 709M DPT -07.0 CYL 02.5 | Standalone | DE0008680 | Indicated for patients with astigmatism of 2.5 dioptre cylinder (DC) and above in at least 1 eye; where correction of astigmatism is considered clinically necessary
Ophthalmic | Intraocular lens replacement | Intraocular lens (IOL) | Monofocal, astigmatism correcting IOL | Carl Zeiss | AT TORBI 709M DPT -07.0 CYL 03.0 | AT TORBI 709M DPT -07.0 CYL 03.0 | Standalone | DE0008680 | Indicated for patients with astigmatism of 2.5 dioptre cylinder (DC) and above in at least 1 eye; where correction of astigmatism is considered clinically necessary
Ophthalmic | Intraocular lens replacement | Intraocular lens (IOL) | Monofocal, astigmatism correcting IOL | Carl Zeiss | AT TORBI 709M DPT -07.0 CYL 03.5 | AT TORBI 709M DPT -07.0 CYL 03.5 | Standalone | DE0008680 | Indicated for patients with astigmatism of 2.5 dioptre cylinder (DC) and above in at least 1 eye; where correction of astigmatism is considered clinically necessary
Ophthalmic | Intraocular lens replacement | Intraocular lens (IOL) | Monofocal, astigmatism correcting IOL | Carl Zeiss | AT TORBI 709M DPT -07.0 CYL 04.0 | AT TORBI 709M DPT -07.0 CYL 04.0 | Standalone | DE0008680 | Indicated for patients with astigmatism of 2.5 dioptre cylinder (DC) and above in at least 1 eye; where correction of astigmatism is considered clinically necessary
Ophthalmic | Intraocular lens replacement | Intraocular lens (IOL) | Monofocal, astigmatism correcting IOL | Carl Zeiss | AT TORBI 709M DPT -07.0 CYL 04.5 | AT TORBI 709M DPT -07.0 CYL 04.5 | Standalone | DE0008680 | Indicated for patients with astigmatism of 2.5 dioptre cylinder (DC) and above in at least 1 eye; where correction of astigmatism is considered clinically necessary
Ophthalmic | Intraocular lens replacement | Intraocular lens (IOL) | Monofocal, astigmatism correcting IOL | Carl Zeiss | AT TORBI 709M DPT -07.0 CYL 05.0 | AT TORBI 709M DPT -07.0 CYL 05.0 | Standalone | DE0008680 | Indicated for patients with astigmatism of 2.5 dioptre cylinder (DC) and above in at least 1 eye; where correction of astigmatism is considered clinically necessary
Ophthalmic | Intraocular lens replacement | Intraocular lens (IOL) | Monofocal, astigmatism correcting IOL | Carl Zeiss | AT TORBI 709M DPT -07.0 CYL 05.5 | AT TORBI 709M DPT -07.0 CYL 05.5 | Standalone | DE0008680 | Indicated for patients with astigmatism of 2.5 dioptre cylinder (DC) and above in at least 1 eye; where correction of astigmatism is considered clinically necessary
Ophthalmic | Intraocular lens replacement | Intraocular lens (IOL) | Monofocal, astigmatism correcting IOL | Carl Zeiss | AT TORBI 709M DPT -07.0 CYL 06.0 | AT TORBI 709M DPT -07.0 CYL 06.0 | Standalone | DE0008680 | Indicated for patients with astigmatism of 2.5 dioptre cylinder (DC) and above in at least 1 eye; where correction of astigmatism is considered clinically necessary
Ophthalmic | Intraocular lens replacement | Intraocular lens (IOL) | Monofocal, astigmatism correcting IOL | Carl Zeiss | AT TORBI 709M DPT 07.0 CYL 06.5 | AT TORBI 709M DPT 07.0 CYL 06.5 | Standalone | DE0008680 | Indicated for patients with astigmatism of 2.5 dioptre cylinder (DC) and above in at least 1 eye; where correction of astigmatism is considered clinically necessary
Ophthalmic | Intraocular lens replacement | Intraocular lens (IOL) | Monofocal, astigmatism correcting IOL | Carl Zeiss | AT TORBI 709M DPT -07.0 CYL 06.5 | AT TORBI 709M DPT -07.0 CYL 06.5 | Standalone | DE0008680 | Indicated for patients with astigmatism of 2.5 dioptre cylinder (DC) and above in at least 1 eye; where correction of astigmatism is considered clinically necessary
Ophthalmic | Intraocular lens replacement | Intraocular lens (IOL) | Monofocal, astigmatism correcting IOL | Carl Zeiss | AT TORBI 709M DPT 07.0 CYL 07.0 | AT TORBI 709M DPT 07.0 CYL 07.0 | Standalone | DE0008680 | Indicated for patients with astigmatism of 2.5 dioptre cylinder (DC) and above in at least 1 eye; where correction of astigmatism is considered clinically necessary
Ophthalmic | Intraocular lens replacement | Intraocular lens (IOL) | Monofocal, astigmatism correcting IOL | Carl Zeiss | AT TORBI 709M DPT -07.0 CYL 07.0 | AT TORBI 709M DPT -07.0 CYL 07.0 | Standalone | DE0008680 | Indicated for patients with astigmatism of 2.5 dioptre cylinder (DC) and above in at least 1 eye; where correction of astigmatism is considered clinically necessary
Ophthalmic | Intraocular lens replacement | Intraocular lens (IOL) | Monofocal, astigmatism correcting IOL | Carl Zeiss | AT TORBI 709M DPT 07.0 CYL 07.5 | AT TORBI 709M DPT 07.0 CYL 07.5 | Standalone | DE0008680 | Indicated for patients with astigmatism of 2.5 dioptre cylinder (DC) and above in at least 1 eye; where correction of astigmatism is considered clinically necessary
Ophthalmic | Intraocular lens replacement | Intraocular lens (IOL) | Monofocal, astigmatism correcting IOL | Carl Zeiss | AT TORBI 709M DPT -07.0 CYL 07.5 | AT TORBI 709M DPT -07.0 CYL 07.5 | Standalone | DE0008680 | Indicated for patients with astigmatism of 2.5 dioptre cylinder (DC) and above in at least 1 eye; where correction of astigmatism is considered clinically necessary
Ophthalmic | Intraocular lens replacement | Intraocular lens (IOL) | Monofocal, astigmatism correcting IOL | Carl Zeiss | AT TORBI 709M DPT 07.0 CYL 08.0 | AT TORBI 709M DPT 07.0 CYL 08.0 | Standalone | DE0008680 | Indicated for patients with astigmatism of 2.5 dioptre cylinder (DC) and above in at least 1 eye; where correction of astigmatism is considered clinically necessary
Ophthalmic | Intraocular lens replacement | Intraocular lens (IOL) | Monofocal, astigmatism correcting IOL | Carl Zeiss | AT TORBI 709M DPT -07.0 CYL 08.0 | AT TORBI 709M DPT -07.0 CYL 08.0 | Standalone | DE0008680 | Indicated for patients with astigmatism of 2.5 dioptre cylinder (DC) and above in at least 1 eye; where correction of astigmatism is considered clinically necessary
Ophthalmic | Intraocular lens replacement | Intraocular lens (IOL) | Monofocal, astigmatism correcting IOL | Carl Zeiss | AT TORBI 709M DPT 07.0 CYL 08.5 | AT TORBI 709M DPT 07.0 CYL 08.5 | Standalone | DE0008680 | Indicated for patients with astigmatism of 2.5 dioptre cylinder (DC) and above in at least 1 eye; where correction of astigmatism is considered clinically necessary
Ophthalmic | Intraocular lens replacement | Intraocular lens (IOL) | Monofocal, astigmatism correcting IOL | Carl Zeiss | AT TORBI 709M DPT -07.0 CYL 08.5 | AT TORBI 709M DPT -07.0 CYL 08.5 | Standalone | DE0008680 | Indicated for patients with astigmatism of 2.5 dioptre cylinder (DC) and above in at least 1 eye; where correction of astigmatism is considered clinically necessary
Ophthalmic | Intraocular lens replacement | Intraocular lens (IOL) | Monofocal, astigmatism correcting IOL | Carl Zeiss | AT TORBI 709M DPT 07.0 CYL 09.0 | AT TORBI 709M DPT 07.0 CYL 09.0 | Standalone | DE0008680 | Indicated for patients with astigmatism of 2.5 dioptre cylinder (DC) and above in at least 1 eye; where correction of astigmatism is considered clinically necessary
Ophthalmic | Intraocular lens replacement | Intraocular lens (IOL) | Monofocal, astigmatism correcting IOL | Carl Zeiss | AT TORBI 709M DPT -07.0 CYL 09.0 | AT TORBI 709M DPT -07.0 CYL 09.0 | Standalone | DE0008680 | Indicated for patients with astigmatism of 2.5 dioptre cylinder (DC) and above in at least 1 eye; where correction of astigmatism is considered clinically necessary
Ophthalmic | Intraocular lens replacement | Intraocular lens (IOL) | Monofocal, astigmatism correcting IOL | Carl Zeiss | AT TORBI 709M DPT 07.0 CYL 09.5 | AT TORBI 709M DPT 07.0 CYL 09.5 | Standalone | DE0008680 | Indicated for patients with astigmatism of 2.5 dioptre cylinder (DC) and above in at least 1 eye; where correction of astigmatism is considered clinically necessary
Ophthalmic | Intraocular lens replacement | Intraocular lens (IOL) | Monofocal, astigmatism correcting IOL | Carl Zeiss | AT TORBI 709M DPT -07.0 CYL 09.5 | AT TORBI 709M DPT -07.0 CYL 09.5 | Standalone | DE0008680 | Indicated for patients with astigmatism of 2.5 dioptre cylinder (DC) and above in at least 1 eye; where correction of astigmatism is considered clinically necessary
Ophthalmic | Intraocular lens replacement | Intraocular lens (IOL) | Monofocal, astigmatism correcting IOL | Carl Zeiss | AT TORBI 709M DPT 07.0 CYL 10.0 | AT TORBI 709M DPT 07.0 CYL 10.0 | Standalone | DE0008680 | Indicated for patients with astigmatism of 2.5 dioptre cylinder (DC) and above in at least 1 eye; where correction of astigmatism is considered clinically necessary
Ophthalmic | Intraocular lens replacement | Intraocular lens (IOL) | Monofocal, astigmatism correcting IOL | Carl Zeiss | AT TORBI 709M DPT -07.0 CYL 10.0 | AT TORBI 709M DPT -07.0 CYL 10.0 | Standalone | DE0008680 | Indicated for patients with astigmatism of 2.5 dioptre cylinder (DC) and above in at least 1 eye; where correction of astigmatism is considered clinically necessary
Ophthalmic | Intraocular lens replacement | Intraocular lens (IOL) | Monofocal, astigmatism correcting IOL | Carl Zeiss | AT TORBI 709M DPT 07.0 CYL 10.5 | AT TORBI 709M DPT 07.0 CYL 10.5 | Standalone | DE0008680 | Indicated for patients with astigmatism of 2.5 dioptre cylinder (DC) and above in at least 1 eye; where correction of astigmatism is considered clinically necessary
Ophthalmic | Intraocular lens replacement | Intraocular lens (IOL) | Monofocal, astigmatism correcting IOL | Carl Zeiss | AT TORBI 709M DPT -07.0 CYL 10.5 | AT TORBI 709M DPT -07.0 CYL 10.5 | Standalone | DE0008680 | Indicated for patients with astigmatism of 2.5 dioptre cylinder (DC) and above in at least 1 eye; where correction of astigmatism is considered clinically necessary
Ophthalmic | Intraocular lens replacement | Intraocular lens (IOL) | Monofocal, astigmatism correcting IOL | Carl Zeiss | AT TORBI 709M DPT 07.0 CYL 11.0 | AT TORBI 709M DPT 07.0 CYL 11.0 | Standalone | DE0008680 | Indicated for patients with astigmatism of 2.5 dioptre cylinder (DC) and above in at least 1 eye; where correction of astigmatism is considered clinically necessary
Ophthalmic | Intraocular lens replacement | Intraocular lens (IOL) | Monofocal, astigmatism correcting IOL | Carl Zeiss | AT TORBI 709M DPT -07.0 CYL 11.0 | AT TORBI 709M DPT -07.0 CYL 11.0 | Standalone | DE0008680 | Indicated for patients with astigmatism of 2.5 dioptre cylinder (DC) and above in at least 1 eye; where correction of astigmatism is considered clinically necessary
Ophthalmic | Intraocular lens replacement | Intraocular lens (IOL) | Monofocal, astigmatism correcting IOL | Carl Zeiss | AT TORBI 709M DPT 07.0 CYL 11.5 | AT TORBI 709M DPT 07.0 CYL 11.5 | Standalone | DE0008680 | Indicated for patients with astigmatism of 2.5 dioptre cylinder (DC) and above in at least 1 eye; where correction of astigmatism is considered clinically necessary
Ophthalmic | Intraocular lens replacement | Intraocular lens (IOL) | Monofocal, astigmatism correcting IOL | Carl Zeiss | AT TORBI 709M DPT -07.0 CYL 11.5 | AT TORBI 709M DPT -07.0 CYL 11.5 | Standalone | DE0008680 | Indicated for patients with astigmatism of 2.5 dioptre cylinder (DC) and above in at least 1 eye; where correction of astigmatism is considered clinically necessary
Ophthalmic | Intraocular lens replacement | Intraocular lens (IOL) | Monofocal, astigmatism correcting IOL | Carl Zeiss | AT TORBI 709M DPT 07.0 CYL 12.0 | AT TORBI 709M DPT 07.0 CYL 12.0 | Standalone | DE0008680 | Indicated for patients with astigmatism of 2.5 dioptre cylinder (DC) and above in at least 1 eye; where correction of astigmatism is considered clinically necessary
Ophthalmic | Intraocular lens replacement | Intraocular lens (IOL) | Monofocal, astigmatism correcting IOL | Carl Zeiss | AT TORBI 709M DPT -07.0 CYL 12.0 | AT TORBI 709M DPT -07.0 CYL 12.0 | Standalone | DE0008680 | Indicated for patients with astigmatism of 2.5 dioptre cylinder (DC) and above in at least 1 eye; where correction of astigmatism is considered clinically necessary
Ophthalmic | Intraocular lens replacement | Intraocular lens (IOL) | Monofocal, astigmatism correcting IOL | Carl Zeiss | AT TORBI 709M DPT -07.5 CYL 01.0 | AT TORBI 709M DPT -07.5 CYL 01.0 | Standalone | DE0008680 | Indicated for patients with astigmatism of 2.5 dioptre cylinder (DC) and above in at least 1 eye; where correction of astigmatism is considered clinically necessary
Ophthalmic | Intraocular lens replacement | Intraocular lens (IOL) | Monofocal, astigmatism correcting IOL | Carl Zeiss | AT TORBI 709M DPT -07.5 CYL 01.5 | AT TORBI 709M DPT -07.5 CYL 01.5 | Standalone | DE0008680 | Indicated for patients with astigmatism of 2.5 dioptre cylinder (DC) and above in at least 1 eye; where correction of astigmatism is considered clinically necessary
Ophthalmic | Intraocular lens replacement | Intraocular lens (IOL) | Monofocal, astigmatism correcting IOL | Carl Zeiss | AT TORBI 709M DPT -07.5 CYL 02.0 | AT TORBI 709M DPT -07.5 CYL 02.0 | Standalone | DE0008680 | Indicated for patients with astigmatism of 2.5 dioptre cylinder (DC) and above in at least 1 eye; where correction of astigmatism is considered clinically necessary
Ophthalmic | Intraocular lens replacement | Intraocular lens (IOL) | Monofocal, astigmatism correcting IOL | Carl Zeiss | AT TORBI 709M DPT -07.5 CYL 02.5 | AT TORBI 709M DPT -07.5 CYL 02.5 | Standalone | DE0008680 | Indicated for patients with astigmatism of 2.5 dioptre cylinder (DC) and above in at least 1 eye; where correction of astigmatism is considered clinically necessary
Ophthalmic | Intraocular lens replacement | Intraocular lens (IOL) | Monofocal, astigmatism correcting IOL | Carl Zeiss | AT TORBI 709M DPT -07.5 CYL 03.0 | AT TORBI 709M DPT -07.5 CYL 03.0 | Standalone | DE0008680 | Indicated for patients with astigmatism of 2.5 dioptre cylinder (DC) and above in at least 1 eye; where correction of astigmatism is considered clinically necessary
Ophthalmic | Intraocular lens replacement | Intraocular lens (IOL) | Monofocal, astigmatism correcting IOL | Carl Zeiss | AT TORBI 709M DPT -07.5 CYL 03.5 | AT TORBI 709M DPT -07.5 CYL 03.5 | Standalone | DE0008680 | Indicated for patients with astigmatism of 2.5 dioptre cylinder (DC) and above in at least 1 eye; where correction of astigmatism is considered clinically necessary
Ophthalmic | Intraocular lens replacement | Intraocular lens (IOL) | Monofocal, astigmatism correcting IOL | Carl Zeiss | AT TORBI 709M DPT -07.5 CYL 04.0 | AT TORBI 709M DPT -07.5 CYL 04.0 | Standalone | DE0008680 | Indicated for patients with astigmatism of 2.5 dioptre cylinder (DC) and above in at least 1 eye; where correction of astigmatism is considered clinically necessary
Ophthalmic | Intraocular lens replacement | Intraocular lens (IOL) | Monofocal, astigmatism correcting IOL | Carl Zeiss | AT TORBI 709M DPT -07.5 CYL 04.5 | AT TORBI 709M DPT -07.5 CYL 04.5 | Standalone | DE0008680 | Indicated for patients with astigmatism of 2.5 dioptre cylinder (DC) and above in at least 1 eye; where correction of astigmatism is considered clinically necessary
Ophthalmic | Intraocular lens replacement | Intraocular lens (IOL) | Monofocal, astigmatism correcting IOL | Carl Zeiss | AT TORBI 709M DPT -07.5 CYL 05.0 | AT TORBI 709M DPT -07.5 CYL 05.0 | Standalone | DE0008680 | Indicated for patients with astigmatism of 2.5 dioptre cylinder (DC) and above in at least 1 eye; where correction of astigmatism is considered clinically necessary
Ophthalmic | Intraocular lens replacement | Intraocular lens (IOL) | Monofocal, astigmatism correcting IOL | Carl Zeiss | AT TORBI 709M DPT -07.5 CYL 05.5 | AT TORBI 709M DPT -07.5 CYL 05.5 | Standalone | DE0008680 | Indicated for patients with astigmatism of 2.5 dioptre cylinder (DC) and above in at least 1 eye; where correction of astigmatism is considered clinically necessary
Ophthalmic | Intraocular lens replacement | Intraocular lens (IOL) | Monofocal, astigmatism correcting IOL | Carl Zeiss | AT TORBI 709M DPT -07.5 CYL 06.0 | AT TORBI 709M DPT -07.5 CYL 06.0 | Standalone | DE0008680 | Indicated for patients with astigmatism of 2.5 dioptre cylinder (DC) and above in at least 1 eye; where correction of astigmatism is considered clinically necessary
Ophthalmic | Intraocular lens replacement | Intraocular lens (IOL) | Monofocal, astigmatism correcting IOL | Carl Zeiss | AT TORBI 709M DPT 07.5 CYL 06.5 | AT TORBI 709M DPT 07.5 CYL 06.5 | Standalone | DE0008680 | Indicated for patients with astigmatism of 2.5 dioptre cylinder (DC) and above in at least 1 eye; where correction of astigmatism is considered clinically necessary
Ophthalmic | Intraocular lens replacement | Intraocular lens (IOL) | Monofocal, astigmatism correcting IOL | Carl Zeiss | AT TORBI 709M DPT -07.5 CYL 06.5 | AT TORBI 709M DPT -07.5 CYL 06.5 | Standalone | DE0008680 | Indicated for patients with astigmatism of 2.5 dioptre cylinder (DC) and above in at least 1 eye; where correction of astigmatism is considered clinically necessary
Ophthalmic | Intraocular lens replacement | Intraocular lens (IOL) | Monofocal, astigmatism correcting IOL | Carl Zeiss | AT TORBI 709M DPT 07.5 CYL 07.0 | AT TORBI 709M DPT 07.5 CYL 07.0 | Standalone | DE0008680 | Indicated for patients with astigmatism of 2.5 dioptre cylinder (DC) and above in at least 1 eye; where correction of astigmatism is considered clinically necessary
Ophthalmic | Intraocular lens replacement | Intraocular lens (IOL) | Monofocal, astigmatism correcting IOL | Carl Zeiss | AT TORBI 709M DPT -07.5 CYL 07.0 | AT TORBI 709M DPT -07.5 CYL 07.0 | Standalone | DE0008680 | Indicated for patients with astigmatism of 2.5 dioptre cylinder (DC) and above in at least 1 eye; where correction of astigmatism is considered clinically necessary
Ophthalmic | Intraocular lens replacement | Intraocular lens (IOL) | Monofocal, astigmatism correcting IOL | Carl Zeiss | AT TORBI 709M DPT 07.5 CYL 07.5 | AT TORBI 709M DPT 07.5 CYL 07.5 | Standalone | DE0008680 | Indicated for patients with astigmatism of 2.5 dioptre cylinder (DC) and above in at least 1 eye; where correction of astigmatism is considered clinically necessary
Ophthalmic | Intraocular lens replacement | Intraocular lens (IOL) | Monofocal, astigmatism correcting IOL | Carl Zeiss | AT TORBI 709M DPT -07.5 CYL 07.5 | AT TORBI 709M DPT -07.5 CYL 07.5 | Standalone | DE0008680 | Indicated for patients with astigmatism of 2.5 dioptre cylinder (DC) and above in at least 1 eye; where correction of astigmatism is considered clinically necessary
Ophthalmic | Intraocular lens replacement | Intraocular lens (IOL) | Monofocal, astigmatism correcting IOL | Carl Zeiss | AT TORBI 709M DPT 07.5 CYL 08.0 | AT TORBI 709M DPT 07.5 CYL 08.0 | Standalone | DE0008680 | Indicated for patients with astigmatism of 2.5 dioptre cylinder (DC) and above in at least 1 eye; where correction of astigmatism is considered clinically necessary
Ophthalmic | Intraocular lens replacement | Intraocular lens (IOL) | Monofocal, astigmatism correcting IOL | Carl Zeiss | AT TORBI 709M DPT -07.5 CYL 08.0 | AT TORBI 709M DPT -07.5 CYL 08.0 | Standalone | DE0008680 | Indicated for patients with astigmatism of 2.5 dioptre cylinder (DC) and above in at least 1 eye; where correction of astigmatism is considered clinically necessary
Ophthalmic | Intraocular lens replacement | Intraocular lens (IOL) | Monofocal, astigmatism correcting IOL | Carl Zeiss | AT TORBI 709M DPT 07.5 CYL 08.5 | AT TORBI 709M DPT 07.5 CYL 08.5 | Standalone | DE0008680 | Indicated for patients with astigmatism of 2.5 dioptre cylinder (DC) and above in at least 1 eye; where correction of astigmatism is considered clinically necessary
Ophthalmic | Intraocular lens replacement | Intraocular lens (IOL) | Monofocal, astigmatism correcting IOL | Carl Zeiss | AT TORBI 709M DPT -07.5 CYL 08.5 | AT TORBI 709M DPT -07.5 CYL 08.5 | Standalone | DE0008680 | Indicated for patients with astigmatism of 2.5 dioptre cylinder (DC) and above in at least 1 eye; where correction of astigmatism is considered clinically necessary
Ophthalmic | Intraocular lens replacement | Intraocular lens (IOL) | Monofocal, astigmatism correcting IOL | Carl Zeiss | AT TORBI 709M DPT 07.5 CYL 09.0 | AT TORBI 709M DPT 07.5 CYL 09.0 | Standalone | DE0008680 | Indicated for patients with astigmatism of 2.5 dioptre cylinder (DC) and above in at least 1 eye; where correction of astigmatism is considered clinically necessary
Ophthalmic | Intraocular lens replacement | Intraocular lens (IOL) | Monofocal, astigmatism correcting IOL | Carl Zeiss | AT TORBI 709M DPT -07.5 CYL 09.0 | AT TORBI 709M DPT -07.5 CYL 09.0 | Standalone | DE0008680 | Indicated for patients with astigmatism of 2.5 dioptre cylinder (DC) and above in at least 1 eye; where correction of astigmatism is considered clinically necessary
Ophthalmic | Intraocular lens replacement | Intraocular lens (IOL) | Monofocal, astigmatism correcting IOL | Carl Zeiss | AT TORBI 709M DPT 07.5 CYL 09.5 | AT TORBI 709M DPT 07.5 CYL 09.5 | Standalone | DE0008680 | Indicated for patients with astigmatism of 2.5 dioptre cylinder (DC) and above in at least 1 eye; where correction of astigmatism is considered clinically necessary
Ophthalmic | Intraocular lens replacement | Intraocular lens (IOL) | Monofocal, astigmatism correcting IOL | Carl Zeiss | AT TORBI 709M DPT -07.5 CYL 09.5 | AT TORBI 709M DPT -07.5 CYL 09.5 | Standalone | DE0008680 | Indicated for patients with astigmatism of 2.5 dioptre cylinder (DC) and above in at least 1 eye; where correction of astigmatism is considered clinically necessary
Ophthalmic | Intraocular lens replacement | Intraocular lens (IOL) | Monofocal, astigmatism correcting IOL | Carl Zeiss | AT TORBI 709M DPT 07.5 CYL 10.0 | AT TORBI 709M DPT 07.5 CYL 10.0 | Standalone | DE0008680 | Indicated for patients with astigmatism of 2.5 dioptre cylinder (DC) and above in at least 1 eye; where correction of astigmatism is considered clinically necessary
Ophthalmic | Intraocular lens replacement | Intraocular lens (IOL) | Monofocal, astigmatism correcting IOL | Carl Zeiss | AT TORBI 709M DPT -07.5 CYL 10.0 | AT TORBI 709M DPT -07.5 CYL 10.0 | Standalone | DE0008680 | Indicated for patients with astigmatism of 2.5 dioptre cylinder (DC) and above in at least 1 eye; where correction of astigmatism is considered clinically necessary
Ophthalmic | Intraocular lens replacement | Intraocular lens (IOL) | Monofocal, astigmatism correcting IOL | Carl Zeiss | AT TORBI 709M DPT 07.5 CYL 10.5 | AT TORBI 709M DPT 07.5 CYL 10.5 | Standalone | DE0008680 | Indicated for patients with astigmatism of 2.5 dioptre cylinder (DC) and above in at least 1 eye; where correction of astigmatism is considered clinically necessary
Ophthalmic | Intraocular lens replacement | Intraocular lens (IOL) | Monofocal, astigmatism correcting IOL | Carl Zeiss | AT TORBI 709M DPT -07.5 CYL 10.5 | AT TORBI 709M DPT -07.5 CYL 10.5 | Standalone | DE0008680 | Indicated for patients with astigmatism of 2.5 dioptre cylinder (DC) and above in at least 1 eye; where correction of astigmatism is considered clinically necessary
Ophthalmic | Intraocular lens replacement | Intraocular lens (IOL) | Monofocal, astigmatism correcting IOL | Carl Zeiss | AT TORBI 709M DPT 07.5 CYL 11.0 | AT TORBI 709M DPT 07.5 CYL 11.0 | Standalone | DE0008680 | Indicated for patients with astigmatism of 2.5 dioptre cylinder (DC) and above in at least 1 eye; where correction of astigmatism is considered clinically necessary
Ophthalmic | Intraocular lens replacement | Intraocular lens (IOL) | Monofocal, astigmatism correcting IOL | Carl Zeiss | AT TORBI 709M DPT -07.5 CYL 11.0 | AT TORBI 709M DPT -07.5 CYL 11.0 | Standalone | DE0008680 | Indicated for patients with astigmatism of 2.5 dioptre cylinder (DC) and above in at least 1 eye; where correction of astigmatism is considered clinically necessary
Ophthalmic | Intraocular lens replacement | Intraocular lens (IOL) | Monofocal, astigmatism correcting IOL | Carl Zeiss | AT TORBI 709M DPT 07.5 CYL 11.5 | AT TORBI 709M DPT 07.5 CYL 11.5 | Standalone | DE0008680 | Indicated for patients with astigmatism of 2.5 dioptre cylinder (DC) and above in at least 1 eye; where correction of astigmatism is considered clinically necessary
Ophthalmic | Intraocular lens replacement | Intraocular lens (IOL) | Monofocal, astigmatism correcting IOL | Carl Zeiss | AT TORBI 709M DPT -07.5 CYL 11.5 | AT TORBI 709M DPT -07.5 CYL 11.5 | Standalone | DE0008680 | Indicated for patients with astigmatism of 2.5 dioptre cylinder (DC) and above in at least 1 eye; where correction of astigmatism is considered clinically necessary
Ophthalmic | Intraocular lens replacement | Intraocular lens (IOL) | Monofocal, astigmatism correcting IOL | Carl Zeiss | AT TORBI 709M DPT 07.5 CYL 12.0 | AT TORBI 709M DPT 07.5 CYL 12.0 | Standalone | DE0008680 | Indicated for patients with astigmatism of 2.5 dioptre cylinder (DC) and above in at least 1 eye; where correction of astigmatism is considered clinically necessary
Ophthalmic | Intraocular lens replacement | Intraocular lens (IOL) | Monofocal, astigmatism correcting IOL | Carl Zeiss | AT TORBI 709M DPT -07.5 CYL 12.0 | AT TORBI 709M DPT -07.5 CYL 12.0 | Standalone | DE0008680 | Indicated for patients with astigmatism of 2.5 dioptre cylinder (DC) and above in at least 1 eye; where correction of astigmatism is considered clinically necessary
Ophthalmic | Intraocular lens replacement | Intraocular lens (IOL) | Monofocal, astigmatism correcting IOL | Carl Zeiss | AT TORBI 709M DPT -08.0 CYL 01.0 | AT TORBI 709M DPT -08.0 CYL 01.0 | Standalone | DE0008680 | Indicated for patients with astigmatism of 2.5 dioptre cylinder (DC) and above in at least 1 eye; where correction of astigmatism is considered clinically necessary
Ophthalmic | Intraocular lens replacement | Intraocular lens (IOL) | Monofocal, astigmatism correcting IOL | Carl Zeiss | AT TORBI 709M DPT -08.0 CYL 01.5 | AT TORBI 709M DPT -08.0 CYL 01.5 | Standalone | DE0008680 | Indicated for patients with astigmatism of 2.5 dioptre cylinder (DC) and above in at least 1 eye; where correction of astigmatism is considered clinically necessary
Ophthalmic | Intraocular lens replacement | Intraocular lens (IOL) | Monofocal, astigmatism correcting IOL | Carl Zeiss | AT TORBI 709M DPT -08.0 CYL 02.0 | AT TORBI 709M DPT -08.0 CYL 02.0 | Standalone | DE0008680 | Indicated for patients with astigmatism of 2.5 dioptre cylinder (DC) and above in at least 1 eye; where correction of astigmatism is considered clinically necessary
Ophthalmic | Intraocular lens replacement | Intraocular lens (IOL) | Monofocal, astigmatism correcting IOL | Carl Zeiss | AT TORBI 709M DPT -08.0 CYL 02.5 | AT TORBI 709M DPT -08.0 CYL 02.5 | Standalone | DE0008680 | Indicated for patients with astigmatism of 2.5 dioptre cylinder (DC) and above in at least 1 eye; where correction of astigmatism is considered clinically necessary
Ophthalmic | Intraocular lens replacement | Intraocular lens (IOL) | Monofocal, astigmatism correcting IOL | Carl Zeiss | AT TORBI 709M DPT -08.0 CYL 03.0 | AT TORBI 709M DPT -08.0 CYL 03.0 | Standalone | DE0008680 | Indicated for patients with astigmatism of 2.5 dioptre cylinder (DC) and above in at least 1 eye; where correction of astigmatism is considered clinically necessary
Ophthalmic | Intraocular lens replacement | Intraocular lens (IOL) | Monofocal, astigmatism correcting IOL | Carl Zeiss | AT TORBI 709M DPT -08.0 CYL 03.5 | AT TORBI 709M DPT -08.0 CYL 03.5 | Standalone | DE0008680 | Indicated for patients with astigmatism of 2.5 dioptre cylinder (DC) and above in at least 1 eye; where correction of astigmatism is considered clinically necessary
Ophthalmic | Intraocular lens replacement | Intraocular lens (IOL) | Monofocal, astigmatism correcting IOL | Carl Zeiss | AT TORBI 709M DPT -08.0 CYL 04.0 | AT TORBI 709M DPT -08.0 CYL 04.0 | Standalone | DE0008680 | Indicated for patients with astigmatism of 2.5 dioptre cylinder (DC) and above in at least 1 eye; where correction of astigmatism is considered clinically necessary
Ophthalmic | Intraocular lens replacement | Intraocular lens (IOL) | Monofocal, astigmatism correcting IOL | Carl Zeiss | AT TORBI 709M DPT -08.0 CYL 04.5 | AT TORBI 709M DPT -08.0 CYL 04.5 | Standalone | DE0008680 | Indicated for patients with astigmatism of 2.5 dioptre cylinder (DC) and above in at least 1 eye; where correction of astigmatism is considered clinically necessary
Ophthalmic | Intraocular lens replacement | Intraocular lens (IOL) | Monofocal, astigmatism correcting IOL | Carl Zeiss | AT TORBI 709M DPT -08.0 CYL 05.0 | AT TORBI 709M DPT -08.0 CYL 05.0 | Standalone | DE0008680 | Indicated for patients with astigmatism of 2.5 dioptre cylinder (DC) and above in at least 1 eye; where correction of astigmatism is considered clinically necessary
Ophthalmic | Intraocular lens replacement | Intraocular lens (IOL) | Monofocal, astigmatism correcting IOL | Carl Zeiss | AT TORBI 709M DPT -08.0 CYL 05.5 | AT TORBI 709M DPT -08.0 CYL 05.5 | Standalone | DE0008680 | Indicated for patients with astigmatism of 2.5 dioptre cylinder (DC) and above in at least 1 eye; where correction of astigmatism is considered clinically necessary
Ophthalmic | Intraocular lens replacement | Intraocular lens (IOL) | Monofocal, astigmatism correcting IOL | Carl Zeiss | AT TORBI 709M DPT -08.0 CYL 06.0 | AT TORBI 709M DPT -08.0 CYL 06.0 | Standalone | DE0008680 | Indicated for patients with astigmatism of 2.5 dioptre cylinder (DC) and above in at least 1 eye; where correction of astigmatism is considered clinically necessary
Ophthalmic | Intraocular lens replacement | Intraocular lens (IOL) | Monofocal, astigmatism correcting IOL | Carl Zeiss | AT TORBI 709M DPT 08.0 CYL 06.5 | AT TORBI 709M DPT 08.0 CYL 06.5 | Standalone | DE0008680 | Indicated for patients with astigmatism of 2.5 dioptre cylinder (DC) and above in at least 1 eye; where correction of astigmatism is considered clinically necessary
Ophthalmic | Intraocular lens replacement | Intraocular lens (IOL) | Monofocal, astigmatism correcting IOL | Carl Zeiss | AT TORBI 709M DPT -08.0 CYL 06.5 | AT TORBI 709M DPT -08.0 CYL 06.5 | Standalone | DE0008680 | Indicated for patients with astigmatism of 2.5 dioptre cylinder (DC) and above in at least 1 eye; where correction of astigmatism is considered clinically necessary
Ophthalmic | Intraocular lens replacement | Intraocular lens (IOL) | Monofocal, astigmatism correcting IOL | Carl Zeiss | AT TORBI 709M DPT 08.0 CYL 07.0 | AT TORBI 709M DPT 08.0 CYL 07.0 | Standalone | DE0008680 | Indicated for patients with astigmatism of 2.5 dioptre cylinder (DC) and above in at least 1 eye; where correction of astigmatism is considered clinically necessary
Ophthalmic | Intraocular lens replacement | Intraocular lens (IOL) | Monofocal, astigmatism correcting IOL | Carl Zeiss | AT TORBI 709M DPT -08.0 CYL 07.0 | AT TORBI 709M DPT -08.0 CYL 07.0 | Standalone | DE0008680 | Indicated for patients with astigmatism of 2.5 dioptre cylinder (DC) and above in at least 1 eye; where correction of astigmatism is considered clinically necessary
Ophthalmic | Intraocular lens replacement | Intraocular lens (IOL) | Monofocal, astigmatism correcting IOL | Carl Zeiss | AT TORBI 709M DPT 08.0 CYL 07.5 | AT TORBI 709M DPT 08.0 CYL 07.5 | Standalone | DE0008680 | Indicated for patients with astigmatism of 2.5 dioptre cylinder (DC) and above in at least 1 eye; where correction of astigmatism is considered clinically necessary
Ophthalmic | Intraocular lens replacement | Intraocular lens (IOL) | Monofocal, astigmatism correcting IOL | Carl Zeiss | AT TORBI 709M DPT -08.0 CYL 07.5 | AT TORBI 709M DPT -08.0 CYL 07.5 | Standalone | DE0008680 | Indicated for patients with astigmatism of 2.5 dioptre cylinder (DC) and above in at least 1 eye; where correction of astigmatism is considered clinically necessary
Ophthalmic | Intraocular lens replacement | Intraocular lens (IOL) | Monofocal, astigmatism correcting IOL | Carl Zeiss | AT TORBI 709M DPT 08.0 CYL 08.0 | AT TORBI 709M DPT 08.0 CYL 08.0 | Standalone | DE0008680 | Indicated for patients with astigmatism of 2.5 dioptre cylinder (DC) and above in at least 1 eye; where correction of astigmatism is considered clinically necessary
Ophthalmic | Intraocular lens replacement | Intraocular lens (IOL) | Monofocal, astigmatism correcting IOL | Carl Zeiss | AT TORBI 709M DPT -08.0 CYL 08.0 | AT TORBI 709M DPT -08.0 CYL 08.0 | Standalone | DE0008680 | Indicated for patients with astigmatism of 2.5 dioptre cylinder (DC) and above in at least 1 eye; where correction of astigmatism is considered clinically necessary
Ophthalmic | Intraocular lens replacement | Intraocular lens (IOL) | Monofocal, astigmatism correcting IOL | Carl Zeiss | AT TORBI 709M DPT 08.0 CYL 08.5 | AT TORBI 709M DPT 08.0 CYL 08.5 | Standalone | DE0008680 | Indicated for patients with astigmatism of 2.5 dioptre cylinder (DC) and above in at least 1 eye; where correction of astigmatism is considered clinically necessary
Ophthalmic | Intraocular lens replacement | Intraocular lens (IOL) | Monofocal, astigmatism correcting IOL | Carl Zeiss | AT TORBI 709M DPT -08.0 CYL 08.5 | AT TORBI 709M DPT -08.0 CYL 08.5 | Standalone | DE0008680 | Indicated for patients with astigmatism of 2.5 dioptre cylinder (DC) and above in at least 1 eye; where correction of astigmatism is considered clinically necessary
Ophthalmic | Intraocular lens replacement | Intraocular lens (IOL) | Monofocal, astigmatism correcting IOL | Carl Zeiss | AT TORBI 709M DPT 08.0 CYL 09.0 | AT TORBI 709M DPT 08.0 CYL 09.0 | Standalone | DE0008680 | Indicated for patients with astigmatism of 2.5 dioptre cylinder (DC) and above in at least 1 eye; where correction of astigmatism is considered clinically necessary
Ophthalmic | Intraocular lens replacement | Intraocular lens (IOL) | Monofocal, astigmatism correcting IOL | Carl Zeiss | AT TORBI 709M DPT -08.0 CYL 09.0 | AT TORBI 709M DPT -08.0 CYL 09.0 | Standalone | DE0008680 | Indicated for patients with astigmatism of 2.5 dioptre cylinder (DC) and above in at least 1 eye; where correction of astigmatism is considered clinically necessary
Ophthalmic | Intraocular lens replacement | Intraocular lens (IOL) | Monofocal, astigmatism correcting IOL | Carl Zeiss | AT TORBI 709M DPT 08.0 CYL 09.5 | AT TORBI 709M DPT 08.0 CYL 09.5 | Standalone | DE0008680 | Indicated for patients with astigmatism of 2.5 dioptre cylinder (DC) and above in at least 1 eye; where correction of astigmatism is considered clinically necessary
Ophthalmic | Intraocular lens replacement | Intraocular lens (IOL) | Monofocal, astigmatism correcting IOL | Carl Zeiss | AT TORBI 709M DPT -08.0 CYL 09.5 | AT TORBI 709M DPT -08.0 CYL 09.5 | Standalone | DE0008680 | Indicated for patients with astigmatism of 2.5 dioptre cylinder (DC) and above in at least 1 eye; where correction of astigmatism is considered clinically necessary
Ophthalmic | Intraocular lens replacement | Intraocular lens (IOL) | Monofocal, astigmatism correcting IOL | Carl Zeiss | AT TORBI 709M DPT 08.0 CYL 10.0 | AT TORBI 709M DPT 08.0 CYL 10.0 | Standalone | DE0008680 | Indicated for patients with astigmatism of 2.5 dioptre cylinder (DC) and above in at least 1 eye; where correction of astigmatism is considered clinically necessary
Ophthalmic | Intraocular lens replacement | Intraocular lens (IOL) | Monofocal, astigmatism correcting IOL | Carl Zeiss | AT TORBI 709M DPT -08.0 CYL 10.0 | AT TORBI 709M DPT -08.0 CYL 10.0 | Standalone | DE0008680 | Indicated for patients with astigmatism of 2.5 dioptre cylinder (DC) and above in at least 1 eye; where correction of astigmatism is considered clinically necessary
Ophthalmic | Intraocular lens replacement | Intraocular lens (IOL) | Monofocal, astigmatism correcting IOL | Carl Zeiss | AT TORBI 709M DPT 08.0 CYL 10.5 | AT TORBI 709M DPT 08.0 CYL 10.5 | Standalone | DE0008680 | Indicated for patients with astigmatism of 2.5 dioptre cylinder (DC) and above in at least 1 eye; where correction of astigmatism is considered clinically necessary
Ophthalmic | Intraocular lens replacement | Intraocular lens (IOL) | Monofocal, astigmatism correcting IOL | Carl Zeiss | AT TORBI 709M DPT -08.0 CYL 10.5 | AT TORBI 709M DPT -08.0 CYL 10.5 | Standalone | DE0008680 | Indicated for patients with astigmatism of 2.5 dioptre cylinder (DC) and above in at least 1 eye; where correction of astigmatism is considered clinically necessary
Ophthalmic | Intraocular lens replacement | Intraocular lens (IOL) | Monofocal, astigmatism correcting IOL | Carl Zeiss | AT TORBI 709M DPT 08.0 CYL 11.0 | AT TORBI 709M DPT 08.0 CYL 11.0 | Standalone | DE0008680 | Indicated for patients with astigmatism of 2.5 dioptre cylinder (DC) and above in at least 1 eye; where correction of astigmatism is considered clinically necessary
Ophthalmic | Intraocular lens replacement | Intraocular lens (IOL) | Monofocal, astigmatism correcting IOL | Carl Zeiss | AT TORBI 709M DPT -08.0 CYL 11.0 | AT TORBI 709M DPT -08.0 CYL 11.0 | Standalone | DE0008680 | Indicated for patients with astigmatism of 2.5 dioptre cylinder (DC) and above in at least 1 eye; where correction of astigmatism is considered clinically necessary
Ophthalmic | Intraocular lens replacement | Intraocular lens (IOL) | Monofocal, astigmatism correcting IOL | Carl Zeiss | AT TORBI 709M DPT 08.0 CYL 11.5 | AT TORBI 709M DPT 08.0 CYL 11.5 | Standalone | DE0008680 | Indicated for patients with astigmatism of 2.5 dioptre cylinder (DC) and above in at least 1 eye; where correction of astigmatism is considered clinically necessary
Ophthalmic | Intraocular lens replacement | Intraocular lens (IOL) | Monofocal, astigmatism correcting IOL | Carl Zeiss | AT TORBI 709M DPT -08.0 CYL 11.5 | AT TORBI 709M DPT -08.0 CYL 11.5 | Standalone | DE0008680 | Indicated for patients with astigmatism of 2.5 dioptre cylinder (DC) and above in at least 1 eye; where correction of astigmatism is considered clinically necessary
Ophthalmic | Intraocular lens replacement | Intraocular lens (IOL) | Monofocal, astigmatism correcting IOL | Carl Zeiss | AT TORBI 709M DPT 08.0 CYL 12.0 | AT TORBI 709M DPT 08.0 CYL 12.0 | Standalone | DE0008680 | Indicated for patients with astigmatism of 2.5 dioptre cylinder (DC) and above in at least 1 eye; where correction of astigmatism is considered clinically necessary
Ophthalmic | Intraocular lens replacement | Intraocular lens (IOL) | Monofocal, astigmatism correcting IOL | Carl Zeiss | AT TORBI 709M DPT -08.0 CYL 12.0 | AT TORBI 709M DPT -08.0 CYL 12.0 | Standalone | DE0008680 | Indicated for patients with astigmatism of 2.5 dioptre cylinder (DC) and above in at least 1 eye; where correction of astigmatism is considered clinically necessary
Ophthalmic | Intraocular lens replacement | Intraocular lens (IOL) | Monofocal, astigmatism correcting IOL | Carl Zeiss | AT TORBI 709M DPT -08.5 CYL 01.0 | AT TORBI 709M DPT -08.5 CYL 01.0 | Standalone | DE0008680 | Indicated for patients with astigmatism of 2.5 dioptre cylinder (DC) and above in at least 1 eye; where correction of astigmatism is considered clinically necessary
Ophthalmic | Intraocular lens replacement | Intraocular lens (IOL) | Monofocal, astigmatism correcting IOL | Carl Zeiss | AT TORBI 709M DPT -08.5 CYL 01.5 | AT TORBI 709M DPT -08.5 CYL 01.5 | Standalone | DE0008680 | Indicated for patients with astigmatism of 2.5 dioptre cylinder (DC) and above in at least 1 eye; where correction of astigmatism is considered clinically necessary
Ophthalmic | Intraocular lens replacement | Intraocular lens (IOL) | Monofocal, astigmatism correcting IOL | Carl Zeiss | AT TORBI 709M DPT -08.5 CYL 02.0 | AT TORBI 709M DPT -08.5 CYL 02.0 | Standalone | DE0008680 | Indicated for patients with astigmatism of 2.5 dioptre cylinder (DC) and above in at least 1 eye; where correction of astigmatism is considered clinically necessary
Ophthalmic | Intraocular lens replacement | Intraocular lens (IOL) | Monofocal, astigmatism correcting IOL | Carl Zeiss | AT TORBI 709M DPT -08.5 CYL 02.5 | AT TORBI 709M DPT -08.5 CYL 02.5 | Standalone | DE0008680 | Indicated for patients with astigmatism of 2.5 dioptre cylinder (DC) and above in at least 1 eye; where correction of astigmatism is considered clinically necessary
Ophthalmic | Intraocular lens replacement | Intraocular lens (IOL) | Monofocal, astigmatism correcting IOL | Carl Zeiss | AT TORBI 709M DPT -08.5 CYL 03.0 | AT TORBI 709M DPT -08.5 CYL 03.0 | Standalone | DE0008680 | Indicated for patients with astigmatism of 2.5 dioptre cylinder (DC) and above in at least 1 eye; where correction of astigmatism is considered clinically necessary
Ophthalmic | Intraocular lens replacement | Intraocular lens (IOL) | Monofocal, astigmatism correcting IOL | Carl Zeiss | AT TORBI 709M DPT -08.5 CYL 03.5 | AT TORBI 709M DPT -08.5 CYL 03.5 | Standalone | DE0008680 | Indicated for patients with astigmatism of 2.5 dioptre cylinder (DC) and above in at least 1 eye; where correction of astigmatism is considered clinically necessary
Ophthalmic | Intraocular lens replacement | Intraocular lens (IOL) | Monofocal, astigmatism correcting IOL | Carl Zeiss | AT TORBI 709M DPT -08.5 CYL 04.0 | AT TORBI 709M DPT -08.5 CYL 04.0 | Standalone | DE0008680 | Indicated for patients with astigmatism of 2.5 dioptre cylinder (DC) and above in at least 1 eye; where correction of astigmatism is considered clinically necessary
Ophthalmic | Intraocular lens replacement | Intraocular lens (IOL) | Monofocal, astigmatism correcting IOL | Carl Zeiss | AT TORBI 709M DPT -08.5 CYL 04.5 | AT TORBI 709M DPT -08.5 CYL 04.5 | Standalone | DE0008680 | Indicated for patients with astigmatism of 2.5 dioptre cylinder (DC) and above in at least 1 eye; where correction of astigmatism is considered clinically necessary
Ophthalmic | Intraocular lens replacement | Intraocular lens (IOL) | Monofocal, astigmatism correcting IOL | Carl Zeiss | AT TORBI 709M DPT -08.5 CYL 05.0 | AT TORBI 709M DPT -08.5 CYL 05.0 | Standalone | DE0008680 | Indicated for patients with astigmatism of 2.5 dioptre cylinder (DC) and above in at least 1 eye; where correction of astigmatism is considered clinically necessary
Ophthalmic | Intraocular lens replacement | Intraocular lens (IOL) | Monofocal, astigmatism correcting IOL | Carl Zeiss | AT TORBI 709M DPT -08.5 CYL 05.5 | AT TORBI 709M DPT -08.5 CYL 05.5 | Standalone | DE0008680 | Indicated for patients with astigmatism of 2.5 dioptre cylinder (DC) and above in at least 1 eye; where correction of astigmatism is considered clinically necessary
Ophthalmic | Intraocular lens replacement | Intraocular lens (IOL) | Monofocal, astigmatism correcting IOL | Carl Zeiss | AT TORBI 709M DPT -08.5 CYL 06.0 | AT TORBI 709M DPT -08.5 CYL 06.0 | Standalone | DE0008680 | Indicated for patients with astigmatism of 2.5 dioptre cylinder (DC) and above in at least 1 eye; where correction of astigmatism is considered clinically necessary
Ophthalmic | Intraocular lens replacement | Intraocular lens (IOL) | Monofocal, astigmatism correcting IOL | Carl Zeiss | AT TORBI 709M DPT 08.5 CYL 06.5 | AT TORBI 709M DPT 08.5 CYL 06.5 | Standalone | DE0008680 | Indicated for patients with astigmatism of 2.5 dioptre cylinder (DC) and above in at least 1 eye; where correction of astigmatism is considered clinically necessary
Ophthalmic | Intraocular lens replacement | Intraocular lens (IOL) | Monofocal, astigmatism correcting IOL | Carl Zeiss | AT TORBI 709M DPT -08.5 CYL 06.5 | AT TORBI 709M DPT -08.5 CYL 06.5 | Standalone | DE0008680 | Indicated for patients with astigmatism of 2.5 dioptre cylinder (DC) and above in at least 1 eye; where correction of astigmatism is considered clinically necessary
Ophthalmic | Intraocular lens replacement | Intraocular lens (IOL) | Monofocal, astigmatism correcting IOL | Carl Zeiss | AT TORBI 709M DPT 08.5 CYL 07.0 | AT TORBI 709M DPT 08.5 CYL 07.0 | Standalone | DE0008680 | Indicated for patients with astigmatism of 2.5 dioptre cylinder (DC) and above in at least 1 eye; where correction of astigmatism is considered clinically necessary
Ophthalmic | Intraocular lens replacement | Intraocular lens (IOL) | Monofocal, astigmatism correcting IOL | Carl Zeiss | AT TORBI 709M DPT -08.5 CYL 07.0 | AT TORBI 709M DPT -08.5 CYL 07.0 | Standalone | DE0008680 | Indicated for patients with astigmatism of 2.5 dioptre cylinder (DC) and above in at least 1 eye; where correction of astigmatism is considered clinically necessary
Ophthalmic | Intraocular lens replacement | Intraocular lens (IOL) | Monofocal, astigmatism correcting IOL | Carl Zeiss | AT TORBI 709M DPT 08.5 CYL 07.5 | AT TORBI 709M DPT 08.5 CYL 07.5 | Standalone | DE0008680 | Indicated for patients with astigmatism of 2.5 dioptre cylinder (DC) and above in at least 1 eye; where correction of astigmatism is considered clinically necessary
Ophthalmic | Intraocular lens replacement | Intraocular lens (IOL) | Monofocal, astigmatism correcting IOL | Carl Zeiss | AT TORBI 709M DPT -08.5 CYL 07.5 | AT TORBI 709M DPT -08.5 CYL 07.5 | Standalone | DE0008680 | Indicated for patients with astigmatism of 2.5 dioptre cylinder (DC) and above in at least 1 eye; where correction of astigmatism is considered clinically necessary
Ophthalmic | Intraocular lens replacement | Intraocular lens (IOL) | Monofocal, astigmatism correcting IOL | Carl Zeiss | AT TORBI 709M DPT 08.5 CYL 08.0 | AT TORBI 709M DPT 08.5 CYL 08.0 | Standalone | DE0008680 | Indicated for patients with astigmatism of 2.5 dioptre cylinder (DC) and above in at least 1 eye; where correction of astigmatism is considered clinically necessary
Ophthalmic | Intraocular lens replacement | Intraocular lens (IOL) | Monofocal, astigmatism correcting IOL | Carl Zeiss | AT TORBI 709M DPT -08.5 CYL 08.0 | AT TORBI 709M DPT -08.5 CYL 08.0 | Standalone | DE0008680 | Indicated for patients with astigmatism of 2.5 dioptre cylinder (DC) and above in at least 1 eye; where correction of astigmatism is considered clinically necessary
Ophthalmic | Intraocular lens replacement | Intraocular lens (IOL) | Monofocal, astigmatism correcting IOL | Carl Zeiss | AT TORBI 709M DPT 08.5 CYL 08.5 | AT TORBI 709M DPT 08.5 CYL 08.5 | Standalone | DE0008680 | Indicated for patients with astigmatism of 2.5 dioptre cylinder (DC) and above in at least 1 eye; where correction of astigmatism is considered clinically necessary
Ophthalmic | Intraocular lens replacement | Intraocular lens (IOL) | Monofocal, astigmatism correcting IOL | Carl Zeiss | AT TORBI 709M DPT -08.5 CYL 08.5 | AT TORBI 709M DPT -08.5 CYL 08.5 | Standalone | DE0008680 | Indicated for patients with astigmatism of 2.5 dioptre cylinder (DC) and above in at least 1 eye; where correction of astigmatism is considered clinically necessary
Ophthalmic | Intraocular lens replacement | Intraocular lens (IOL) | Monofocal, astigmatism correcting IOL | Carl Zeiss | AT TORBI 709M DPT 08.5 CYL 09.0 | AT TORBI 709M DPT 08.5 CYL 09.0 | Standalone | DE0008680 | Indicated for patients with astigmatism of 2.5 dioptre cylinder (DC) and above in at least 1 eye; where correction of astigmatism is considered clinically necessary
Ophthalmic | Intraocular lens replacement | Intraocular lens (IOL) | Monofocal, astigmatism correcting IOL | Carl Zeiss | AT TORBI 709M DPT -08.5 CYL 09.0 | AT TORBI 709M DPT -08.5 CYL 09.0 | Standalone | DE0008680 | Indicated for patients with astigmatism of 2.5 dioptre cylinder (DC) and above in at least 1 eye; where correction of astigmatism is considered clinically necessary
Ophthalmic | Intraocular lens replacement | Intraocular lens (IOL) | Monofocal, astigmatism correcting IOL | Carl Zeiss | AT TORBI 709M DPT 08.5 CYL 09.5 | AT TORBI 709M DPT 08.5 CYL 09.5 | Standalone | DE0008680 | Indicated for patients with astigmatism of 2.5 dioptre cylinder (DC) and above in at least 1 eye; where correction of astigmatism is considered clinically necessary
Ophthalmic | Intraocular lens replacement | Intraocular lens (IOL) | Monofocal, astigmatism correcting IOL | Carl Zeiss | AT TORBI 709M DPT -08.5 CYL 09.5 | AT TORBI 709M DPT -08.5 CYL 09.5 | Standalone | DE0008680 | Indicated for patients with astigmatism of 2.5 dioptre cylinder (DC) and above in at least 1 eye; where correction of astigmatism is considered clinically necessary
Ophthalmic | Intraocular lens replacement | Intraocular lens (IOL) | Monofocal, astigmatism correcting IOL | Carl Zeiss | AT TORBI 709M DPT 08.5 CYL 10.0 | AT TORBI 709M DPT 08.5 CYL 10.0 | Standalone | DE0008680 | Indicated for patients with astigmatism of 2.5 dioptre cylinder (DC) and above in at least 1 eye; where correction of astigmatism is considered clinically necessary
Ophthalmic | Intraocular lens replacement | Intraocular lens (IOL) | Monofocal, astigmatism correcting IOL | Carl Zeiss | AT TORBI 709M DPT -08.5 CYL 10.0 | AT TORBI 709M DPT -08.5 CYL 10.0 | Standalone | DE0008680 | Indicated for patients with astigmatism of 2.5 dioptre cylinder (DC) and above in at least 1 eye; where correction of astigmatism is considered clinically necessary
Ophthalmic | Intraocular lens replacement | Intraocular lens (IOL) | Monofocal, astigmatism correcting IOL | Carl Zeiss | AT TORBI 709M DPT 08.5 CYL 10.5 | AT TORBI 709M DPT 08.5 CYL 10.5 | Standalone | DE0008680 | Indicated for patients with astigmatism of 2.5 dioptre cylinder (DC) and above in at least 1 eye; where correction of astigmatism is considered clinically necessary
Ophthalmic | Intraocular lens replacement | Intraocular lens (IOL) | Monofocal, astigmatism correcting IOL | Carl Zeiss | AT TORBI 709M DPT -08.5 CYL 10.5 | AT TORBI 709M DPT -08.5 CYL 10.5 | Standalone | DE0008680 | Indicated for patients with astigmatism of 2.5 dioptre cylinder (DC) and above in at least 1 eye; where correction of astigmatism is considered clinically necessary
Ophthalmic | Intraocular lens replacement | Intraocular lens (IOL) | Monofocal, astigmatism correcting IOL | Carl Zeiss | AT TORBI 709M DPT 08.5 CYL 11.0 | AT TORBI 709M DPT 08.5 CYL 11.0 | Standalone | DE0008680 | Indicated for patients with astigmatism of 2.5 dioptre cylinder (DC) and above in at least 1 eye; where correction of astigmatism is considered clinically necessary
Ophthalmic | Intraocular lens replacement | Intraocular lens (IOL) | Monofocal, astigmatism correcting IOL | Carl Zeiss | AT TORBI 709M DPT -08.5 CYL 11.0 | AT TORBI 709M DPT -08.5 CYL 11.0 | Standalone | DE0008680 | Indicated for patients with astigmatism of 2.5 dioptre cylinder (DC) and above in at least 1 eye; where correction of astigmatism is considered clinically necessary
Ophthalmic | Intraocular lens replacement | Intraocular lens (IOL) | Monofocal, astigmatism correcting IOL | Carl Zeiss | AT TORBI 709M DPT 08.5 CYL 11.5 | AT TORBI 709M DPT 08.5 CYL 11.5 | Standalone | DE0008680 | Indicated for patients with astigmatism of 2.5 dioptre cylinder (DC) and above in at least 1 eye; where correction of astigmatism is considered clinically necessary
Ophthalmic | Intraocular lens replacement | Intraocular lens (IOL) | Monofocal, astigmatism correcting IOL | Carl Zeiss | AT TORBI 709M DPT -08.5 CYL 11.5 | AT TORBI 709M DPT -08.5 CYL 11.5 | Standalone | DE0008680 | Indicated for patients with astigmatism of 2.5 dioptre cylinder (DC) and above in at least 1 eye; where correction of astigmatism is considered clinically necessary
Ophthalmic | Intraocular lens replacement | Intraocular lens (IOL) | Monofocal, astigmatism correcting IOL | Carl Zeiss | AT TORBI 709M DPT 08.5 CYL 12.0 | AT TORBI 709M DPT 08.5 CYL 12.0 | Standalone | DE0008680 | Indicated for patients with astigmatism of 2.5 dioptre cylinder (DC) and above in at least 1 eye; where correction of astigmatism is considered clinically necessary
Ophthalmic | Intraocular lens replacement | Intraocular lens (IOL) | Monofocal, astigmatism correcting IOL | Carl Zeiss | AT TORBI 709M DPT -08.5 CYL 12.0 | AT TORBI 709M DPT -08.5 CYL 12.0 | Standalone | DE0008680 | Indicated for patients with astigmatism of 2.5 dioptre cylinder (DC) and above in at least 1 eye; where correction of astigmatism is considered clinically necessary
Ophthalmic | Intraocular lens replacement | Intraocular lens (IOL) | Monofocal, astigmatism correcting IOL | Carl Zeiss | AT TORBI 709M DPT -09.0 CYL 01.0 | AT TORBI 709M DPT -09.0 CYL 01.0 | Standalone | DE0008680 | Indicated for patients with astigmatism of 2.5 dioptre cylinder (DC) and above in at least 1 eye; where correction of astigmatism is considered clinically necessary
Ophthalmic | Intraocular lens replacement | Intraocular lens (IOL) | Monofocal, astigmatism correcting IOL | Carl Zeiss | AT TORBI 709M DPT -09.0 CYL 01.5 | AT TORBI 709M DPT -09.0 CYL 01.5 | Standalone | DE0008680 | Indicated for patients with astigmatism of 2.5 dioptre cylinder (DC) and above in at least 1 eye; where correction of astigmatism is considered clinically necessary
Ophthalmic | Intraocular lens replacement | Intraocular lens (IOL) | Monofocal, astigmatism correcting IOL | Carl Zeiss | AT TORBI 709M DPT -09.0 CYL 02.0 | AT TORBI 709M DPT -09.0 CYL 02.0 | Standalone | DE0008680 | Indicated for patients with astigmatism of 2.5 dioptre cylinder (DC) and above in at least 1 eye; where correction of astigmatism is considered clinically necessary
Ophthalmic | Intraocular lens replacement | Intraocular lens (IOL) | Monofocal, astigmatism correcting IOL | Carl Zeiss | AT TORBI 709M DPT -09.0 CYL 02.5 | AT TORBI 709M DPT -09.0 CYL 02.5 | Standalone | DE0008680 | Indicated for patients with astigmatism of 2.5 dioptre cylinder (DC) and above in at least 1 eye; where correction of astigmatism is considered clinically necessary
Ophthalmic | Intraocular lens replacement | Intraocular lens (IOL) | Monofocal, astigmatism correcting IOL | Carl Zeiss | AT TORBI 709M DPT -09.0 CYL 03.0 | AT TORBI 709M DPT -09.0 CYL 03.0 | Standalone | DE0008680 | Indicated for patients with astigmatism of 2.5 dioptre cylinder (DC) and above in at least 1 eye; where correction of astigmatism is considered clinically necessary
Ophthalmic | Intraocular lens replacement | Intraocular lens (IOL) | Monofocal, astigmatism correcting IOL | Carl Zeiss | AT TORBI 709M DPT -09.0 CYL 03.5 | AT TORBI 709M DPT -09.0 CYL 03.5 | Standalone | DE0008680 | Indicated for patients with astigmatism of 2.5 dioptre cylinder (DC) and above in at least 1 eye; where correction of astigmatism is considered clinically necessary
Ophthalmic | Intraocular lens replacement | Intraocular lens (IOL) | Monofocal, astigmatism correcting IOL | Carl Zeiss | AT TORBI 709M DPT -09.0 CYL 04.0 | AT TORBI 709M DPT -09.0 CYL 04.0 | Standalone | DE0008680 | Indicated for patients with astigmatism of 2.5 dioptre cylinder (DC) and above in at least 1 eye; where correction of astigmatism is considered clinically necessary
Ophthalmic | Intraocular lens replacement | Intraocular lens (IOL) | Monofocal, astigmatism correcting IOL | Carl Zeiss | AT TORBI 709M DPT -09.0 CYL 04.5 | AT TORBI 709M DPT -09.0 CYL 04.5 | Standalone | DE0008680 | Indicated for patients with astigmatism of 2.5 dioptre cylinder (DC) and above in at least 1 eye; where correction of astigmatism is considered clinically necessary
Ophthalmic | Intraocular lens replacement | Intraocular lens (IOL) | Monofocal, astigmatism correcting IOL | Carl Zeiss | AT TORBI 709M DPT -09.0 CYL 05.0 | AT TORBI 709M DPT -09.0 CYL 05.0 | Standalone | DE0008680 | Indicated for patients with astigmatism of 2.5 dioptre cylinder (DC) and above in at least 1 eye; where correction of astigmatism is considered clinically necessary
Ophthalmic | Intraocular lens replacement | Intraocular lens (IOL) | Monofocal, astigmatism correcting IOL | Carl Zeiss | AT TORBI 709M DPT -09.0 CYL 05.5 | AT TORBI 709M DPT -09.0 CYL 05.5 | Standalone | DE0008680 | Indicated for patients with astigmatism of 2.5 dioptre cylinder (DC) and above in at least 1 eye; where correction of astigmatism is considered clinically necessary
Ophthalmic | Intraocular lens replacement | Intraocular lens (IOL) | Monofocal, astigmatism correcting IOL | Carl Zeiss | AT TORBI 709M DPT -09.0 CYL 06.0 | AT TORBI 709M DPT -09.0 CYL 06.0 | Standalone | DE0008680 | Indicated for patients with astigmatism of 2.5 dioptre cylinder (DC) and above in at least 1 eye; where correction of astigmatism is considered clinically necessary
Ophthalmic | Intraocular lens replacement | Intraocular lens (IOL) | Monofocal, astigmatism correcting IOL | Carl Zeiss | AT TORBI 709M DPT 09.0 CYL 06.5 | AT TORBI 709M DPT 09.0 CYL 06.5 | Standalone | DE0008680 | Indicated for patients with astigmatism of 2.5 dioptre cylinder (DC) and above in at least 1 eye; where correction of astigmatism is considered clinically necessary
Ophthalmic | Intraocular lens replacement | Intraocular lens (IOL) | Monofocal, astigmatism correcting IOL | Carl Zeiss | AT TORBI 709M DPT -09.0 CYL 06.5 | AT TORBI 709M DPT -09.0 CYL 06.5 | Standalone | DE0008680 | Indicated for patients with astigmatism of 2.5 dioptre cylinder (DC) and above in at least 1 eye; where correction of astigmatism is considered clinically necessary
Ophthalmic | Intraocular lens replacement | Intraocular lens (IOL) | Monofocal, astigmatism correcting IOL | Carl Zeiss | AT TORBI 709M DPT 09.0 CYL 07.0 | AT TORBI 709M DPT 09.0 CYL 07.0 | Standalone | DE0008680 | Indicated for patients with astigmatism of 2.5 dioptre cylinder (DC) and above in at least 1 eye; where correction of astigmatism is considered clinically necessary
Ophthalmic | Intraocular lens replacement | Intraocular lens (IOL) | Monofocal, astigmatism correcting IOL | Carl Zeiss | AT TORBI 709M DPT -09.0 CYL 07.0 | AT TORBI 709M DPT -09.0 CYL 07.0 | Standalone | DE0008680 | Indicated for patients with astigmatism of 2.5 dioptre cylinder (DC) and above in at least 1 eye; where correction of astigmatism is considered clinically necessary
Ophthalmic | Intraocular lens replacement | Intraocular lens (IOL) | Monofocal, astigmatism correcting IOL | Carl Zeiss | AT TORBI 709M DPT 09.0 CYL 07.5 | AT TORBI 709M DPT 09.0 CYL 07.5 | Standalone | DE0008680 | Indicated for patients with astigmatism of 2.5 dioptre cylinder (DC) and above in at least 1 eye; where correction of astigmatism is considered clinically necessary
Ophthalmic | Intraocular lens replacement | Intraocular lens (IOL) | Monofocal, astigmatism correcting IOL | Carl Zeiss | AT TORBI 709M DPT -09.0 CYL 07.5 | AT TORBI 709M DPT -09.0 CYL 07.5 | Standalone | DE0008680 | Indicated for patients with astigmatism of 2.5 dioptre cylinder (DC) and above in at least 1 eye; where correction of astigmatism is considered clinically necessary
Ophthalmic | Intraocular lens replacement | Intraocular lens (IOL) | Monofocal, astigmatism correcting IOL | Carl Zeiss | AT TORBI 709M DPT 09.0 CYL 08.0 | AT TORBI 709M DPT 09.0 CYL 08.0 | Standalone | DE0008680 | Indicated for patients with astigmatism of 2.5 dioptre cylinder (DC) and above in at least 1 eye; where correction of astigmatism is considered clinically necessary
Ophthalmic | Intraocular lens replacement | Intraocular lens (IOL) | Monofocal, astigmatism correcting IOL | Carl Zeiss | AT TORBI 709M DPT -09.0 CYL 08.0 | AT TORBI 709M DPT -09.0 CYL 08.0 | Standalone | DE0008680 | Indicated for patients with astigmatism of 2.5 dioptre cylinder (DC) and above in at least 1 eye; where correction of astigmatism is considered clinically necessary
Ophthalmic | Intraocular lens replacement | Intraocular lens (IOL) | Monofocal, astigmatism correcting IOL | Carl Zeiss | AT TORBI 709M DPT 09.0 CYL 08.5 | AT TORBI 709M DPT 09.0 CYL 08.5 | Standalone | DE0008680 | Indicated for patients with astigmatism of 2.5 dioptre cylinder (DC) and above in at least 1 eye; where correction of astigmatism is considered clinically necessary
Ophthalmic | Intraocular lens replacement | Intraocular lens (IOL) | Monofocal, astigmatism correcting IOL | Carl Zeiss | AT TORBI 709M DPT -09.0 CYL 08.5 | AT TORBI 709M DPT -09.0 CYL 08.5 | Standalone | DE0008680 | Indicated for patients with astigmatism of 2.5 dioptre cylinder (DC) and above in at least 1 eye; where correction of astigmatism is considered clinically necessary
Ophthalmic | Intraocular lens replacement | Intraocular lens (IOL) | Monofocal, astigmatism correcting IOL | Carl Zeiss | AT TORBI 709M DPT 09.0 CYL 09.0 | AT TORBI 709M DPT 09.0 CYL 09.0 | Standalone | DE0008680 | Indicated for patients with astigmatism of 2.5 dioptre cylinder (DC) and above in at least 1 eye; where correction of astigmatism is considered clinically necessary
Ophthalmic | Intraocular lens replacement | Intraocular lens (IOL) | Monofocal, astigmatism correcting IOL | Carl Zeiss | AT TORBI 709M DPT -09.0 CYL 09.0 | AT TORBI 709M DPT -09.0 CYL 09.0 | Standalone | DE0008680 | Indicated for patients with astigmatism of 2.5 dioptre cylinder (DC) and above in at least 1 eye; where correction of astigmatism is considered clinically necessary
Ophthalmic | Intraocular lens replacement | Intraocular lens (IOL) | Monofocal, astigmatism correcting IOL | Carl Zeiss | AT TORBI 709M DPT 09.0 CYL 09.5 | AT TORBI 709M DPT 09.0 CYL 09.5 | Standalone | DE0008680 | Indicated for patients with astigmatism of 2.5 dioptre cylinder (DC) and above in at least 1 eye; where correction of astigmatism is considered clinically necessary
Ophthalmic | Intraocular lens replacement | Intraocular lens (IOL) | Monofocal, astigmatism correcting IOL | Carl Zeiss | AT TORBI 709M DPT -09.0 CYL 09.5 | AT TORBI 709M DPT -09.0 CYL 09.5 | Standalone | DE0008680 | Indicated for patients with astigmatism of 2.5 dioptre cylinder (DC) and above in at least 1 eye; where correction of astigmatism is considered clinically necessary
Ophthalmic | Intraocular lens replacement | Intraocular lens (IOL) | Monofocal, astigmatism correcting IOL | Carl Zeiss | AT TORBI 709M DPT 09.0 CYL 10.0 | AT TORBI 709M DPT 09.0 CYL 10.0 | Standalone | DE0008680 | Indicated for patients with astigmatism of 2.5 dioptre cylinder (DC) and above in at least 1 eye; where correction of astigmatism is considered clinically necessary
Ophthalmic | Intraocular lens replacement | Intraocular lens (IOL) | Monofocal, astigmatism correcting IOL | Carl Zeiss | AT TORBI 709M DPT -09.0 CYL 10.0 | AT TORBI 709M DPT -09.0 CYL 10.0 | Standalone | DE0008680 | Indicated for patients with astigmatism of 2.5 dioptre cylinder (DC) and above in at least 1 eye; where correction of astigmatism is considered clinically necessary
Ophthalmic | Intraocular lens replacement | Intraocular lens (IOL) | Monofocal, astigmatism correcting IOL | Carl Zeiss | AT TORBI 709M DPT 09.0 CYL 10.5 | AT TORBI 709M DPT 09.0 CYL 10.5 | Standalone | DE0008680 | Indicated for patients with astigmatism of 2.5 dioptre cylinder (DC) and above in at least 1 eye; where correction of astigmatism is considered clinically necessary
Ophthalmic | Intraocular lens replacement | Intraocular lens (IOL) | Monofocal, astigmatism correcting IOL | Carl Zeiss | AT TORBI 709M DPT -09.0 CYL 10.5 | AT TORBI 709M DPT -09.0 CYL 10.5 | Standalone | DE0008680 | Indicated for patients with astigmatism of 2.5 dioptre cylinder (DC) and above in at least 1 eye; where correction of astigmatism is considered clinically necessary
Ophthalmic | Intraocular lens replacement | Intraocular lens (IOL) | Monofocal, astigmatism correcting IOL | Carl Zeiss | AT TORBI 709M DPT 09.0 CYL 11.0 | AT TORBI 709M DPT 09.0 CYL 11.0 | Standalone | DE0008680 | Indicated for patients with astigmatism of 2.5 dioptre cylinder (DC) and above in at least 1 eye; where correction of astigmatism is considered clinically necessary
Ophthalmic | Intraocular lens replacement | Intraocular lens (IOL) | Monofocal, astigmatism correcting IOL | Carl Zeiss | AT TORBI 709M DPT -09.0 CYL 11.0 | AT TORBI 709M DPT -09.0 CYL 11.0 | Standalone | DE0008680 | Indicated for patients with astigmatism of 2.5 dioptre cylinder (DC) and above in at least 1 eye; where correction of astigmatism is considered clinically necessary
Ophthalmic | Intraocular lens replacement | Intraocular lens (IOL) | Monofocal, astigmatism correcting IOL | Carl Zeiss | AT TORBI 709M DPT 09.0 CYL 11.5 | AT TORBI 709M DPT 09.0 CYL 11.5 | Standalone | DE0008680 | Indicated for patients with astigmatism of 2.5 dioptre cylinder (DC) and above in at least 1 eye; where correction of astigmatism is considered clinically necessary
Ophthalmic | Intraocular lens replacement | Intraocular lens (IOL) | Monofocal, astigmatism correcting IOL | Carl Zeiss | AT TORBI 709M DPT -09.0 CYL 11.5 | AT TORBI 709M DPT -09.0 CYL 11.5 | Standalone | DE0008680 | Indicated for patients with astigmatism of 2.5 dioptre cylinder (DC) and above in at least 1 eye; where correction of astigmatism is considered clinically necessary
Ophthalmic | Intraocular lens replacement | Intraocular lens (IOL) | Monofocal, astigmatism correcting IOL | Carl Zeiss | AT TORBI 709M DPT 09.0 CYL 12.0 | AT TORBI 709M DPT 09.0 CYL 12.0 | Standalone | DE0008680 | Indicated for patients with astigmatism of 2.5 dioptre cylinder (DC) and above in at least 1 eye; where correction of astigmatism is considered clinically necessary
Ophthalmic | Intraocular lens replacement | Intraocular lens (IOL) | Monofocal, astigmatism correcting IOL | Carl Zeiss | AT TORBI 709M DPT -09.0 CYL 12.0 | AT TORBI 709M DPT -09.0 CYL 12.0 | Standalone | DE0008680 | Indicated for patients with astigmatism of 2.5 dioptre cylinder (DC) and above in at least 1 eye; where correction of astigmatism is considered clinically necessary
Ophthalmic | Intraocular lens replacement | Intraocular lens (IOL) | Monofocal, astigmatism correcting IOL | Carl Zeiss | AT TORBI 709M DPT -09.5 CYL 01.0 | AT TORBI 709M DPT -09.5 CYL 01.0 | Standalone | DE0008680 | Indicated for patients with astigmatism of 2.5 dioptre cylinder (DC) and above in at least 1 eye; where correction of astigmatism is considered clinically necessary
Ophthalmic | Intraocular lens replacement | Intraocular lens (IOL) | Monofocal, astigmatism correcting IOL | Carl Zeiss | AT TORBI 709M DPT -09.5 CYL 01.5 | AT TORBI 709M DPT -09.5 CYL 01.5 | Standalone | DE0008680 | Indicated for patients with astigmatism of 2.5 dioptre cylinder (DC) and above in at least 1 eye; where correction of astigmatism is considered clinically necessary
Ophthalmic | Intraocular lens replacement | Intraocular lens (IOL) | Monofocal, astigmatism correcting IOL | Carl Zeiss | AT TORBI 709M DPT -09.5 CYL 02.0 | AT TORBI 709M DPT -09.5 CYL 02.0 | Standalone | DE0008680 | Indicated for patients with astigmatism of 2.5 dioptre cylinder (DC) and above in at least 1 eye; where correction of astigmatism is considered clinically necessary
Ophthalmic | Intraocular lens replacement | Intraocular lens (IOL) | Monofocal, astigmatism correcting IOL | Carl Zeiss | AT TORBI 709M DPT -09.5 CYL 02.5 | AT TORBI 709M DPT -09.5 CYL 02.5 | Standalone | DE0008680 | Indicated for patients with astigmatism of 2.5 dioptre cylinder (DC) and above in at least 1 eye; where correction of astigmatism is considered clinically necessary
Ophthalmic | Intraocular lens replacement | Intraocular lens (IOL) | Monofocal, astigmatism correcting IOL | Carl Zeiss | AT TORBI 709M DPT -09.5 CYL 03.0 | AT TORBI 709M DPT -09.5 CYL 03.0 | Standalone | DE0008680 | Indicated for patients with astigmatism of 2.5 dioptre cylinder (DC) and above in at least 1 eye; where correction of astigmatism is considered clinically necessary
Ophthalmic | Intraocular lens replacement | Intraocular lens (IOL) | Monofocal, astigmatism correcting IOL | Carl Zeiss | AT TORBI 709M DPT -09.5 CYL 03.5 | AT TORBI 709M DPT -09.5 CYL 03.5 | Standalone | DE0008680 | Indicated for patients with astigmatism of 2.5 dioptre cylinder (DC) and above in at least 1 eye; where correction of astigmatism is considered clinically necessary
Ophthalmic | Intraocular lens replacement | Intraocular lens (IOL) | Monofocal, astigmatism correcting IOL | Carl Zeiss | AT TORBI 709M DPT -09.5 CYL 04.0 | AT TORBI 709M DPT -09.5 CYL 04.0 | Standalone | DE0008680 | Indicated for patients with astigmatism of 2.5 dioptre cylinder (DC) and above in at least 1 eye; where correction of astigmatism is considered clinically necessary
Ophthalmic | Intraocular lens replacement | Intraocular lens (IOL) | Monofocal, astigmatism correcting IOL | Carl Zeiss | AT TORBI 709M DPT -09.5 CYL 04.5 | AT TORBI 709M DPT -09.5 CYL 04.5 | Standalone | DE0008680 | Indicated for patients with astigmatism of 2.5 dioptre cylinder (DC) and above in at least 1 eye; where correction of astigmatism is considered clinically necessary
Ophthalmic | Intraocular lens replacement | Intraocular lens (IOL) | Monofocal, astigmatism correcting IOL | Carl Zeiss | AT TORBI 709M DPT -09.5 CYL 05.0 | AT TORBI 709M DPT -09.5 CYL 05.0 | Standalone | DE0008680 | Indicated for patients with astigmatism of 2.5 dioptre cylinder (DC) and above in at least 1 eye; where correction of astigmatism is considered clinically necessary
Ophthalmic | Intraocular lens replacement | Intraocular lens (IOL) | Monofocal, astigmatism correcting IOL | Carl Zeiss | AT TORBI 709M DPT -09.5 CYL 05.5 | AT TORBI 709M DPT -09.5 CYL 05.5 | Standalone | DE0008680 | Indicated for patients with astigmatism of 2.5 dioptre cylinder (DC) and above in at least 1 eye; where correction of astigmatism is considered clinically necessary
Ophthalmic | Intraocular lens replacement | Intraocular lens (IOL) | Monofocal, astigmatism correcting IOL | Carl Zeiss | AT TORBI 709M DPT -09.5 CYL 06.0 | AT TORBI 709M DPT -09.5 CYL 06.0 | Standalone | DE0008680 | Indicated for patients with astigmatism of 2.5 dioptre cylinder (DC) and above in at least 1 eye; where correction of astigmatism is considered clinically necessary
Ophthalmic | Intraocular lens replacement | Intraocular lens (IOL) | Monofocal, astigmatism correcting IOL | Carl Zeiss | AT TORBI 709M DPT 09.5 CYL 06.5 | AT TORBI 709M DPT 09.5 CYL 06.5 | Standalone | DE0008680 | Indicated for patients with astigmatism of 2.5 dioptre cylinder (DC) and above in at least 1 eye; where correction of astigmatism is considered clinically necessary
Ophthalmic | Intraocular lens replacement | Intraocular lens (IOL) | Monofocal, astigmatism correcting IOL | Carl Zeiss | AT TORBI 709M DPT -09.5 CYL 06.5 | AT TORBI 709M DPT -09.5 CYL 06.5 | Standalone | DE0008680 | Indicated for patients with astigmatism of 2.5 dioptre cylinder (DC) and above in at least 1 eye; where correction of astigmatism is considered clinically necessary
Ophthalmic | Intraocular lens replacement | Intraocular lens (IOL) | Monofocal, astigmatism correcting IOL | Carl Zeiss | AT TORBI 709M DPT 09.5 CYL 07.0 | AT TORBI 709M DPT 09.5 CYL 07.0 | Standalone | DE0008680 | Indicated for patients with astigmatism of 2.5 dioptre cylinder (DC) and above in at least 1 eye; where correction of astigmatism is considered clinically necessary
Ophthalmic | Intraocular lens replacement | Intraocular lens (IOL) | Monofocal, astigmatism correcting IOL | Carl Zeiss | AT TORBI 709M DPT -09.5 CYL 07.0 | AT TORBI 709M DPT -09.5 CYL 07.0 | Standalone | DE0008680 | Indicated for patients with astigmatism of 2.5 dioptre cylinder (DC) and above in at least 1 eye; where correction of astigmatism is considered clinically necessary
Ophthalmic | Intraocular lens replacement | Intraocular lens (IOL) | Monofocal, astigmatism correcting IOL | Carl Zeiss | AT TORBI 709M DPT 09.5 CYL 07.5 | AT TORBI 709M DPT 09.5 CYL 07.5 | Standalone | DE0008680 | Indicated for patients with astigmatism of 2.5 dioptre cylinder (DC) and above in at least 1 eye; where correction of astigmatism is considered clinically necessary
Ophthalmic | Intraocular lens replacement | Intraocular lens (IOL) | Monofocal, astigmatism correcting IOL | Carl Zeiss | AT TORBI 709M DPT -09.5 CYL 07.5 | AT TORBI 709M DPT -09.5 CYL 07.5 | Standalone | DE0008680 | Indicated for patients with astigmatism of 2.5 dioptre cylinder (DC) and above in at least 1 eye; where correction of astigmatism is considered clinically necessary
Ophthalmic | Intraocular lens replacement | Intraocular lens (IOL) | Monofocal, astigmatism correcting IOL | Carl Zeiss | AT TORBI 709M DPT 09.5 CYL 08.0 | AT TORBI 709M DPT 09.5 CYL 08.0 | Standalone | DE0008680 | Indicated for patients with astigmatism of 2.5 dioptre cylinder (DC) and above in at least 1 eye; where correction of astigmatism is considered clinically necessary
Ophthalmic | Intraocular lens replacement | Intraocular lens (IOL) | Monofocal, astigmatism correcting IOL | Carl Zeiss | AT TORBI 709M DPT -09.5 CYL 08.0 | AT TORBI 709M DPT -09.5 CYL 08.0 | Standalone | DE0008680 | Indicated for patients with astigmatism of 2.5 dioptre cylinder (DC) and above in at least 1 eye; where correction of astigmatism is considered clinically necessary
Ophthalmic | Intraocular lens replacement | Intraocular lens (IOL) | Monofocal, astigmatism correcting IOL | Carl Zeiss | AT TORBI 709M DPT 09.5 CYL 08.5 | AT TORBI 709M DPT 09.5 CYL 08.5 | Standalone | DE0008680 | Indicated for patients with astigmatism of 2.5 dioptre cylinder (DC) and above in at least 1 eye; where correction of astigmatism is considered clinically necessary
Ophthalmic | Intraocular lens replacement | Intraocular lens (IOL) | Monofocal, astigmatism correcting IOL | Carl Zeiss | AT TORBI 709M DPT -09.5 CYL 08.5 | AT TORBI 709M DPT -09.5 CYL 08.5 | Standalone | DE0008680 | Indicated for patients with astigmatism of 2.5 dioptre cylinder (DC) and above in at least 1 eye; where correction of astigmatism is considered clinically necessary
Ophthalmic | Intraocular lens replacement | Intraocular lens (IOL) | Monofocal, astigmatism correcting IOL | Carl Zeiss | AT TORBI 709M DPT 09.5 CYL 09.0 | AT TORBI 709M DPT 09.5 CYL 09.0 | Standalone | DE0008680 | Indicated for patients with astigmatism of 2.5 dioptre cylinder (DC) and above in at least 1 eye; where correction of astigmatism is considered clinically necessary
Ophthalmic | Intraocular lens replacement | Intraocular lens (IOL) | Monofocal, astigmatism correcting IOL | Carl Zeiss | AT TORBI 709M DPT -09.5 CYL 09.0 | AT TORBI 709M DPT -09.5 CYL 09.0 | Standalone | DE0008680 | Indicated for patients with astigmatism of 2.5 dioptre cylinder (DC) and above in at least 1 eye; where correction of astigmatism is considered clinically necessary
Ophthalmic | Intraocular lens replacement | Intraocular lens (IOL) | Monofocal, astigmatism correcting IOL | Carl Zeiss | AT TORBI 709M DPT 09.5 CYL 09.5 | AT TORBI 709M DPT 09.5 CYL 09.5 | Standalone | DE0008680 | Indicated for patients with astigmatism of 2.5 dioptre cylinder (DC) and above in at least 1 eye; where correction of astigmatism is considered clinically necessary
Ophthalmic | Intraocular lens replacement | Intraocular lens (IOL) | Monofocal, astigmatism correcting IOL | Carl Zeiss | AT TORBI 709M DPT -09.5 CYL 09.5 | AT TORBI 709M DPT -09.5 CYL 09.5 | Standalone | DE0008680 | Indicated for patients with astigmatism of 2.5 dioptre cylinder (DC) and above in at least 1 eye; where correction of astigmatism is considered clinically necessary
Ophthalmic | Intraocular lens replacement | Intraocular lens (IOL) | Monofocal, astigmatism correcting IOL | Carl Zeiss | AT TORBI 709M DPT 09.5 CYL 10.0 | AT TORBI 709M DPT 09.5 CYL 10.0 | Standalone | DE0008680 | Indicated for patients with astigmatism of 2.5 dioptre cylinder (DC) and above in at least 1 eye; where correction of astigmatism is considered clinically necessary
Ophthalmic | Intraocular lens replacement | Intraocular lens (IOL) | Monofocal, astigmatism correcting IOL | Carl Zeiss | AT TORBI 709M DPT -09.5 CYL 10.0 | AT TORBI 709M DPT -09.5 CYL 10.0 | Standalone | DE0008680 | Indicated for patients with astigmatism of 2.5 dioptre cylinder (DC) and above in at least 1 eye; where correction of astigmatism is considered clinically necessary
Ophthalmic | Intraocular lens replacement | Intraocular lens (IOL) | Monofocal, astigmatism correcting IOL | Carl Zeiss | AT TORBI 709M DPT 09.5 CYL 10.5 | AT TORBI 709M DPT 09.5 CYL 10.5 | Standalone | DE0008680 | Indicated for patients with astigmatism of 2.5 dioptre cylinder (DC) and above in at least 1 eye; where correction of astigmatism is considered clinically necessary
Ophthalmic | Intraocular lens replacement | Intraocular lens (IOL) | Monofocal, astigmatism correcting IOL | Carl Zeiss | AT TORBI 709M DPT -09.5 CYL 10.5 | AT TORBI 709M DPT -09.5 CYL 10.5 | Standalone | DE0008680 | Indicated for patients with astigmatism of 2.5 dioptre cylinder (DC) and above in at least 1 eye; where correction of astigmatism is considered clinically necessary
Ophthalmic | Intraocular lens replacement | Intraocular lens (IOL) | Monofocal, astigmatism correcting IOL | Carl Zeiss | AT TORBI 709M DPT 09.5 CYL 11.0 | AT TORBI 709M DPT 09.5 CYL 11.0 | Standalone | DE0008680 | Indicated for patients with astigmatism of 2.5 dioptre cylinder (DC) and above in at least 1 eye; where correction of astigmatism is considered clinically necessary
Ophthalmic | Intraocular lens replacement | Intraocular lens (IOL) | Monofocal, astigmatism correcting IOL | Carl Zeiss | AT TORBI 709M DPT -09.5 CYL 11.0 | AT TORBI 709M DPT -09.5 CYL 11.0 | Standalone | DE0008680 | Indicated for patients with astigmatism of 2.5 dioptre cylinder (DC) and above in at least 1 eye; where correction of astigmatism is considered clinically necessary
Ophthalmic | Intraocular lens replacement | Intraocular lens (IOL) | Monofocal, astigmatism correcting IOL | Carl Zeiss | AT TORBI 709M DPT 09.5 CYL 11.5 | AT TORBI 709M DPT 09.5 CYL 11.5 | Standalone | DE0008680 | Indicated for patients with astigmatism of 2.5 dioptre cylinder (DC) and above in at least 1 eye; where correction of astigmatism is considered clinically necessary
Ophthalmic | Intraocular lens replacement | Intraocular lens (IOL) | Monofocal, astigmatism correcting IOL | Carl Zeiss | AT TORBI 709M DPT -09.5 CYL 11.5 | AT TORBI 709M DPT -09.5 CYL 11.5 | Standalone | DE0008680 | Indicated for patients with astigmatism of 2.5 dioptre cylinder (DC) and above in at least 1 eye; where correction of astigmatism is considered clinically necessary
Ophthalmic | Intraocular lens replacement | Intraocular lens (IOL) | Monofocal, astigmatism correcting IOL | Carl Zeiss | AT TORBI 709M DPT 09.5 CYL 12.0 | AT TORBI 709M DPT 09.5 CYL 12.0 | Standalone | DE0008680 | Indicated for patients with astigmatism of 2.5 dioptre cylinder (DC) and above in at least 1 eye; where correction of astigmatism is considered clinically necessary
Ophthalmic | Intraocular lens replacement | Intraocular lens (IOL) | Monofocal, astigmatism correcting IOL | Carl Zeiss | AT TORBI 709M DPT -09.5 CYL 12.0 | AT TORBI 709M DPT -09.5 CYL 12.0 | Standalone | DE0008680 | Indicated for patients with astigmatism of 2.5 dioptre cylinder (DC) and above in at least 1 eye; where correction of astigmatism is considered clinically necessary
Ophthalmic | Intraocular lens replacement | Intraocular lens (IOL) | Monofocal, astigmatism correcting IOL | Carl Zeiss | AT TORBI 709M DPT -10.0 CYL 01.0 | AT TORBI 709M DPT -10.0 CYL 01.0 | Standalone | DE0008680 | Indicated for patients with astigmatism of 2.5 dioptre cylinder (DC) and above in at least 1 eye; where correction of astigmatism is considered clinically necessary
Ophthalmic | Intraocular lens replacement | Intraocular lens (IOL) | Monofocal, astigmatism correcting IOL | Carl Zeiss | AT TORBI 709M DPT -10.0 CYL 01.5 | AT TORBI 709M DPT -10.0 CYL 01.5 | Standalone | DE0008680 | Indicated for patients with astigmatism of 2.5 dioptre cylinder (DC) and above in at least 1 eye; where correction of astigmatism is considered clinically necessary
Ophthalmic | Intraocular lens replacement | Intraocular lens (IOL) | Monofocal, astigmatism correcting IOL | Carl Zeiss | AT TORBI 709M DPT -10.0 CYL 02.0 | AT TORBI 709M DPT -10.0 CYL 02.0 | Standalone | DE0008680 | Indicated for patients with astigmatism of 2.5 dioptre cylinder (DC) and above in at least 1 eye; where correction of astigmatism is considered clinically necessary
Ophthalmic | Intraocular lens replacement | Intraocular lens (IOL) | Monofocal, astigmatism correcting IOL | Carl Zeiss | AT TORBI 709M DPT -10.0 CYL 02.5 | AT TORBI 709M DPT -10.0 CYL 02.5 | Standalone | DE0008680 | Indicated for patients with astigmatism of 2.5 dioptre cylinder (DC) and above in at least 1 eye; where correction of astigmatism is considered clinically necessary
Ophthalmic | Intraocular lens replacement | Intraocular lens (IOL) | Monofocal, astigmatism correcting IOL | Carl Zeiss | AT TORBI 709M DPT -10.0 CYL 03.0 | AT TORBI 709M DPT -10.0 CYL 03.0 | Standalone | DE0008680 | Indicated for patients with astigmatism of 2.5 dioptre cylinder (DC) and above in at least 1 eye; where correction of astigmatism is considered clinically necessary
Ophthalmic | Intraocular lens replacement | Intraocular lens (IOL) | Monofocal, astigmatism correcting IOL | Carl Zeiss | AT TORBI 709M DPT -10.0 CYL 03.5 | AT TORBI 709M DPT -10.0 CYL 03.5 | Standalone | DE0008680 | Indicated for patients with astigmatism of 2.5 dioptre cylinder (DC) and above in at least 1 eye; where correction of astigmatism is considered clinically necessary
Ophthalmic | Intraocular lens replacement | Intraocular lens (IOL) | Monofocal, astigmatism correcting IOL | Carl Zeiss | AT TORBI 709M DPT -10.0 CYL 04.0 | AT TORBI 709M DPT -10.0 CYL 04.0 | Standalone | DE0008680 | Indicated for patients with astigmatism of 2.5 dioptre cylinder (DC) and above in at least 1 eye; where correction of astigmatism is considered clinically necessary
Ophthalmic | Intraocular lens replacement | Intraocular lens (IOL) | Monofocal, astigmatism correcting IOL | Carl Zeiss | AT TORBI 709M DPT -10.0 CYL 04.5 | AT TORBI 709M DPT -10.0 CYL 04.5 | Standalone | DE0008680 | Indicated for patients with astigmatism of 2.5 dioptre cylinder (DC) and above in at least 1 eye; where correction of astigmatism is considered clinically necessary
Ophthalmic | Intraocular lens replacement | Intraocular lens (IOL) | Monofocal, astigmatism correcting IOL | Carl Zeiss | AT TORBI 709M DPT -10.0 CYL 05.0 | AT TORBI 709M DPT -10.0 CYL 05.0 | Standalone | DE0008680 | Indicated for patients with astigmatism of 2.5 dioptre cylinder (DC) and above in at least 1 eye; where correction of astigmatism is considered clinically necessary
Ophthalmic | Intraocular lens replacement | Intraocular lens (IOL) | Monofocal, astigmatism correcting IOL | Carl Zeiss | AT TORBI 709M DPT -10.0 CYL 05.5 | AT TORBI 709M DPT -10.0 CYL 05.5 | Standalone | DE0008680 | Indicated for patients with astigmatism of 2.5 dioptre cylinder (DC) and above in at least 1 eye; where correction of astigmatism is considered clinically necessary
Ophthalmic | Intraocular lens replacement | Intraocular lens (IOL) | Monofocal, astigmatism correcting IOL | Carl Zeiss | AT TORBI 709M DPT -10.0 CYL 06.0 | AT TORBI 709M DPT -10.0 CYL 06.0 | Standalone | DE0008680 | Indicated for patients with astigmatism of 2.5 dioptre cylinder (DC) and above in at least 1 eye; where correction of astigmatism is considered clinically necessary
Ophthalmic | Intraocular lens replacement | Intraocular lens (IOL) | Monofocal, astigmatism correcting IOL | Carl Zeiss | AT TORBI 709M DPT 10.0 CYL 06.5 | AT TORBI 709M DPT 10.0 CYL 06.5 | Standalone | DE0008680 | Indicated for patients with astigmatism of 2.5 dioptre cylinder (DC) and above in at least 1 eye; where correction of astigmatism is considered clinically necessary
Ophthalmic | Intraocular lens replacement | Intraocular lens (IOL) | Monofocal, astigmatism correcting IOL | Carl Zeiss | AT TORBI 709M DPT -10.0 CYL 06.5 | AT TORBI 709M DPT -10.0 CYL 06.5 | Standalone | DE0008680 | Indicated for patients with astigmatism of 2.5 dioptre cylinder (DC) and above in at least 1 eye; where correction of astigmatism is considered clinically necessary
Ophthalmic | Intraocular lens replacement | Intraocular lens (IOL) | Monofocal, astigmatism correcting IOL | Carl Zeiss | AT TORBI 709M DPT 10.0 CYL 07.0 | AT TORBI 709M DPT 10.0 CYL 07.0 | Standalone | DE0008680 | Indicated for patients with astigmatism of 2.5 dioptre cylinder (DC) and above in at least 1 eye; where correction of astigmatism is considered clinically necessary
Ophthalmic | Intraocular lens replacement | Intraocular lens (IOL) | Monofocal, astigmatism correcting IOL | Carl Zeiss | AT TORBI 709M DPT -10.0 CYL 07.0 | AT TORBI 709M DPT -10.0 CYL 07.0 | Standalone | DE0008680 | Indicated for patients with astigmatism of 2.5 dioptre cylinder (DC) and above in at least 1 eye; where correction of astigmatism is considered clinically necessary
Ophthalmic | Intraocular lens replacement | Intraocular lens (IOL) | Monofocal, astigmatism correcting IOL | Carl Zeiss | AT TORBI 709M DPT 10.0 CYL 07.5 | AT TORBI 709M DPT 10.0 CYL 07.5 | Standalone | DE0008680 | Indicated for patients with astigmatism of 2.5 dioptre cylinder (DC) and above in at least 1 eye; where correction of astigmatism is considered clinically necessary
Ophthalmic | Intraocular lens replacement | Intraocular lens (IOL) | Monofocal, astigmatism correcting IOL | Carl Zeiss | AT TORBI 709M DPT -10.0 CYL 07.5 | AT TORBI 709M DPT -10.0 CYL 07.5 | Standalone | DE0008680 | Indicated for patients with astigmatism of 2.5 dioptre cylinder (DC) and above in at least 1 eye; where correction of astigmatism is considered clinically necessary
Ophthalmic | Intraocular lens replacement | Intraocular lens (IOL) | Monofocal, astigmatism correcting IOL | Carl Zeiss | AT TORBI 709M DPT 10.0 CYL 08.0 | AT TORBI 709M DPT 10.0 CYL 08.0 | Standalone | DE0008680 | Indicated for patients with astigmatism of 2.5 dioptre cylinder (DC) and above in at least 1 eye; where correction of astigmatism is considered clinically necessary
Ophthalmic | Intraocular lens replacement | Intraocular lens (IOL) | Monofocal, astigmatism correcting IOL | Carl Zeiss | AT TORBI 709M DPT -10.0 CYL 08.0 | AT TORBI 709M DPT -10.0 CYL 08.0 | Standalone | DE0008680 | Indicated for patients with astigmatism of 2.5 dioptre cylinder (DC) and above in at least 1 eye; where correction of astigmatism is considered clinically necessary
Ophthalmic | Intraocular lens replacement | Intraocular lens (IOL) | Monofocal, astigmatism correcting IOL | Carl Zeiss | AT TORBI 709M DPT 10.0 CYL 08.5 | AT TORBI 709M DPT 10.0 CYL 08.5 | Standalone | DE0008680 | Indicated for patients with astigmatism of 2.5 dioptre cylinder (DC) and above in at least 1 eye; where correction of astigmatism is considered clinically necessary
Ophthalmic | Intraocular lens replacement | Intraocular lens (IOL) | Monofocal, astigmatism correcting IOL | Carl Zeiss | AT TORBI 709M DPT -10.0 CYL 08.5 | AT TORBI 709M DPT -10.0 CYL 08.5 | Standalone | DE0008680 | Indicated for patients with astigmatism of 2.5 dioptre cylinder (DC) and above in at least 1 eye; where correction of astigmatism is considered clinically necessary
Ophthalmic | Intraocular lens replacement | Intraocular lens (IOL) | Monofocal, astigmatism correcting IOL | Carl Zeiss | AT TORBI 709M DPT 10.0 CYL 09.0 | AT TORBI 709M DPT 10.0 CYL 09.0 | Standalone | DE0008680 | Indicated for patients with astigmatism of 2.5 dioptre cylinder (DC) and above in at least 1 eye; where correction of astigmatism is considered clinically necessary
Ophthalmic | Intraocular lens replacement | Intraocular lens (IOL) | Monofocal, astigmatism correcting IOL | Carl Zeiss | AT TORBI 709M DPT -10.0 CYL 09.0 | AT TORBI 709M DPT -10.0 CYL 09.0 | Standalone | DE0008680 | Indicated for patients with astigmatism of 2.5 dioptre cylinder (DC) and above in at least 1 eye; where correction of astigmatism is considered clinically necessary
Ophthalmic | Intraocular lens replacement | Intraocular lens (IOL) | Monofocal, astigmatism correcting IOL | Carl Zeiss | AT TORBI 709M DPT 10.0 CYL 09.5 | AT TORBI 709M DPT 10.0 CYL 09.5 | Standalone | DE0008680 | Indicated for patients with astigmatism of 2.5 dioptre cylinder (DC) and above in at least 1 eye; where correction of astigmatism is considered clinically necessary
Ophthalmic | Intraocular lens replacement | Intraocular lens (IOL) | Monofocal, astigmatism correcting IOL | Carl Zeiss | AT TORBI 709M DPT -10.0 CYL 09.5 | AT TORBI 709M DPT -10.0 CYL 09.5 | Standalone | DE0008680 | Indicated for patients with astigmatism of 2.5 dioptre cylinder (DC) and above in at least 1 eye; where correction of astigmatism is considered clinically necessary
Ophthalmic | Intraocular lens replacement | Intraocular lens (IOL) | Monofocal, astigmatism correcting IOL | Carl Zeiss | AT TORBI 709M DPT 10.0 CYL 10.0 | AT TORBI 709M DPT 10.0 CYL 10.0 | Standalone | DE0008680 | Indicated for patients with astigmatism of 2.5 dioptre cylinder (DC) and above in at least 1 eye; where correction of astigmatism is considered clinically necessary
Ophthalmic | Intraocular lens replacement | Intraocular lens (IOL) | Monofocal, astigmatism correcting IOL | Carl Zeiss | AT TORBI 709M DPT -10.0 CYL 10.0 | AT TORBI 709M DPT -10.0 CYL 10.0 | Standalone | DE0008680 | Indicated for patients with astigmatism of 2.5 dioptre cylinder (DC) and above in at least 1 eye; where correction of astigmatism is considered clinically necessary
Ophthalmic | Intraocular lens replacement | Intraocular lens (IOL) | Monofocal, astigmatism correcting IOL | Carl Zeiss | AT TORBI 709M DPT 10.0 CYL 10.5 | AT TORBI 709M DPT 10.0 CYL 10.5 | Standalone | DE0008680 | Indicated for patients with astigmatism of 2.5 dioptre cylinder (DC) and above in at least 1 eye; where correction of astigmatism is considered clinically necessary
Ophthalmic | Intraocular lens replacement | Intraocular lens (IOL) | Monofocal, astigmatism correcting IOL | Carl Zeiss | AT TORBI 709M DPT -10.0 CYL 10.5 | AT TORBI 709M DPT -10.0 CYL 10.5 | Standalone | DE0008680 | Indicated for patients with astigmatism of 2.5 dioptre cylinder (DC) and above in at least 1 eye; where correction of astigmatism is considered clinically necessary
Ophthalmic | Intraocular lens replacement | Intraocular lens (IOL) | Monofocal, astigmatism correcting IOL | Carl Zeiss | AT TORBI 709M DPT 10.0 CYL 11.0 | AT TORBI 709M DPT 10.0 CYL 11.0 | Standalone | DE0008680 | Indicated for patients with astigmatism of 2.5 dioptre cylinder (DC) and above in at least 1 eye; where correction of astigmatism is considered clinically necessary
Ophthalmic | Intraocular lens replacement | Intraocular lens (IOL) | Monofocal, astigmatism correcting IOL | Carl Zeiss | AT TORBI 709M DPT -10.0 CYL 11.0 | AT TORBI 709M DPT -10.0 CYL 11.0 | Standalone | DE0008680 | Indicated for patients with astigmatism of 2.5 dioptre cylinder (DC) and above in at least 1 eye; where correction of astigmatism is considered clinically necessary
Ophthalmic | Intraocular lens replacement | Intraocular lens (IOL) | Monofocal, astigmatism correcting IOL | Carl Zeiss | AT TORBI 709M DPT 10.0 CYL 11.5 | AT TORBI 709M DPT 10.0 CYL 11.5 | Standalone | DE0008680 | Indicated for patients with astigmatism of 2.5 dioptre cylinder (DC) and above in at least 1 eye; where correction of astigmatism is considered clinically necessary
Ophthalmic | Intraocular lens replacement | Intraocular lens (IOL) | Monofocal, astigmatism correcting IOL | Carl Zeiss | AT TORBI 709M DPT -10.0 CYL 11.5 | AT TORBI 709M DPT -10.0 CYL 11.5 | Standalone | DE0008680 | Indicated for patients with astigmatism of 2.5 dioptre cylinder (DC) and above in at least 1 eye; where correction of astigmatism is considered clinically necessary
Ophthalmic | Intraocular lens replacement | Intraocular lens (IOL) | Monofocal, astigmatism correcting IOL | Carl Zeiss | AT TORBI 709M DPT 10.0 CYL 12.0 | AT TORBI 709M DPT 10.0 CYL 12.0 | Standalone | DE0008680 | Indicated for patients with astigmatism of 2.5 dioptre cylinder (DC) and above in at least 1 eye; where correction of astigmatism is considered clinically necessary
Ophthalmic | Intraocular lens replacement | Intraocular lens (IOL) | Monofocal, astigmatism correcting IOL | Carl Zeiss | AT TORBI 709M DPT -10.0 CYL 12.0 | AT TORBI 709M DPT -10.0 CYL 12.0 | Standalone | DE0008680 | Indicated for patients with astigmatism of 2.5 dioptre cylinder (DC) and above in at least 1 eye; where correction of astigmatism is considered clinically necessary
Ophthalmic | Intraocular lens replacement | Intraocular lens (IOL) | Monofocal, astigmatism correcting IOL | Carl Zeiss | AT TORBI 709M DPT 10.5 CYL 06.5 | AT TORBI 709M DPT 10.5 CYL 06.5 | Standalone | DE0008680 | Indicated for patients with astigmatism of 2.5 dioptre cylinder (DC) and above in at least 1 eye; where correction of astigmatism is considered clinically necessary
Ophthalmic | Intraocular lens replacement | Intraocular lens (IOL) | Monofocal, astigmatism correcting IOL | Carl Zeiss | AT TORBI 709M DPT 10.5 CYL 07.0 | AT TORBI 709M DPT 10.5 CYL 07.0 | Standalone | DE0008680 | Indicated for patients with astigmatism of 2.5 dioptre cylinder (DC) and above in at least 1 eye; where correction of astigmatism is considered clinically necessary
Ophthalmic | Intraocular lens replacement | Intraocular lens (IOL) | Monofocal, astigmatism correcting IOL | Carl Zeiss | AT TORBI 709M DPT 10.5 CYL 07.5 | AT TORBI 709M DPT 10.5 CYL 07.5 | Standalone | DE0008680 | Indicated for patients with astigmatism of 2.5 dioptre cylinder (DC) and above in at least 1 eye; where correction of astigmatism is considered clinically necessary
Ophthalmic | Intraocular lens replacement | Intraocular lens (IOL) | Monofocal, astigmatism correcting IOL | Carl Zeiss | AT TORBI 709M DPT 10.5 CYL 08.0 | AT TORBI 709M DPT 10.5 CYL 08.0 | Standalone | DE0008680 | Indicated for patients with astigmatism of 2.5 dioptre cylinder (DC) and above in at least 1 eye; where correction of astigmatism is considered clinically necessary
Ophthalmic | Intraocular lens replacement | Intraocular lens (IOL) | Monofocal, astigmatism correcting IOL | Carl Zeiss | AT TORBI 709M DPT 10.5 CYL 08.5 | AT TORBI 709M DPT 10.5 CYL 08.5 | Standalone | DE0008680 | Indicated for patients with astigmatism of 2.5 dioptre cylinder (DC) and above in at least 1 eye; where correction of astigmatism is considered clinically necessary
Ophthalmic | Intraocular lens replacement | Intraocular lens (IOL) | Monofocal, astigmatism correcting IOL | Carl Zeiss | AT TORBI 709M DPT 10.5 CYL 09.0 | AT TORBI 709M DPT 10.5 CYL 09.0 | Standalone | DE0008680 | Indicated for patients with astigmatism of 2.5 dioptre cylinder (DC) and above in at least 1 eye; where correction of astigmatism is considered clinically necessary
Ophthalmic | Intraocular lens replacement | Intraocular lens (IOL) | Monofocal, astigmatism correcting IOL | Carl Zeiss | AT TORBI 709M DPT 10.5 CYL 09.5 | AT TORBI 709M DPT 10.5 CYL 09.5 | Standalone | DE0008680 | Indicated for patients with astigmatism of 2.5 dioptre cylinder (DC) and above in at least 1 eye; where correction of astigmatism is considered clinically necessary
Ophthalmic | Intraocular lens replacement | Intraocular lens (IOL) | Monofocal, astigmatism correcting IOL | Carl Zeiss | AT TORBI 709M DPT 10.5 CYL 10.0 | AT TORBI 709M DPT 10.5 CYL 10.0 | Standalone | DE0008680 | Indicated for patients with astigmatism of 2.5 dioptre cylinder (DC) and above in at least 1 eye; where correction of astigmatism is considered clinically necessary
Ophthalmic | Intraocular lens replacement | Intraocular lens (IOL) | Monofocal, astigmatism correcting IOL | Carl Zeiss | AT TORBI 709M DPT 10.5 CYL 10.5 | AT TORBI 709M DPT 10.5 CYL 10.5 | Standalone | DE0008680 | Indicated for patients with astigmatism of 2.5 dioptre cylinder (DC) and above in at least 1 eye; where correction of astigmatism is considered clinically necessary
Ophthalmic | Intraocular lens replacement | Intraocular lens (IOL) | Monofocal, astigmatism correcting IOL | Carl Zeiss | AT TORBI 709M DPT 10.5 CYL 11.0 | AT TORBI 709M DPT 10.5 CYL 11.0 | Standalone | DE0008680 | Indicated for patients with astigmatism of 2.5 dioptre cylinder (DC) and above in at least 1 eye; where correction of astigmatism is considered clinically necessary
Ophthalmic | Intraocular lens replacement | Intraocular lens (IOL) | Monofocal, astigmatism correcting IOL | Carl Zeiss | AT TORBI 709M DPT 10.5 CYL 11.5 | AT TORBI 709M DPT 10.5 CYL 11.5 | Standalone | DE0008680 | Indicated for patients with astigmatism of 2.5 dioptre cylinder (DC) and above in at least 1 eye; where correction of astigmatism is considered clinically necessary
Ophthalmic | Intraocular lens replacement | Intraocular lens (IOL) | Monofocal, astigmatism correcting IOL | Carl Zeiss | AT TORBI 709M DPT 10.5 CYL 12.0 | AT TORBI 709M DPT 10.5 CYL 12.0 | Standalone | DE0008680 | Indicated for patients with astigmatism of 2.5 dioptre cylinder (DC) and above in at least 1 eye; where correction of astigmatism is considered clinically necessary
Ophthalmic | Intraocular lens replacement | Intraocular lens (IOL) | Monofocal, astigmatism correcting IOL | Carl Zeiss | AT TORBI 709M DPT 11.0 CYL 06.5 | AT TORBI 709M DPT 11.0 CYL 06.5 | Standalone | DE0008680 | Indicated for patients with astigmatism of 2.5 dioptre cylinder (DC) and above in at least 1 eye; where correction of astigmatism is considered clinically necessary
Ophthalmic | Intraocular lens replacement | Intraocular lens (IOL) | Monofocal, astigmatism correcting IOL | Carl Zeiss | AT TORBI 709M DPT 11.0 CYL 07.0 | AT TORBI 709M DPT 11.0 CYL 07.0 | Standalone | DE0008680 | Indicated for patients with astigmatism of 2.5 dioptre cylinder (DC) and above in at least 1 eye; where correction of astigmatism is considered clinically necessary
Ophthalmic | Intraocular lens replacement | Intraocular lens (IOL) | Monofocal, astigmatism correcting IOL | Carl Zeiss | AT TORBI 709M DPT 11.0 CYL 07.5 | AT TORBI 709M DPT 11.0 CYL 07.5 | Standalone | DE0008680 | Indicated for patients with astigmatism of 2.5 dioptre cylinder (DC) and above in at least 1 eye; where correction of astigmatism is considered clinically necessary
Ophthalmic | Intraocular lens replacement | Intraocular lens (IOL) | Monofocal, astigmatism correcting IOL | Carl Zeiss | AT TORBI 709M DPT 11.0 CYL 08.0 | AT TORBI 709M DPT 11.0 CYL 08.0 | Standalone | DE0008680 | Indicated for patients with astigmatism of 2.5 dioptre cylinder (DC) and above in at least 1 eye; where correction of astigmatism is considered clinically necessary
Ophthalmic | Intraocular lens replacement | Intraocular lens (IOL) | Monofocal, astigmatism correcting IOL | Carl Zeiss | AT TORBI 709M DPT 11.0 CYL 08.5 | AT TORBI 709M DPT 11.0 CYL 08.5 | Standalone | DE0008680 | Indicated for patients with astigmatism of 2.5 dioptre cylinder (DC) and above in at least 1 eye; where correction of astigmatism is considered clinically necessary
Ophthalmic | Intraocular lens replacement | Intraocular lens (IOL) | Monofocal, astigmatism correcting IOL | Carl Zeiss | AT TORBI 709M DPT 11.0 CYL 09.0 | AT TORBI 709M DPT 11.0 CYL 09.0 | Standalone | DE0008680 | Indicated for patients with astigmatism of 2.5 dioptre cylinder (DC) and above in at least 1 eye; where correction of astigmatism is considered clinically necessary
Ophthalmic | Intraocular lens replacement | Intraocular lens (IOL) | Monofocal, astigmatism correcting IOL | Carl Zeiss | AT TORBI 709M DPT 11.0 CYL 09.5 | AT TORBI 709M DPT 11.0 CYL 09.5 | Standalone | DE0008680 | Indicated for patients with astigmatism of 2.5 dioptre cylinder (DC) and above in at least 1 eye; where correction of astigmatism is considered clinically necessary
Ophthalmic | Intraocular lens replacement | Intraocular lens (IOL) | Monofocal, astigmatism correcting IOL | Carl Zeiss | AT TORBI 709M DPT 11.0 CYL 10.0 | AT TORBI 709M DPT 11.0 CYL 10.0 | Standalone | DE0008680 | Indicated for patients with astigmatism of 2.5 dioptre cylinder (DC) and above in at least 1 eye; where correction of astigmatism is considered clinically necessary
Ophthalmic | Intraocular lens replacement | Intraocular lens (IOL) | Monofocal, astigmatism correcting IOL | Carl Zeiss | AT TORBI 709M DPT 11.0 CYL 10.5 | AT TORBI 709M DPT 11.0 CYL 10.5 | Standalone | DE0008680 | Indicated for patients with astigmatism of 2.5 dioptre cylinder (DC) and above in at least 1 eye; where correction of astigmatism is considered clinically necessary
Ophthalmic | Intraocular lens replacement | Intraocular lens (IOL) | Monofocal, astigmatism correcting IOL | Carl Zeiss | AT TORBI 709M DPT 11.0 CYL 11.0 | AT TORBI 709M DPT 11.0 CYL 11.0 | Standalone | DE0008680 | Indicated for patients with astigmatism of 2.5 dioptre cylinder (DC) and above in at least 1 eye; where correction of astigmatism is considered clinically necessary
Ophthalmic | Intraocular lens replacement | Intraocular lens (IOL) | Monofocal, astigmatism correcting IOL | Carl Zeiss | AT TORBI 709M DPT 11.0 CYL 11.5 | AT TORBI 709M DPT 11.0 CYL 11.5 | Standalone | DE0008680 | Indicated for patients with astigmatism of 2.5 dioptre cylinder (DC) and above in at least 1 eye; where correction of astigmatism is considered clinically necessary
Ophthalmic | Intraocular lens replacement | Intraocular lens (IOL) | Monofocal, astigmatism correcting IOL | Carl Zeiss | AT TORBI 709M DPT 11.0 CYL 12.0 | AT TORBI 709M DPT 11.0 CYL 12.0 | Standalone | DE0008680 | Indicated for patients with astigmatism of 2.5 dioptre cylinder (DC) and above in at least 1 eye; where correction of astigmatism is considered clinically necessary
Ophthalmic | Intraocular lens replacement | Intraocular lens (IOL) | Monofocal, astigmatism correcting IOL | Carl Zeiss | AT TORBI 709M DPT 11.5 CYL 06.5 | AT TORBI 709M DPT 11.5 CYL 06.5 | Standalone | DE0008680 | Indicated for patients with astigmatism of 2.5 dioptre cylinder (DC) and above in at least 1 eye; where correction of astigmatism is considered clinically necessary
Ophthalmic | Intraocular lens replacement | Intraocular lens (IOL) | Monofocal, astigmatism correcting IOL | Carl Zeiss | AT TORBI 709M DPT 11.5 CYL 07.0 | AT TORBI 709M DPT 11.5 CYL 07.0 | Standalone | DE0008680 | Indicated for patients with astigmatism of 2.5 dioptre cylinder (DC) and above in at least 1 eye; where correction of astigmatism is considered clinically necessary
Ophthalmic | Intraocular lens replacement | Intraocular lens (IOL) | Monofocal, astigmatism correcting IOL | Carl Zeiss | AT TORBI 709M DPT 11.5 CYL 07.5 | AT TORBI 709M DPT 11.5 CYL 07.5 | Standalone | DE0008680 | Indicated for patients with astigmatism of 2.5 dioptre cylinder (DC) and above in at least 1 eye; where correction of astigmatism is considered clinically necessary
Ophthalmic | Intraocular lens replacement | Intraocular lens (IOL) | Monofocal, astigmatism correcting IOL | Carl Zeiss | AT TORBI 709M DPT 11.5 CYL 08.0 | AT TORBI 709M DPT 11.5 CYL 08.0 | Standalone | DE0008680 | Indicated for patients with astigmatism of 2.5 dioptre cylinder (DC) and above in at least 1 eye; where correction of astigmatism is considered clinically necessary
Ophthalmic | Intraocular lens replacement | Intraocular lens (IOL) | Monofocal, astigmatism correcting IOL | Carl Zeiss | AT TORBI 709M DPT 11.5 CYL 08.5 | AT TORBI 709M DPT 11.5 CYL 08.5 | Standalone | DE0008680 | Indicated for patients with astigmatism of 2.5 dioptre cylinder (DC) and above in at least 1 eye; where correction of astigmatism is considered clinically necessary
Ophthalmic | Intraocular lens replacement | Intraocular lens (IOL) | Monofocal, astigmatism correcting IOL | Carl Zeiss | AT TORBI 709M DPT 11.5 CYL 09.0 | AT TORBI 709M DPT 11.5 CYL 09.0 | Standalone | DE0008680 | Indicated for patients with astigmatism of 2.5 dioptre cylinder (DC) and above in at least 1 eye; where correction of astigmatism is considered clinically necessary
Ophthalmic | Intraocular lens replacement | Intraocular lens (IOL) | Monofocal, astigmatism correcting IOL | Carl Zeiss | AT TORBI 709M DPT 11.5 CYL 09.5 | AT TORBI 709M DPT 11.5 CYL 09.5 | Standalone | DE0008680 | Indicated for patients with astigmatism of 2.5 dioptre cylinder (DC) and above in at least 1 eye; where correction of astigmatism is considered clinically necessary
Ophthalmic | Intraocular lens replacement | Intraocular lens (IOL) | Monofocal, astigmatism correcting IOL | Carl Zeiss | AT TORBI 709M DPT 11.5 CYL 10.0 | AT TORBI 709M DPT 11.5 CYL 10.0 | Standalone | DE0008680 | Indicated for patients with astigmatism of 2.5 dioptre cylinder (DC) and above in at least 1 eye; where correction of astigmatism is considered clinically necessary
Ophthalmic | Intraocular lens replacement | Intraocular lens (IOL) | Monofocal, astigmatism correcting IOL | Carl Zeiss | AT TORBI 709M DPT 11.5 CYL 10.5 | AT TORBI 709M DPT 11.5 CYL 10.5 | Standalone | DE0008680 | Indicated for patients with astigmatism of 2.5 dioptre cylinder (DC) and above in at least 1 eye; where correction of astigmatism is considered clinically necessary
Ophthalmic | Intraocular lens replacement | Intraocular lens (IOL) | Monofocal, astigmatism correcting IOL | Carl Zeiss | AT TORBI 709M DPT 11.5 CYL 11.0 | AT TORBI 709M DPT 11.5 CYL 11.0 | Standalone | DE0008680 | Indicated for patients with astigmatism of 2.5 dioptre cylinder (DC) and above in at least 1 eye; where correction of astigmatism is considered clinically necessary
Ophthalmic | Intraocular lens replacement | Intraocular lens (IOL) | Monofocal, astigmatism correcting IOL | Carl Zeiss | AT TORBI 709M DPT 11.5 CYL 11.5 | AT TORBI 709M DPT 11.5 CYL 11.5 | Standalone | DE0008680 | Indicated for patients with astigmatism of 2.5 dioptre cylinder (DC) and above in at least 1 eye; where correction of astigmatism is considered clinically necessary
Ophthalmic | Intraocular lens replacement | Intraocular lens (IOL) | Monofocal, astigmatism correcting IOL | Carl Zeiss | AT TORBI 709M DPT 11.5 CYL 12.0 | AT TORBI 709M DPT 11.5 CYL 12.0 | Standalone | DE0008680 | Indicated for patients with astigmatism of 2.5 dioptre cylinder (DC) and above in at least 1 eye; where correction of astigmatism is considered clinically necessary
Ophthalmic | Intraocular lens replacement | Intraocular lens (IOL) | Monofocal, astigmatism correcting IOL | Carl Zeiss | AT TORBI 709M DPT 12.0 CYL 06.5 | AT TORBI 709M DPT 12.0 CYL 06.5 | Standalone | DE0008680 | Indicated for patients with astigmatism of 2.5 dioptre cylinder (DC) and above in at least 1 eye; where correction of astigmatism is considered clinically necessary
Ophthalmic | Intraocular lens replacement | Intraocular lens (IOL) | Monofocal, astigmatism correcting IOL | Carl Zeiss | AT TORBI 709M DPT 12.0 CYL 07.0 | AT TORBI 709M DPT 12.0 CYL 07.0 | Standalone | DE0008680 | Indicated for patients with astigmatism of 2.5 dioptre cylinder (DC) and above in at least 1 eye; where correction of astigmatism is considered clinically necessary
Ophthalmic | Intraocular lens replacement | Intraocular lens (IOL) | Monofocal, astigmatism correcting IOL | Carl Zeiss | AT TORBI 709M DPT 12.0 CYL 07.5 | AT TORBI 709M DPT 12.0 CYL 07.5 | Standalone | DE0008680 | Indicated for patients with astigmatism of 2.5 dioptre cylinder (DC) and above in at least 1 eye; where correction of astigmatism is considered clinically necessary
Ophthalmic | Intraocular lens replacement | Intraocular lens (IOL) | Monofocal, astigmatism correcting IOL | Carl Zeiss | AT TORBI 709M DPT 12.0 CYL 08.0 | AT TORBI 709M DPT 12.0 CYL 08.0 | Standalone | DE0008680 | Indicated for patients with astigmatism of 2.5 dioptre cylinder (DC) and above in at least 1 eye; where correction of astigmatism is considered clinically necessary
Ophthalmic | Intraocular lens replacement | Intraocular lens (IOL) | Monofocal, astigmatism correcting IOL | Carl Zeiss | AT TORBI 709M DPT 12.0 CYL 08.5 | AT TORBI 709M DPT 12.0 CYL 08.5 | Standalone | DE0008680 | Indicated for patients with astigmatism of 2.5 dioptre cylinder (DC) and above in at least 1 eye; where correction of astigmatism is considered clinically necessary
Ophthalmic | Intraocular lens replacement | Intraocular lens (IOL) | Monofocal, astigmatism correcting IOL | Carl Zeiss | AT TORBI 709M DPT 12.0 CYL 09.0 | AT TORBI 709M DPT 12.0 CYL 09.0 | Standalone | DE0008680 | Indicated for patients with astigmatism of 2.5 dioptre cylinder (DC) and above in at least 1 eye; where correction of astigmatism is considered clinically necessary
Ophthalmic | Intraocular lens replacement | Intraocular lens (IOL) | Monofocal, astigmatism correcting IOL | Carl Zeiss | AT TORBI 709M DPT 12.0 CYL 09.5 | AT TORBI 709M DPT 12.0 CYL 09.5 | Standalone | DE0008680 | Indicated for patients with astigmatism of 2.5 dioptre cylinder (DC) and above in at least 1 eye; where correction of astigmatism is considered clinically necessary
Ophthalmic | Intraocular lens replacement | Intraocular lens (IOL) | Monofocal, astigmatism correcting IOL | Carl Zeiss | AT TORBI 709M DPT 12.0 CYL 10.0 | AT TORBI 709M DPT 12.0 CYL 10.0 | Standalone | DE0008680 | Indicated for patients with astigmatism of 2.5 dioptre cylinder (DC) and above in at least 1 eye; where correction of astigmatism is considered clinically necessary
Ophthalmic | Intraocular lens replacement | Intraocular lens (IOL) | Monofocal, astigmatism correcting IOL | Carl Zeiss | AT TORBI 709M DPT 12.0 CYL 10.5 | AT TORBI 709M DPT 12.0 CYL 10.5 | Standalone | DE0008680 | Indicated for patients with astigmatism of 2.5 dioptre cylinder (DC) and above in at least 1 eye; where correction of astigmatism is considered clinically necessary
Ophthalmic | Intraocular lens replacement | Intraocular lens (IOL) | Monofocal, astigmatism correcting IOL | Carl Zeiss | AT TORBI 709M DPT 12.0 CYL 11.0 | AT TORBI 709M DPT 12.0 CYL 11.0 | Standalone | DE0008680 | Indicated for patients with astigmatism of 2.5 dioptre cylinder (DC) and above in at least 1 eye; where correction of astigmatism is considered clinically necessary
Ophthalmic | Intraocular lens replacement | Intraocular lens (IOL) | Monofocal, astigmatism correcting IOL | Carl Zeiss | AT TORBI 709M DPT 12.0 CYL 11.5 | AT TORBI 709M DPT 12.0 CYL 11.5 | Standalone | DE0008680 | Indicated for patients with astigmatism of 2.5 dioptre cylinder (DC) and above in at least 1 eye; where correction of astigmatism is considered clinically necessary
Ophthalmic | Intraocular lens replacement | Intraocular lens (IOL) | Monofocal, astigmatism correcting IOL | Carl Zeiss | AT TORBI 709M DPT 12.0 CYL 12.0 | AT TORBI 709M DPT 12.0 CYL 12.0 | Standalone | DE0008680 | Indicated for patients with astigmatism of 2.5 dioptre cylinder (DC) and above in at least 1 eye; where correction of astigmatism is considered clinically necessary
Ophthalmic | Intraocular lens replacement | Intraocular lens (IOL) | Monofocal, astigmatism correcting IOL | Carl Zeiss | AT TORBI 709M DPT 12.5 CYL 06.5 | AT TORBI 709M DPT 12.5 CYL 06.5 | Standalone | DE0008680 | Indicated for patients with astigmatism of 2.5 dioptre cylinder (DC) and above in at least 1 eye; where correction of astigmatism is considered clinically necessary
Ophthalmic | Intraocular lens replacement | Intraocular lens (IOL) | Monofocal, astigmatism correcting IOL | Carl Zeiss | AT TORBI 709M DPT 12.5 CYL 07.0 | AT TORBI 709M DPT 12.5 CYL 07.0 | Standalone | DE0008680 | Indicated for patients with astigmatism of 2.5 dioptre cylinder (DC) and above in at least 1 eye; where correction of astigmatism is considered clinically necessary
Ophthalmic | Intraocular lens replacement | Intraocular lens (IOL) | Monofocal, astigmatism correcting IOL | Carl Zeiss | AT TORBI 709M DPT 12.5 CYL 07.5 | AT TORBI 709M DPT 12.5 CYL 07.5 | Standalone | DE0008680 | Indicated for patients with astigmatism of 2.5 dioptre cylinder (DC) and above in at least 1 eye; where correction of astigmatism is considered clinically necessary
Ophthalmic | Intraocular lens replacement | Intraocular lens (IOL) | Monofocal, astigmatism correcting IOL | Carl Zeiss | AT TORBI 709M DPT 12.5 CYL 08.0 | AT TORBI 709M DPT 12.5 CYL 08.0 | Standalone | DE0008680 | Indicated for patients with astigmatism of 2.5 dioptre cylinder (DC) and above in at least 1 eye; where correction of astigmatism is considered clinically necessary
Ophthalmic | Intraocular lens replacement | Intraocular lens (IOL) | Monofocal, astigmatism correcting IOL | Carl Zeiss | AT TORBI 709M DPT 12.5 CYL 08.5 | AT TORBI 709M DPT 12.5 CYL 08.5 | Standalone | DE0008680 | Indicated for patients with astigmatism of 2.5 dioptre cylinder (DC) and above in at least 1 eye; where correction of astigmatism is considered clinically necessary
Ophthalmic | Intraocular lens replacement | Intraocular lens (IOL) | Monofocal, astigmatism correcting IOL | Carl Zeiss | AT TORBI 709M DPT 12.5 CYL 09.0 | AT TORBI 709M DPT 12.5 CYL 09.0 | Standalone | DE0008680 | Indicated for patients with astigmatism of 2.5 dioptre cylinder (DC) and above in at least 1 eye; where correction of astigmatism is considered clinically necessary
Ophthalmic | Intraocular lens replacement | Intraocular lens (IOL) | Monofocal, astigmatism correcting IOL | Carl Zeiss | AT TORBI 709M DPT 12.5 CYL 09.5 | AT TORBI 709M DPT 12.5 CYL 09.5 | Standalone | DE0008680 | Indicated for patients with astigmatism of 2.5 dioptre cylinder (DC) and above in at least 1 eye; where correction of astigmatism is considered clinically necessary
Ophthalmic | Intraocular lens replacement | Intraocular lens (IOL) | Monofocal, astigmatism correcting IOL | Carl Zeiss | AT TORBI 709M DPT 12.5 CYL 10.0 | AT TORBI 709M DPT 12.5 CYL 10.0 | Standalone | DE0008680 | Indicated for patients with astigmatism of 2.5 dioptre cylinder (DC) and above in at least 1 eye; where correction of astigmatism is considered clinically necessary
Ophthalmic | Intraocular lens replacement | Intraocular lens (IOL) | Monofocal, astigmatism correcting IOL | Carl Zeiss | AT TORBI 709M DPT 12.5 CYL 10.5 | AT TORBI 709M DPT 12.5 CYL 10.5 | Standalone | DE0008680 | Indicated for patients with astigmatism of 2.5 dioptre cylinder (DC) and above in at least 1 eye; where correction of astigmatism is considered clinically necessary
Ophthalmic | Intraocular lens replacement | Intraocular lens (IOL) | Monofocal, astigmatism correcting IOL | Carl Zeiss | AT TORBI 709M DPT 12.5 CYL 11.0 | AT TORBI 709M DPT 12.5 CYL 11.0 | Standalone | DE0008680 | Indicated for patients with astigmatism of 2.5 dioptre cylinder (DC) and above in at least 1 eye; where correction of astigmatism is considered clinically necessary
Ophthalmic | Intraocular lens replacement | Intraocular lens (IOL) | Monofocal, astigmatism correcting IOL | Carl Zeiss | AT TORBI 709M DPT 12.5 CYL 11.5 | AT TORBI 709M DPT 12.5 CYL 11.5 | Standalone | DE0008680 | Indicated for patients with astigmatism of 2.5 dioptre cylinder (DC) and above in at least 1 eye; where correction of astigmatism is considered clinically necessary
Ophthalmic | Intraocular lens replacement | Intraocular lens (IOL) | Monofocal, astigmatism correcting IOL | Carl Zeiss | AT TORBI 709M DPT 12.5 CYL 12.0 | AT TORBI 709M DPT 12.5 CYL 12.0 | Standalone | DE0008680 | Indicated for patients with astigmatism of 2.5 dioptre cylinder (DC) and above in at least 1 eye; where correction of astigmatism is considered clinically necessary
Ophthalmic | Intraocular lens replacement | Intraocular lens (IOL) | Monofocal, astigmatism correcting IOL | Carl Zeiss | AT TORBI 709M DPT 13.0 CYL 06.5 | AT TORBI 709M DPT 13.0 CYL 06.5 | Standalone | DE0008680 | Indicated for patients with astigmatism of 2.5 dioptre cylinder (DC) and above in at least 1 eye; where correction of astigmatism is considered clinically necessary
Ophthalmic | Intraocular lens replacement | Intraocular lens (IOL) | Monofocal, astigmatism correcting IOL | Carl Zeiss | AT TORBI 709M DPT 13.0 CYL 07.0 | AT TORBI 709M DPT 13.0 CYL 07.0 | Standalone | DE0008680 | Indicated for patients with astigmatism of 2.5 dioptre cylinder (DC) and above in at least 1 eye; where correction of astigmatism is considered clinically necessary
Ophthalmic | Intraocular lens replacement | Intraocular lens (IOL) | Monofocal, astigmatism correcting IOL | Carl Zeiss | AT TORBI 709M DPT 13.0 CYL 07.5 | AT TORBI 709M DPT 13.0 CYL 07.5 | Standalone | DE0008680 | Indicated for patients with astigmatism of 2.5 dioptre cylinder (DC) and above in at least 1 eye; where correction of astigmatism is considered clinically necessary
Ophthalmic | Intraocular lens replacement | Intraocular lens (IOL) | Monofocal, astigmatism correcting IOL | Carl Zeiss | AT TORBI 709M DPT 13.0 CYL 08.0 | AT TORBI 709M DPT 13.0 CYL 08.0 | Standalone | DE0008680 | Indicated for patients with astigmatism of 2.5 dioptre cylinder (DC) and above in at least 1 eye; where correction of astigmatism is considered clinically necessary
Ophthalmic | Intraocular lens replacement | Intraocular lens (IOL) | Monofocal, astigmatism correcting IOL | Carl Zeiss | AT TORBI 709M DPT 13.0 CYL 08.5 | AT TORBI 709M DPT 13.0 CYL 08.5 | Standalone | DE0008680 | Indicated for patients with astigmatism of 2.5 dioptre cylinder (DC) and above in at least 1 eye; where correction of astigmatism is considered clinically necessary
Ophthalmic | Intraocular lens replacement | Intraocular lens (IOL) | Monofocal, astigmatism correcting IOL | Carl Zeiss | AT TORBI 709M DPT 13.0 CYL 09.0 | AT TORBI 709M DPT 13.0 CYL 09.0 | Standalone | DE0008680 | Indicated for patients with astigmatism of 2.5 dioptre cylinder (DC) and above in at least 1 eye; where correction of astigmatism is considered clinically necessary
Ophthalmic | Intraocular lens replacement | Intraocular lens (IOL) | Monofocal, astigmatism correcting IOL | Carl Zeiss | AT TORBI 709M DPT 13.0 CYL 09.5 | AT TORBI 709M DPT 13.0 CYL 09.5 | Standalone | DE0008680 | Indicated for patients with astigmatism of 2.5 dioptre cylinder (DC) and above in at least 1 eye; where correction of astigmatism is considered clinically necessary
Ophthalmic | Intraocular lens replacement | Intraocular lens (IOL) | Monofocal, astigmatism correcting IOL | Carl Zeiss | AT TORBI 709M DPT 13.0 CYL 10.0 | AT TORBI 709M DPT 13.0 CYL 10.0 | Standalone | DE0008680 | Indicated for patients with astigmatism of 2.5 dioptre cylinder (DC) and above in at least 1 eye; where correction of astigmatism is considered clinically necessary
Ophthalmic | Intraocular lens replacement | Intraocular lens (IOL) | Monofocal, astigmatism correcting IOL | Carl Zeiss | AT TORBI 709M DPT 13.0 CYL 10.5 | AT TORBI 709M DPT 13.0 CYL 10.5 | Standalone | DE0008680 | Indicated for patients with astigmatism of 2.5 dioptre cylinder (DC) and above in at least 1 eye; where correction of astigmatism is considered clinically necessary
Ophthalmic | Intraocular lens replacement | Intraocular lens (IOL) | Monofocal, astigmatism correcting IOL | Carl Zeiss | AT TORBI 709M DPT 13.0 CYL 11.0 | AT TORBI 709M DPT 13.0 CYL 11.0 | Standalone | DE0008680 | Indicated for patients with astigmatism of 2.5 dioptre cylinder (DC) and above in at least 1 eye; where correction of astigmatism is considered clinically necessary
Ophthalmic | Intraocular lens replacement | Intraocular lens (IOL) | Monofocal, astigmatism correcting IOL | Carl Zeiss | AT TORBI 709M DPT 13.0 CYL 11.5 | AT TORBI 709M DPT 13.0 CYL 11.5 | Standalone | DE0008680 | Indicated for patients with astigmatism of 2.5 dioptre cylinder (DC) and above in at least 1 eye; where correction of astigmatism is considered clinically necessary
Ophthalmic | Intraocular lens replacement | Intraocular lens (IOL) | Monofocal, astigmatism correcting IOL | Carl Zeiss | AT TORBI 709M DPT 13.0 CYL 12.0 | AT TORBI 709M DPT 13.0 CYL 12.0 | Standalone | DE0008680 | Indicated for patients with astigmatism of 2.5 dioptre cylinder (DC) and above in at least 1 eye; where correction of astigmatism is considered clinically necessary
Ophthalmic | Intraocular lens replacement | Intraocular lens (IOL) | Monofocal, astigmatism correcting IOL | Carl Zeiss | AT TORBI 709M DPT 13.5 CYL 06.5 | AT TORBI 709M DPT 13.5 CYL 06.5 | Standalone | DE0008680 | Indicated for patients with astigmatism of 2.5 dioptre cylinder (DC) and above in at least 1 eye; where correction of astigmatism is considered clinically necessary
Ophthalmic | Intraocular lens replacement | Intraocular lens (IOL) | Monofocal, astigmatism correcting IOL | Carl Zeiss | AT TORBI 709M DPT 13.5 CYL 07.0 | AT TORBI 709M DPT 13.5 CYL 07.0 | Standalone | DE0008680 | Indicated for patients with astigmatism of 2.5 dioptre cylinder (DC) and above in at least 1 eye; where correction of astigmatism is considered clinically necessary
Ophthalmic | Intraocular lens replacement | Intraocular lens (IOL) | Monofocal, astigmatism correcting IOL | Carl Zeiss | AT TORBI 709M DPT 13.5 CYL 07.5 | AT TORBI 709M DPT 13.5 CYL 07.5 | Standalone | DE0008680 | Indicated for patients with astigmatism of 2.5 dioptre cylinder (DC) and above in at least 1 eye; where correction of astigmatism is considered clinically necessary
Ophthalmic | Intraocular lens replacement | Intraocular lens (IOL) | Monofocal, astigmatism correcting IOL | Carl Zeiss | AT TORBI 709M DPT 13.5 CYL 08.0 | AT TORBI 709M DPT 13.5 CYL 08.0 | Standalone | DE0008680 | Indicated for patients with astigmatism of 2.5 dioptre cylinder (DC) and above in at least 1 eye; where correction of astigmatism is considered clinically necessary
Ophthalmic | Intraocular lens replacement | Intraocular lens (IOL) | Monofocal, astigmatism correcting IOL | Carl Zeiss | AT TORBI 709M DPT 13.5 CYL 08.5 | AT TORBI 709M DPT 13.5 CYL 08.5 | Standalone | DE0008680 | Indicated for patients with astigmatism of 2.5 dioptre cylinder (DC) and above in at least 1 eye; where correction of astigmatism is considered clinically necessary
Ophthalmic | Intraocular lens replacement | Intraocular lens (IOL) | Monofocal, astigmatism correcting IOL | Carl Zeiss | AT TORBI 709M DPT 13.5 CYL 09.0 | AT TORBI 709M DPT 13.5 CYL 09.0 | Standalone | DE0008680 | Indicated for patients with astigmatism of 2.5 dioptre cylinder (DC) and above in at least 1 eye; where correction of astigmatism is considered clinically necessary
Ophthalmic | Intraocular lens replacement | Intraocular lens (IOL) | Monofocal, astigmatism correcting IOL | Carl Zeiss | AT TORBI 709M DPT 13.5 CYL 09.5 | AT TORBI 709M DPT 13.5 CYL 09.5 | Standalone | DE0008680 | Indicated for patients with astigmatism of 2.5 dioptre cylinder (DC) and above in at least 1 eye; where correction of astigmatism is considered clinically necessary
Ophthalmic | Intraocular lens replacement | Intraocular lens (IOL) | Monofocal, astigmatism correcting IOL | Carl Zeiss | AT TORBI 709M DPT 13.5 CYL 10.0 | AT TORBI 709M DPT 13.5 CYL 10.0 | Standalone | DE0008680 | Indicated for patients with astigmatism of 2.5 dioptre cylinder (DC) and above in at least 1 eye; where correction of astigmatism is considered clinically necessary
Ophthalmic | Intraocular lens replacement | Intraocular lens (IOL) | Monofocal, astigmatism correcting IOL | Carl Zeiss | AT TORBI 709M DPT 13.5 CYL 10.5 | AT TORBI 709M DPT 13.5 CYL 10.5 | Standalone | DE0008680 | Indicated for patients with astigmatism of 2.5 dioptre cylinder (DC) and above in at least 1 eye; where correction of astigmatism is considered clinically necessary
Ophthalmic | Intraocular lens replacement | Intraocular lens (IOL) | Monofocal, astigmatism correcting IOL | Carl Zeiss | AT TORBI 709M DPT 13.5 CYL 11.0 | AT TORBI 709M DPT 13.5 CYL 11.0 | Standalone | DE0008680 | Indicated for patients with astigmatism of 2.5 dioptre cylinder (DC) and above in at least 1 eye; where correction of astigmatism is considered clinically necessary
Ophthalmic | Intraocular lens replacement | Intraocular lens (IOL) | Monofocal, astigmatism correcting IOL | Carl Zeiss | AT TORBI 709M DPT 13.5 CYL 11.5 | AT TORBI 709M DPT 13.5 CYL 11.5 | Standalone | DE0008680 | Indicated for patients with astigmatism of 2.5 dioptre cylinder (DC) and above in at least 1 eye; where correction of astigmatism is considered clinically necessary
Ophthalmic | Intraocular lens replacement | Intraocular lens (IOL) | Monofocal, astigmatism correcting IOL | Carl Zeiss | AT TORBI 709M DPT 13.5 CYL 12.0 | AT TORBI 709M DPT 13.5 CYL 12.0 | Standalone | DE0008680 | Indicated for patients with astigmatism of 2.5 dioptre cylinder (DC) and above in at least 1 eye; where correction of astigmatism is considered clinically necessary
Ophthalmic | Intraocular lens replacement | Intraocular lens (IOL) | Monofocal, astigmatism correcting IOL | Carl Zeiss | AT TORBI 709M DPT 14.0 CYL 06.5 | AT TORBI 709M DPT 14.0 CYL 06.5 | Standalone | DE0008680 | Indicated for patients with astigmatism of 2.5 dioptre cylinder (DC) and above in at least 1 eye; where correction of astigmatism is considered clinically necessary
Ophthalmic | Intraocular lens replacement | Intraocular lens (IOL) | Monofocal, astigmatism correcting IOL | Carl Zeiss | AT TORBI 709M DPT 14.0 CYL 07.0 | AT TORBI 709M DPT 14.0 CYL 07.0 | Standalone | DE0008680 | Indicated for patients with astigmatism of 2.5 dioptre cylinder (DC) and above in at least 1 eye; where correction of astigmatism is considered clinically necessary
Ophthalmic | Intraocular lens replacement | Intraocular lens (IOL) | Monofocal, astigmatism correcting IOL | Carl Zeiss | AT TORBI 709M DPT 14.0 CYL 07.5 | AT TORBI 709M DPT 14.0 CYL 07.5 | Standalone | DE0008680 | Indicated for patients with astigmatism of 2.5 dioptre cylinder (DC) and above in at least 1 eye; where correction of astigmatism is considered clinically necessary
Ophthalmic | Intraocular lens replacement | Intraocular lens (IOL) | Monofocal, astigmatism correcting IOL | Carl Zeiss | AT TORBI 709M DPT 14.0 CYL 08.0 | AT TORBI 709M DPT 14.0 CYL 08.0 | Standalone | DE0008680 | Indicated for patients with astigmatism of 2.5 dioptre cylinder (DC) and above in at least 1 eye; where correction of astigmatism is considered clinically necessary
Ophthalmic | Intraocular lens replacement | Intraocular lens (IOL) | Monofocal, astigmatism correcting IOL | Carl Zeiss | AT TORBI 709M DPT 14.0 CYL 08.5 | AT TORBI 709M DPT 14.0 CYL 08.5 | Standalone | DE0008680 | Indicated for patients with astigmatism of 2.5 dioptre cylinder (DC) and above in at least 1 eye; where correction of astigmatism is considered clinically necessary
Ophthalmic | Intraocular lens replacement | Intraocular lens (IOL) | Monofocal, astigmatism correcting IOL | Carl Zeiss | AT TORBI 709M DPT 14.0 CYL 09.0 | AT TORBI 709M DPT 14.0 CYL 09.0 | Standalone | DE0008680 | Indicated for patients with astigmatism of 2.5 dioptre cylinder (DC) and above in at least 1 eye; where correction of astigmatism is considered clinically necessary
Ophthalmic | Intraocular lens replacement | Intraocular lens (IOL) | Monofocal, astigmatism correcting IOL | Carl Zeiss | AT TORBI 709M DPT 14.0 CYL 09.5 | AT TORBI 709M DPT 14.0 CYL 09.5 | Standalone | DE0008680 | Indicated for patients with astigmatism of 2.5 dioptre cylinder (DC) and above in at least 1 eye; where correction of astigmatism is considered clinically necessary
Ophthalmic | Intraocular lens replacement | Intraocular lens (IOL) | Monofocal, astigmatism correcting IOL | Carl Zeiss | AT TORBI 709M DPT 14.0 CYL 10.0 | AT TORBI 709M DPT 14.0 CYL 10.0 | Standalone | DE0008680 | Indicated for patients with astigmatism of 2.5 dioptre cylinder (DC) and above in at least 1 eye; where correction of astigmatism is considered clinically necessary
Ophthalmic | Intraocular lens replacement | Intraocular lens (IOL) | Monofocal, astigmatism correcting IOL | Carl Zeiss | AT TORBI 709M DPT 14.0 CYL 10.5 | AT TORBI 709M DPT 14.0 CYL 10.5 | Standalone | DE0008680 | Indicated for patients with astigmatism of 2.5 dioptre cylinder (DC) and above in at least 1 eye; where correction of astigmatism is considered clinically necessary
Ophthalmic | Intraocular lens replacement | Intraocular lens (IOL) | Monofocal, astigmatism correcting IOL | Carl Zeiss | AT TORBI 709M DPT 14.0 CYL 11.0 | AT TORBI 709M DPT 14.0 CYL 11.0 | Standalone | DE0008680 | Indicated for patients with astigmatism of 2.5 dioptre cylinder (DC) and above in at least 1 eye; where correction of astigmatism is considered clinically necessary
Ophthalmic | Intraocular lens replacement | Intraocular lens (IOL) | Monofocal, astigmatism correcting IOL | Carl Zeiss | AT TORBI 709M DPT 14.0 CYL 11.5 | AT TORBI 709M DPT 14.0 CYL 11.5 | Standalone | DE0008680 | Indicated for patients with astigmatism of 2.5 dioptre cylinder (DC) and above in at least 1 eye; where correction of astigmatism is considered clinically necessary
Ophthalmic | Intraocular lens replacement | Intraocular lens (IOL) | Monofocal, astigmatism correcting IOL | Carl Zeiss | AT TORBI 709M DPT 14.0 CYL 12.0 | AT TORBI 709M DPT 14.0 CYL 12.0 | Standalone | DE0008680 | Indicated for patients with astigmatism of 2.5 dioptre cylinder (DC) and above in at least 1 eye; where correction of astigmatism is considered clinically necessary
Ophthalmic | Intraocular lens replacement | Intraocular lens (IOL) | Monofocal, astigmatism correcting IOL | Carl Zeiss | AT TORBI 709M DPT 14.5 CYL 06.5 | AT TORBI 709M DPT 14.5 CYL 06.5 | Standalone | DE0008680 | Indicated for patients with astigmatism of 2.5 dioptre cylinder (DC) and above in at least 1 eye; where correction of astigmatism is considered clinically necessary
Ophthalmic | Intraocular lens replacement | Intraocular lens (IOL) | Monofocal, astigmatism correcting IOL | Carl Zeiss | AT TORBI 709M DPT 14.5 CYL 07.0 | AT TORBI 709M DPT 14.5 CYL 07.0 | Standalone | DE0008680 | Indicated for patients with astigmatism of 2.5 dioptre cylinder (DC) and above in at least 1 eye; where correction of astigmatism is considered clinically necessary
Ophthalmic | Intraocular lens replacement | Intraocular lens (IOL) | Monofocal, astigmatism correcting IOL | Carl Zeiss | AT TORBI 709M DPT 14.5 CYL 07.5 | AT TORBI 709M DPT 14.5 CYL 07.5 | Standalone | DE0008680 | Indicated for patients with astigmatism of 2.5 dioptre cylinder (DC) and above in at least 1 eye; where correction of astigmatism is considered clinically necessary
Ophthalmic | Intraocular lens replacement | Intraocular lens (IOL) | Monofocal, astigmatism correcting IOL | Carl Zeiss | AT TORBI 709M DPT 14.5 CYL 08.0 | AT TORBI 709M DPT 14.5 CYL 08.0 | Standalone | DE0008680 | Indicated for patients with astigmatism of 2.5 dioptre cylinder (DC) and above in at least 1 eye; where correction of astigmatism is considered clinically necessary
Ophthalmic | Intraocular lens replacement | Intraocular lens (IOL) | Monofocal, astigmatism correcting IOL | Carl Zeiss | AT TORBI 709M DPT 14.5 CYL 08.5 | AT TORBI 709M DPT 14.5 CYL 08.5 | Standalone | DE0008680 | Indicated for patients with astigmatism of 2.5 dioptre cylinder (DC) and above in at least 1 eye; where correction of astigmatism is considered clinically necessary
Ophthalmic | Intraocular lens replacement | Intraocular lens (IOL) | Monofocal, astigmatism correcting IOL | Carl Zeiss | AT TORBI 709M DPT 14.5 CYL 09.0 | AT TORBI 709M DPT 14.5 CYL 09.0 | Standalone | DE0008680 | Indicated for patients with astigmatism of 2.5 dioptre cylinder (DC) and above in at least 1 eye; where correction of astigmatism is considered clinically necessary
Ophthalmic | Intraocular lens replacement | Intraocular lens (IOL) | Monofocal, astigmatism correcting IOL | Carl Zeiss | AT TORBI 709M DPT 14.5 CYL 09.5 | AT TORBI 709M DPT 14.5 CYL 09.5 | Standalone | DE0008680 | Indicated for patients with astigmatism of 2.5 dioptre cylinder (DC) and above in at least 1 eye; where correction of astigmatism is considered clinically necessary
Ophthalmic | Intraocular lens replacement | Intraocular lens (IOL) | Monofocal, astigmatism correcting IOL | Carl Zeiss | AT TORBI 709M DPT 14.5 CYL 10.0 | AT TORBI 709M DPT 14.5 CYL 10.0 | Standalone | DE0008680 | Indicated for patients with astigmatism of 2.5 dioptre cylinder (DC) and above in at least 1 eye; where correction of astigmatism is considered clinically necessary
Ophthalmic | Intraocular lens replacement | Intraocular lens (IOL) | Monofocal, astigmatism correcting IOL | Carl Zeiss | AT TORBI 709M DPT 14.5 CYL 10.5 | AT TORBI 709M DPT 14.5 CYL 10.5 | Standalone | DE0008680 | Indicated for patients with astigmatism of 2.5 dioptre cylinder (DC) and above in at least 1 eye; where correction of astigmatism is considered clinically necessary
Ophthalmic | Intraocular lens replacement | Intraocular lens (IOL) | Monofocal, astigmatism correcting IOL | Carl Zeiss | AT TORBI 709M DPT 14.5 CYL 11.0 | AT TORBI 709M DPT 14.5 CYL 11.0 | Standalone | DE0008680 | Indicated for patients with astigmatism of 2.5 dioptre cylinder (DC) and above in at least 1 eye; where correction of astigmatism is considered clinically necessary
Ophthalmic | Intraocular lens replacement | Intraocular lens (IOL) | Monofocal, astigmatism correcting IOL | Carl Zeiss | AT TORBI 709M DPT 14.5 CYL 11.5 | AT TORBI 709M DPT 14.5 CYL 11.5 | Standalone | DE0008680 | Indicated for patients with astigmatism of 2.5 dioptre cylinder (DC) and above in at least 1 eye; where correction of astigmatism is considered clinically necessary
Ophthalmic | Intraocular lens replacement | Intraocular lens (IOL) | Monofocal, astigmatism correcting IOL | Carl Zeiss | AT TORBI 709M DPT 14.5 CYL 12.0 | AT TORBI 709M DPT 14.5 CYL 12.0 | Standalone | DE0008680 | Indicated for patients with astigmatism of 2.5 dioptre cylinder (DC) and above in at least 1 eye; where correction of astigmatism is considered clinically necessary
Ophthalmic | Intraocular lens replacement | Intraocular lens (IOL) | Monofocal, astigmatism correcting IOL | Carl Zeiss | AT TORBI 709M DPT 15.0 CYL 06.5 | AT TORBI 709M DPT 15.0 CYL 06.5 | Standalone | DE0008680 | Indicated for patients with astigmatism of 2.5 dioptre cylinder (DC) and above in at least 1 eye; where correction of astigmatism is considered clinically necessary
Ophthalmic | Intraocular lens replacement | Intraocular lens (IOL) | Monofocal, astigmatism correcting IOL | Carl Zeiss | AT TORBI 709M DPT 15.0 CYL 07.0 | AT TORBI 709M DPT 15.0 CYL 07.0 | Standalone | DE0008680 | Indicated for patients with astigmatism of 2.5 dioptre cylinder (DC) and above in at least 1 eye; where correction of astigmatism is considered clinically necessary
Ophthalmic | Intraocular lens replacement | Intraocular lens (IOL) | Monofocal, astigmatism correcting IOL | Carl Zeiss | AT TORBI 709M DPT 15.0 CYL 07.5 | AT TORBI 709M DPT 15.0 CYL 07.5 | Standalone | DE0008680 | Indicated for patients with astigmatism of 2.5 dioptre cylinder (DC) and above in at least 1 eye; where correction of astigmatism is considered clinically necessary
Ophthalmic | Intraocular lens replacement | Intraocular lens (IOL) | Monofocal, astigmatism correcting IOL | Carl Zeiss | AT TORBI 709M DPT 15.0 CYL 08.0 | AT TORBI 709M DPT 15.0 CYL 08.0 | Standalone | DE0008680 | Indicated for patients with astigmatism of 2.5 dioptre cylinder (DC) and above in at least 1 eye; where correction of astigmatism is considered clinically necessary
Ophthalmic | Intraocular lens replacement | Intraocular lens (IOL) | Monofocal, astigmatism correcting IOL | Carl Zeiss | AT TORBI 709M DPT 15.0 CYL 08.5 | AT TORBI 709M DPT 15.0 CYL 08.5 | Standalone | DE0008680 | Indicated for patients with astigmatism of 2.5 dioptre cylinder (DC) and above in at least 1 eye; where correction of astigmatism is considered clinically necessary
Ophthalmic | Intraocular lens replacement | Intraocular lens (IOL) | Monofocal, astigmatism correcting IOL | Carl Zeiss | AT TORBI 709M DPT 15.0 CYL 09.0 | AT TORBI 709M DPT 15.0 CYL 09.0 | Standalone | DE0008680 | Indicated for patients with astigmatism of 2.5 dioptre cylinder (DC) and above in at least 1 eye; where correction of astigmatism is considered clinically necessary
Ophthalmic | Intraocular lens replacement | Intraocular lens (IOL) | Monofocal, astigmatism correcting IOL | Carl Zeiss | AT TORBI 709M DPT 15.0 CYL 09.5 | AT TORBI 709M DPT 15.0 CYL 09.5 | Standalone | DE0008680 | Indicated for patients with astigmatism of 2.5 dioptre cylinder (DC) and above in at least 1 eye; where correction of astigmatism is considered clinically necessary
Ophthalmic | Intraocular lens replacement | Intraocular lens (IOL) | Monofocal, astigmatism correcting IOL | Carl Zeiss | AT TORBI 709M DPT 15.0 CYL 10.0 | AT TORBI 709M DPT 15.0 CYL 10.0 | Standalone | DE0008680 | Indicated for patients with astigmatism of 2.5 dioptre cylinder (DC) and above in at least 1 eye; where correction of astigmatism is considered clinically necessary
Ophthalmic | Intraocular lens replacement | Intraocular lens (IOL) | Monofocal, astigmatism correcting IOL | Carl Zeiss | AT TORBI 709M DPT 15.0 CYL 10.5 | AT TORBI 709M DPT 15.0 CYL 10.5 | Standalone | DE0008680 | Indicated for patients with astigmatism of 2.5 dioptre cylinder (DC) and above in at least 1 eye; where correction of astigmatism is considered clinically necessary
Ophthalmic | Intraocular lens replacement | Intraocular lens (IOL) | Monofocal, astigmatism correcting IOL | Carl Zeiss | AT TORBI 709M DPT 15.0 CYL 11.0 | AT TORBI 709M DPT 15.0 CYL 11.0 | Standalone | DE0008680 | Indicated for patients with astigmatism of 2.5 dioptre cylinder (DC) and above in at least 1 eye; where correction of astigmatism is considered clinically necessary
Ophthalmic | Intraocular lens replacement | Intraocular lens (IOL) | Monofocal, astigmatism correcting IOL | Carl Zeiss | AT TORBI 709M DPT 15.0 CYL 11.5 | AT TORBI 709M DPT 15.0 CYL 11.5 | Standalone | DE0008680 | Indicated for patients with astigmatism of 2.5 dioptre cylinder (DC) and above in at least 1 eye; where correction of astigmatism is considered clinically necessary
Ophthalmic | Intraocular lens replacement | Intraocular lens (IOL) | Monofocal, astigmatism correcting IOL | Carl Zeiss | AT TORBI 709M DPT 15.0 CYL 12.0 | AT TORBI 709M DPT 15.0 CYL 12.0 | Standalone | DE0008680 | Indicated for patients with astigmatism of 2.5 dioptre cylinder (DC) and above in at least 1 eye; where correction of astigmatism is considered clinically necessary
Ophthalmic | Intraocular lens replacement | Intraocular lens (IOL) | Monofocal, astigmatism correcting IOL | Carl Zeiss | AT TORBI 709M DPT 15.5 CYL 06.5 | AT TORBI 709M DPT 15.5 CYL 06.5 | Standalone | DE0008680 | Indicated for patients with astigmatism of 2.5 dioptre cylinder (DC) and above in at least 1 eye; where correction of astigmatism is considered clinically necessary
Ophthalmic | Intraocular lens replacement | Intraocular lens (IOL) | Monofocal, astigmatism correcting IOL | Carl Zeiss | AT TORBI 709M DPT 15.5 CYL 07.0 | AT TORBI 709M DPT 15.5 CYL 07.0 | Standalone | DE0008680 | Indicated for patients with astigmatism of 2.5 dioptre cylinder (DC) and above in at least 1 eye; where correction of astigmatism is considered clinically necessary
Ophthalmic | Intraocular lens replacement | Intraocular lens (IOL) | Monofocal, astigmatism correcting IOL | Carl Zeiss | AT TORBI 709M DPT 15.5 CYL 07.5 | AT TORBI 709M DPT 15.5 CYL 07.5 | Standalone | DE0008680 | Indicated for patients with astigmatism of 2.5 dioptre cylinder (DC) and above in at least 1 eye; where correction of astigmatism is considered clinically necessary
Ophthalmic | Intraocular lens replacement | Intraocular lens (IOL) | Monofocal, astigmatism correcting IOL | Carl Zeiss | AT TORBI 709M DPT 15.5 CYL 08.0 | AT TORBI 709M DPT 15.5 CYL 08.0 | Standalone | DE0008680 | Indicated for patients with astigmatism of 2.5 dioptre cylinder (DC) and above in at least 1 eye; where correction of astigmatism is considered clinically necessary
Ophthalmic | Intraocular lens replacement | Intraocular lens (IOL) | Monofocal, astigmatism correcting IOL | Carl Zeiss | AT TORBI 709M DPT 15.5 CYL 08.5 | AT TORBI 709M DPT 15.5 CYL 08.5 | Standalone | DE0008680 | Indicated for patients with astigmatism of 2.5 dioptre cylinder (DC) and above in at least 1 eye; where correction of astigmatism is considered clinically necessary
Ophthalmic | Intraocular lens replacement | Intraocular lens (IOL) | Monofocal, astigmatism correcting IOL | Carl Zeiss | AT TORBI 709M DPT 15.5 CYL 09.0 | AT TORBI 709M DPT 15.5 CYL 09.0 | Standalone | DE0008680 | Indicated for patients with astigmatism of 2.5 dioptre cylinder (DC) and above in at least 1 eye; where correction of astigmatism is considered clinically necessary
Ophthalmic | Intraocular lens replacement | Intraocular lens (IOL) | Monofocal, astigmatism correcting IOL | Carl Zeiss | AT TORBI 709M DPT 15.5 CYL 09.5 | AT TORBI 709M DPT 15.5 CYL 09.5 | Standalone | DE0008680 | Indicated for patients with astigmatism of 2.5 dioptre cylinder (DC) and above in at least 1 eye; where correction of astigmatism is considered clinically necessary
Ophthalmic | Intraocular lens replacement | Intraocular lens (IOL) | Monofocal, astigmatism correcting IOL | Carl Zeiss | AT TORBI 709M DPT 15.5 CYL 10.0 | AT TORBI 709M DPT 15.5 CYL 10.0 | Standalone | DE0008680 | Indicated for patients with astigmatism of 2.5 dioptre cylinder (DC) and above in at least 1 eye; where correction of astigmatism is considered clinically necessary
Ophthalmic | Intraocular lens replacement | Intraocular lens (IOL) | Monofocal, astigmatism correcting IOL | Carl Zeiss | AT TORBI 709M DPT 15.5 CYL 10.5 | AT TORBI 709M DPT 15.5 CYL 10.5 | Standalone | DE0008680 | Indicated for patients with astigmatism of 2.5 dioptre cylinder (DC) and above in at least 1 eye; where correction of astigmatism is considered clinically necessary
Ophthalmic | Intraocular lens replacement | Intraocular lens (IOL) | Monofocal, astigmatism correcting IOL | Carl Zeiss | AT TORBI 709M DPT 15.5 CYL 11.0 | AT TORBI 709M DPT 15.5 CYL 11.0 | Standalone | DE0008680 | Indicated for patients with astigmatism of 2.5 dioptre cylinder (DC) and above in at least 1 eye; where correction of astigmatism is considered clinically necessary
Ophthalmic | Intraocular lens replacement | Intraocular lens (IOL) | Monofocal, astigmatism correcting IOL | Carl Zeiss | AT TORBI 709M DPT 15.5 CYL 11.5 | AT TORBI 709M DPT 15.5 CYL 11.5 | Standalone | DE0008680 | Indicated for patients with astigmatism of 2.5 dioptre cylinder (DC) and above in at least 1 eye; where correction of astigmatism is considered clinically necessary
Ophthalmic | Intraocular lens replacement | Intraocular lens (IOL) | Monofocal, astigmatism correcting IOL | Carl Zeiss | AT TORBI 709M DPT 15.5 CYL 12.0 | AT TORBI 709M DPT 15.5 CYL 12.0 | Standalone | DE0008680 | Indicated for patients with astigmatism of 2.5 dioptre cylinder (DC) and above in at least 1 eye; where correction of astigmatism is considered clinically necessary
Ophthalmic | Intraocular lens replacement | Intraocular lens (IOL) | Monofocal, astigmatism correcting IOL | Carl Zeiss | AT TORBI 709M DPT 16.0 CYL 06.5 | AT TORBI 709M DPT 16.0 CYL 06.5 | Standalone | DE0008680 | Indicated for patients with astigmatism of 2.5 dioptre cylinder (DC) and above in at least 1 eye; where correction of astigmatism is considered clinically necessary
Ophthalmic | Intraocular lens replacement | Intraocular lens (IOL) | Monofocal, astigmatism correcting IOL | Carl Zeiss | AT TORBI 709M DPT 16.0 CYL 07.0 | AT TORBI 709M DPT 16.0 CYL 07.0 | Standalone | DE0008680 | Indicated for patients with astigmatism of 2.5 dioptre cylinder (DC) and above in at least 1 eye; where correction of astigmatism is considered clinically necessary
Ophthalmic | Intraocular lens replacement | Intraocular lens (IOL) | Monofocal, astigmatism correcting IOL | Carl Zeiss | AT TORBI 709M DPT 16.0 CYL 07.5 | AT TORBI 709M DPT 16.0 CYL 07.5 | Standalone | DE0008680 | Indicated for patients with astigmatism of 2.5 dioptre cylinder (DC) and above in at least 1 eye; where correction of astigmatism is considered clinically necessary
Ophthalmic | Intraocular lens replacement | Intraocular lens (IOL) | Monofocal, astigmatism correcting IOL | Carl Zeiss | AT TORBI 709M DPT 16.0 CYL 08.0 | AT TORBI 709M DPT 16.0 CYL 08.0 | Standalone | DE0008680 | Indicated for patients with astigmatism of 2.5 dioptre cylinder (DC) and above in at least 1 eye; where correction of astigmatism is considered clinically necessary
Ophthalmic | Intraocular lens replacement | Intraocular lens (IOL) | Monofocal, astigmatism correcting IOL | Carl Zeiss | AT TORBI 709M DPT 16.0 CYL 08.5 | AT TORBI 709M DPT 16.0 CYL 08.5 | Standalone | DE0008680 | Indicated for patients with astigmatism of 2.5 dioptre cylinder (DC) and above in at least 1 eye; where correction of astigmatism is considered clinically necessary
Ophthalmic | Intraocular lens replacement | Intraocular lens (IOL) | Monofocal, astigmatism correcting IOL | Carl Zeiss | AT TORBI 709M DPT 16.0 CYL 09.0 | AT TORBI 709M DPT 16.0 CYL 09.0 | Standalone | DE0008680 | Indicated for patients with astigmatism of 2.5 dioptre cylinder (DC) and above in at least 1 eye; where correction of astigmatism is considered clinically necessary
Ophthalmic | Intraocular lens replacement | Intraocular lens (IOL) | Monofocal, astigmatism correcting IOL | Carl Zeiss | AT TORBI 709M DPT 16.0 CYL 09.5 | AT TORBI 709M DPT 16.0 CYL 09.5 | Standalone | DE0008680 | Indicated for patients with astigmatism of 2.5 dioptre cylinder (DC) and above in at least 1 eye; where correction of astigmatism is considered clinically necessary
Ophthalmic | Intraocular lens replacement | Intraocular lens (IOL) | Monofocal, astigmatism correcting IOL | Carl Zeiss | AT TORBI 709M DPT 16.0 CYL 10.0 | AT TORBI 709M DPT 16.0 CYL 10.0 | Standalone | DE0008680 | Indicated for patients with astigmatism of 2.5 dioptre cylinder (DC) and above in at least 1 eye; where correction of astigmatism is considered clinically necessary
Ophthalmic | Intraocular lens replacement | Intraocular lens (IOL) | Monofocal, astigmatism correcting IOL | Carl Zeiss | AT TORBI 709M DPT 16.0 CYL 10.5 | AT TORBI 709M DPT 16.0 CYL 10.5 | Standalone | DE0008680 | Indicated for patients with astigmatism of 2.5 dioptre cylinder (DC) and above in at least 1 eye; where correction of astigmatism is considered clinically necessary
Ophthalmic | Intraocular lens replacement | Intraocular lens (IOL) | Monofocal, astigmatism correcting IOL | Carl Zeiss | AT TORBI 709M DPT 16.0 CYL 11.0 | AT TORBI 709M DPT 16.0 CYL 11.0 | Standalone | DE0008680 | Indicated for patients with astigmatism of 2.5 dioptre cylinder (DC) and above in at least 1 eye; where correction of astigmatism is considered clinically necessary
Ophthalmic | Intraocular lens replacement | Intraocular lens (IOL) | Monofocal, astigmatism correcting IOL | Carl Zeiss | AT TORBI 709M DPT 16.0 CYL 11.5 | AT TORBI 709M DPT 16.0 CYL 11.5 | Standalone | DE0008680 | Indicated for patients with astigmatism of 2.5 dioptre cylinder (DC) and above in at least 1 eye; where correction of astigmatism is considered clinically necessary
Ophthalmic | Intraocular lens replacement | Intraocular lens (IOL) | Monofocal, astigmatism correcting IOL | Carl Zeiss | AT TORBI 709M DPT 16.0 CYL 12.0 | AT TORBI 709M DPT 16.0 CYL 12.0 | Standalone | DE0008680 | Indicated for patients with astigmatism of 2.5 dioptre cylinder (DC) and above in at least 1 eye; where correction of astigmatism is considered clinically necessary
Ophthalmic | Intraocular lens replacement | Intraocular lens (IOL) | Monofocal, astigmatism correcting IOL | Carl Zeiss | AT TORBI 709M DPT 16.5 CYL 06.5 | AT TORBI 709M DPT 16.5 CYL 06.5 | Standalone | DE0008680 | Indicated for patients with astigmatism of 2.5 dioptre cylinder (DC) and above in at least 1 eye; where correction of astigmatism is considered clinically necessary
Ophthalmic | Intraocular lens replacement | Intraocular lens (IOL) | Monofocal, astigmatism correcting IOL | Carl Zeiss | AT TORBI 709M DPT 16.5 CYL 07.0 | AT TORBI 709M DPT 16.5 CYL 07.0 | Standalone | DE0008680 | Indicated for patients with astigmatism of 2.5 dioptre cylinder (DC) and above in at least 1 eye; where correction of astigmatism is considered clinically necessary
Ophthalmic | Intraocular lens replacement | Intraocular lens (IOL) | Monofocal, astigmatism correcting IOL | Carl Zeiss | AT TORBI 709M DPT 16.5 CYL 07.5 | AT TORBI 709M DPT 16.5 CYL 07.5 | Standalone | DE0008680 | Indicated for patients with astigmatism of 2.5 dioptre cylinder (DC) and above in at least 1 eye; where correction of astigmatism is considered clinically necessary
Ophthalmic | Intraocular lens replacement | Intraocular lens (IOL) | Monofocal, astigmatism correcting IOL | Carl Zeiss | AT TORBI 709M DPT 16.5 CYL 08.0 | AT TORBI 709M DPT 16.5 CYL 08.0 | Standalone | DE0008680 | Indicated for patients with astigmatism of 2.5 dioptre cylinder (DC) and above in at least 1 eye; where correction of astigmatism is considered clinically necessary
Ophthalmic | Intraocular lens replacement | Intraocular lens (IOL) | Monofocal, astigmatism correcting IOL | Carl Zeiss | AT TORBI 709M DPT 16.5 CYL 08.5 | AT TORBI 709M DPT 16.5 CYL 08.5 | Standalone | DE0008680 | Indicated for patients with astigmatism of 2.5 dioptre cylinder (DC) and above in at least 1 eye; where correction of astigmatism is considered clinically necessary
Ophthalmic | Intraocular lens replacement | Intraocular lens (IOL) | Monofocal, astigmatism correcting IOL | Carl Zeiss | AT TORBI 709M DPT 16.5 CYL 09.0 | AT TORBI 709M DPT 16.5 CYL 09.0 | Standalone | DE0008680 | Indicated for patients with astigmatism of 2.5 dioptre cylinder (DC) and above in at least 1 eye; where correction of astigmatism is considered clinically necessary
Ophthalmic | Intraocular lens replacement | Intraocular lens (IOL) | Monofocal, astigmatism correcting IOL | Carl Zeiss | AT TORBI 709M DPT 16.5 CYL 09.5 | AT TORBI 709M DPT 16.5 CYL 09.5 | Standalone | DE0008680 | Indicated for patients with astigmatism of 2.5 dioptre cylinder (DC) and above in at least 1 eye; where correction of astigmatism is considered clinically necessary
Ophthalmic | Intraocular lens replacement | Intraocular lens (IOL) | Monofocal, astigmatism correcting IOL | Carl Zeiss | AT TORBI 709M DPT 16.5 CYL 10.0 | AT TORBI 709M DPT 16.5 CYL 10.0 | Standalone | DE0008680 | Indicated for patients with astigmatism of 2.5 dioptre cylinder (DC) and above in at least 1 eye; where correction of astigmatism is considered clinically necessary
Ophthalmic | Intraocular lens replacement | Intraocular lens (IOL) | Monofocal, astigmatism correcting IOL | Carl Zeiss | AT TORBI 709M DPT 16.5 CYL 10.5 | AT TORBI 709M DPT 16.5 CYL 10.5 | Standalone | DE0008680 | Indicated for patients with astigmatism of 2.5 dioptre cylinder (DC) and above in at least 1 eye; where correction of astigmatism is considered clinically necessary
Ophthalmic | Intraocular lens replacement | Intraocular lens (IOL) | Monofocal, astigmatism correcting IOL | Carl Zeiss | AT TORBI 709M DPT 16.5 CYL 11.0 | AT TORBI 709M DPT 16.5 CYL 11.0 | Standalone | DE0008680 | Indicated for patients with astigmatism of 2.5 dioptre cylinder (DC) and above in at least 1 eye; where correction of astigmatism is considered clinically necessary
Ophthalmic | Intraocular lens replacement | Intraocular lens (IOL) | Monofocal, astigmatism correcting IOL | Carl Zeiss | AT TORBI 709M DPT 16.5 CYL 11.5 | AT TORBI 709M DPT 16.5 CYL 11.5 | Standalone | DE0008680 | Indicated for patients with astigmatism of 2.5 dioptre cylinder (DC) and above in at least 1 eye; where correction of astigmatism is considered clinically necessary
Ophthalmic | Intraocular lens replacement | Intraocular lens (IOL) | Monofocal, astigmatism correcting IOL | Carl Zeiss | AT TORBI 709M DPT 16.5 CYL 12.0 | AT TORBI 709M DPT 16.5 CYL 12.0 | Standalone | DE0008680 | Indicated for patients with astigmatism of 2.5 dioptre cylinder (DC) and above in at least 1 eye; where correction of astigmatism is considered clinically necessary
Ophthalmic | Intraocular lens replacement | Intraocular lens (IOL) | Monofocal, astigmatism correcting IOL | Carl Zeiss | AT TORBI 709M DPT 17.0 CYL 06.5 | AT TORBI 709M DPT 17.0 CYL 06.5 | Standalone | DE0008680 | Indicated for patients with astigmatism of 2.5 dioptre cylinder (DC) and above in at least 1 eye; where correction of astigmatism is considered clinically necessary
Ophthalmic | Intraocular lens replacement | Intraocular lens (IOL) | Monofocal, astigmatism correcting IOL | Carl Zeiss | AT TORBI 709M DPT 17.0 CYL 07.0 | AT TORBI 709M DPT 17.0 CYL 07.0 | Standalone | DE0008680 | Indicated for patients with astigmatism of 2.5 dioptre cylinder (DC) and above in at least 1 eye; where correction of astigmatism is considered clinically necessary
Ophthalmic | Intraocular lens replacement | Intraocular lens (IOL) | Monofocal, astigmatism correcting IOL | Carl Zeiss | AT TORBI 709M DPT 17.0 CYL 07.5 | AT TORBI 709M DPT 17.0 CYL 07.5 | Standalone | DE0008680 | Indicated for patients with astigmatism of 2.5 dioptre cylinder (DC) and above in at least 1 eye; where correction of astigmatism is considered clinically necessary
Ophthalmic | Intraocular lens replacement | Intraocular lens (IOL) | Monofocal, astigmatism correcting IOL | Carl Zeiss | AT TORBI 709M DPT 17.0 CYL 08.0 | AT TORBI 709M DPT 17.0 CYL 08.0 | Standalone | DE0008680 | Indicated for patients with astigmatism of 2.5 dioptre cylinder (DC) and above in at least 1 eye; where correction of astigmatism is considered clinically necessary
Ophthalmic | Intraocular lens replacement | Intraocular lens (IOL) | Monofocal, astigmatism correcting IOL | Carl Zeiss | AT TORBI 709M DPT 17.0 CYL 08.5 | AT TORBI 709M DPT 17.0 CYL 08.5 | Standalone | DE0008680 | Indicated for patients with astigmatism of 2.5 dioptre cylinder (DC) and above in at least 1 eye; where correction of astigmatism is considered clinically necessary
Ophthalmic | Intraocular lens replacement | Intraocular lens (IOL) | Monofocal, astigmatism correcting IOL | Carl Zeiss | AT TORBI 709M DPT 17.0 CYL 09.0 | AT TORBI 709M DPT 17.0 CYL 09.0 | Standalone | DE0008680 | Indicated for patients with astigmatism of 2.5 dioptre cylinder (DC) and above in at least 1 eye; where correction of astigmatism is considered clinically necessary
Ophthalmic | Intraocular lens replacement | Intraocular lens (IOL) | Monofocal, astigmatism correcting IOL | Carl Zeiss | AT TORBI 709M DPT 17.0 CYL 09.5 | AT TORBI 709M DPT 17.0 CYL 09.5 | Standalone | DE0008680 | Indicated for patients with astigmatism of 2.5 dioptre cylinder (DC) and above in at least 1 eye; where correction of astigmatism is considered clinically necessary
Ophthalmic | Intraocular lens replacement | Intraocular lens (IOL) | Monofocal, astigmatism correcting IOL | Carl Zeiss | AT TORBI 709M DPT 17.0 CYL 10.0 | AT TORBI 709M DPT 17.0 CYL 10.0 | Standalone | DE0008680 | Indicated for patients with astigmatism of 2.5 dioptre cylinder (DC) and above in at least 1 eye; where correction of astigmatism is considered clinically necessary
Ophthalmic | Intraocular lens replacement | Intraocular lens (IOL) | Monofocal, astigmatism correcting IOL | Carl Zeiss | AT TORBI 709M DPT 17.0 CYL 10.5 | AT TORBI 709M DPT 17.0 CYL 10.5 | Standalone | DE0008680 | Indicated for patients with astigmatism of 2.5 dioptre cylinder (DC) and above in at least 1 eye; where correction of astigmatism is considered clinically necessary
Ophthalmic | Intraocular lens replacement | Intraocular lens (IOL) | Monofocal, astigmatism correcting IOL | Carl Zeiss | AT TORBI 709M DPT 17.0 CYL 11.0 | AT TORBI 709M DPT 17.0 CYL 11.0 | Standalone | DE0008680 | Indicated for patients with astigmatism of 2.5 dioptre cylinder (DC) and above in at least 1 eye; where correction of astigmatism is considered clinically necessary
Ophthalmic | Intraocular lens replacement | Intraocular lens (IOL) | Monofocal, astigmatism correcting IOL | Carl Zeiss | AT TORBI 709M DPT 17.0 CYL 11.5 | AT TORBI 709M DPT 17.0 CYL 11.5 | Standalone | DE0008680 | Indicated for patients with astigmatism of 2.5 dioptre cylinder (DC) and above in at least 1 eye; where correction of astigmatism is considered clinically necessary
Ophthalmic | Intraocular lens replacement | Intraocular lens (IOL) | Monofocal, astigmatism correcting IOL | Carl Zeiss | AT TORBI 709M DPT 17.0 CYL 12.0 | AT TORBI 709M DPT 17.0 CYL 12.0 | Standalone | DE0008680 | Indicated for patients with astigmatism of 2.5 dioptre cylinder (DC) and above in at least 1 eye; where correction of astigmatism is considered clinically necessary
Ophthalmic | Intraocular lens replacement | Intraocular lens (IOL) | Monofocal, astigmatism correcting IOL | Carl Zeiss | AT TORBI 709M DPT 17.5 CYL 06.5 | AT TORBI 709M DPT 17.5 CYL 06.5 | Standalone | DE0008680 | Indicated for patients with astigmatism of 2.5 dioptre cylinder (DC) and above in at least 1 eye; where correction of astigmatism is considered clinically necessary
Ophthalmic | Intraocular lens replacement | Intraocular lens (IOL) | Monofocal, astigmatism correcting IOL | Carl Zeiss | AT TORBI 709M DPT 17.5 CYL 07.0 | AT TORBI 709M DPT 17.5 CYL 07.0 | Standalone | DE0008680 | Indicated for patients with astigmatism of 2.5 dioptre cylinder (DC) and above in at least 1 eye; where correction of astigmatism is considered clinically necessary
Ophthalmic | Intraocular lens replacement | Intraocular lens (IOL) | Monofocal, astigmatism correcting IOL | Carl Zeiss | AT TORBI 709M DPT 17.5 CYL 07.5 | AT TORBI 709M DPT 17.5 CYL 07.5 | Standalone | DE0008680 | Indicated for patients with astigmatism of 2.5 dioptre cylinder (DC) and above in at least 1 eye; where correction of astigmatism is considered clinically necessary
Ophthalmic | Intraocular lens replacement | Intraocular lens (IOL) | Monofocal, astigmatism correcting IOL | Carl Zeiss | AT TORBI 709M DPT 17.5 CYL 08.0 | AT TORBI 709M DPT 17.5 CYL 08.0 | Standalone | DE0008680 | Indicated for patients with astigmatism of 2.5 dioptre cylinder (DC) and above in at least 1 eye; where correction of astigmatism is considered clinically necessary
Ophthalmic | Intraocular lens replacement | Intraocular lens (IOL) | Monofocal, astigmatism correcting IOL | Carl Zeiss | AT TORBI 709M DPT 17.5 CYL 08.5 | AT TORBI 709M DPT 17.5 CYL 08.5 | Standalone | DE0008680 | Indicated for patients with astigmatism of 2.5 dioptre cylinder (DC) and above in at least 1 eye; where correction of astigmatism is considered clinically necessary
Ophthalmic | Intraocular lens replacement | Intraocular lens (IOL) | Monofocal, astigmatism correcting IOL | Carl Zeiss | AT TORBI 709M DPT 17.5 CYL 09.0 | AT TORBI 709M DPT 17.5 CYL 09.0 | Standalone | DE0008680 | Indicated for patients with astigmatism of 2.5 dioptre cylinder (DC) and above in at least 1 eye; where correction of astigmatism is considered clinically necessary
Ophthalmic | Intraocular lens replacement | Intraocular lens (IOL) | Monofocal, astigmatism correcting IOL | Carl Zeiss | AT TORBI 709M DPT 17.5 CYL 09.5 | AT TORBI 709M DPT 17.5 CYL 09.5 | Standalone | DE0008680 | Indicated for patients with astigmatism of 2.5 dioptre cylinder (DC) and above in at least 1 eye; where correction of astigmatism is considered clinically necessary
Ophthalmic | Intraocular lens replacement | Intraocular lens (IOL) | Monofocal, astigmatism correcting IOL | Carl Zeiss | AT TORBI 709M DPT 17.5 CYL 10.0 | AT TORBI 709M DPT 17.5 CYL 10.0 | Standalone | DE0008680 | Indicated for patients with astigmatism of 2.5 dioptre cylinder (DC) and above in at least 1 eye; where correction of astigmatism is considered clinically necessary
Ophthalmic | Intraocular lens replacement | Intraocular lens (IOL) | Monofocal, astigmatism correcting IOL | Carl Zeiss | AT TORBI 709M DPT 17.5 CYL 10.5 | AT TORBI 709M DPT 17.5 CYL 10.5 | Standalone | DE0008680 | Indicated for patients with astigmatism of 2.5 dioptre cylinder (DC) and above in at least 1 eye; where correction of astigmatism is considered clinically necessary
Ophthalmic | Intraocular lens replacement | Intraocular lens (IOL) | Monofocal, astigmatism correcting IOL | Carl Zeiss | AT TORBI 709M DPT 17.5 CYL 11.0 | AT TORBI 709M DPT 17.5 CYL 11.0 | Standalone | DE0008680 | Indicated for patients with astigmatism of 2.5 dioptre cylinder (DC) and above in at least 1 eye; where correction of astigmatism is considered clinically necessary
Ophthalmic | Intraocular lens replacement | Intraocular lens (IOL) | Monofocal, astigmatism correcting IOL | Carl Zeiss | AT TORBI 709M DPT 17.5 CYL 11.5 | AT TORBI 709M DPT 17.5 CYL 11.5 | Standalone | DE0008680 | Indicated for patients with astigmatism of 2.5 dioptre cylinder (DC) and above in at least 1 eye; where correction of astigmatism is considered clinically necessary
Ophthalmic | Intraocular lens replacement | Intraocular lens (IOL) | Monofocal, astigmatism correcting IOL | Carl Zeiss | AT TORBI 709M DPT 17.5 CYL 12.0 | AT TORBI 709M DPT 17.5 CYL 12.0 | Standalone | DE0008680 | Indicated for patients with astigmatism of 2.5 dioptre cylinder (DC) and above in at least 1 eye; where correction of astigmatism is considered clinically necessary
Ophthalmic | Intraocular lens replacement | Intraocular lens (IOL) | Monofocal, astigmatism correcting IOL | Carl Zeiss | AT TORBI 709M DPT 18.0 CYL 06.5 | AT TORBI 709M DPT 18.0 CYL 06.5 | Standalone | DE0008680 | Indicated for patients with astigmatism of 2.5 dioptre cylinder (DC) and above in at least 1 eye; where correction of astigmatism is considered clinically necessary
Ophthalmic | Intraocular lens replacement | Intraocular lens (IOL) | Monofocal, astigmatism correcting IOL | Carl Zeiss | AT TORBI 709M DPT 18.0 CYL 07.0 | AT TORBI 709M DPT 18.0 CYL 07.0 | Standalone | DE0008680 | Indicated for patients with astigmatism of 2.5 dioptre cylinder (DC) and above in at least 1 eye; where correction of astigmatism is considered clinically necessary
Ophthalmic | Intraocular lens replacement | Intraocular lens (IOL) | Monofocal, astigmatism correcting IOL | Carl Zeiss | AT TORBI 709M DPT 18.0 CYL 07.5 | AT TORBI 709M DPT 18.0 CYL 07.5 | Standalone | DE0008680 | Indicated for patients with astigmatism of 2.5 dioptre cylinder (DC) and above in at least 1 eye; where correction of astigmatism is considered clinically necessary
Ophthalmic | Intraocular lens replacement | Intraocular lens (IOL) | Monofocal, astigmatism correcting IOL | Carl Zeiss | AT TORBI 709M DPT 18.0 CYL 08.0 | AT TORBI 709M DPT 18.0 CYL 08.0 | Standalone | DE0008680 | Indicated for patients with astigmatism of 2.5 dioptre cylinder (DC) and above in at least 1 eye; where correction of astigmatism is considered clinically necessary
Ophthalmic | Intraocular lens replacement | Intraocular lens (IOL) | Monofocal, astigmatism correcting IOL | Carl Zeiss | AT TORBI 709M DPT 18.0 CYL 08.5 | AT TORBI 709M DPT 18.0 CYL 08.5 | Standalone | DE0008680 | Indicated for patients with astigmatism of 2.5 dioptre cylinder (DC) and above in at least 1 eye; where correction of astigmatism is considered clinically necessary
Ophthalmic | Intraocular lens replacement | Intraocular lens (IOL) | Monofocal, astigmatism correcting IOL | Carl Zeiss | AT TORBI 709M DPT 18.0 CYL 09.0 | AT TORBI 709M DPT 18.0 CYL 09.0 | Standalone | DE0008680 | Indicated for patients with astigmatism of 2.5 dioptre cylinder (DC) and above in at least 1 eye; where correction of astigmatism is considered clinically necessary
Ophthalmic | Intraocular lens replacement | Intraocular lens (IOL) | Monofocal, astigmatism correcting IOL | Carl Zeiss | AT TORBI 709M DPT 18.0 CYL 09.5 | AT TORBI 709M DPT 18.0 CYL 09.5 | Standalone | DE0008680 | Indicated for patients with astigmatism of 2.5 dioptre cylinder (DC) and above in at least 1 eye; where correction of astigmatism is considered clinically necessary
Ophthalmic | Intraocular lens replacement | Intraocular lens (IOL) | Monofocal, astigmatism correcting IOL | Carl Zeiss | AT TORBI 709M DPT 18.0 CYL 10.0 | AT TORBI 709M DPT 18.0 CYL 10.0 | Standalone | DE0008680 | Indicated for patients with astigmatism of 2.5 dioptre cylinder (DC) and above in at least 1 eye; where correction of astigmatism is considered clinically necessary
Ophthalmic | Intraocular lens replacement | Intraocular lens (IOL) | Monofocal, astigmatism correcting IOL | Carl Zeiss | AT TORBI 709M DPT 18.0 CYL 10.5 | AT TORBI 709M DPT 18.0 CYL 10.5 | Standalone | DE0008680 | Indicated for patients with astigmatism of 2.5 dioptre cylinder (DC) and above in at least 1 eye; where correction of astigmatism is considered clinically necessary
Ophthalmic | Intraocular lens replacement | Intraocular lens (IOL) | Monofocal, astigmatism correcting IOL | Carl Zeiss | AT TORBI 709M DPT 18.0 CYL 11.0 | AT TORBI 709M DPT 18.0 CYL 11.0 | Standalone | DE0008680 | Indicated for patients with astigmatism of 2.5 dioptre cylinder (DC) and above in at least 1 eye; where correction of astigmatism is considered clinically necessary
Ophthalmic | Intraocular lens replacement | Intraocular lens (IOL) | Monofocal, astigmatism correcting IOL | Carl Zeiss | AT TORBI 709M DPT 18.0 CYL 11.5 | AT TORBI 709M DPT 18.0 CYL 11.5 | Standalone | DE0008680 | Indicated for patients with astigmatism of 2.5 dioptre cylinder (DC) and above in at least 1 eye; where correction of astigmatism is considered clinically necessary
Ophthalmic | Intraocular lens replacement | Intraocular lens (IOL) | Monofocal, astigmatism correcting IOL | Carl Zeiss | AT TORBI 709M DPT 18.0 CYL 12.0 | AT TORBI 709M DPT 18.0 CYL 12.0 | Standalone | DE0008680 | Indicated for patients with astigmatism of 2.5 dioptre cylinder (DC) and above in at least 1 eye; where correction of astigmatism is considered clinically necessary
Ophthalmic | Intraocular lens replacement | Intraocular lens (IOL) | Monofocal, astigmatism correcting IOL | Carl Zeiss | AT TORBI 709M DPT 18.5 CYL 06.5 | AT TORBI 709M DPT 18.5 CYL 06.5 | Standalone | DE0008680 | Indicated for patients with astigmatism of 2.5 dioptre cylinder (DC) and above in at least 1 eye; where correction of astigmatism is considered clinically necessary
Ophthalmic | Intraocular lens replacement | Intraocular lens (IOL) | Monofocal, astigmatism correcting IOL | Carl Zeiss | AT TORBI 709M DPT 18.5 CYL 07.0 | AT TORBI 709M DPT 18.5 CYL 07.0 | Standalone | DE0008680 | Indicated for patients with astigmatism of 2.5 dioptre cylinder (DC) and above in at least 1 eye; where correction of astigmatism is considered clinically necessary
Ophthalmic | Intraocular lens replacement | Intraocular lens (IOL) | Monofocal, astigmatism correcting IOL | Carl Zeiss | AT TORBI 709M DPT 18.5 CYL 07.5 | AT TORBI 709M DPT 18.5 CYL 07.5 | Standalone | DE0008680 | Indicated for patients with astigmatism of 2.5 dioptre cylinder (DC) and above in at least 1 eye; where correction of astigmatism is considered clinically necessary
Ophthalmic | Intraocular lens replacement | Intraocular lens (IOL) | Monofocal, astigmatism correcting IOL | Carl Zeiss | AT TORBI 709M DPT 18.5 CYL 08.0 | AT TORBI 709M DPT 18.5 CYL 08.0 | Standalone | DE0008680 | Indicated for patients with astigmatism of 2.5 dioptre cylinder (DC) and above in at least 1 eye; where correction of astigmatism is considered clinically necessary
Ophthalmic | Intraocular lens replacement | Intraocular lens (IOL) | Monofocal, astigmatism correcting IOL | Carl Zeiss | AT TORBI 709M DPT 18.5 CYL 08.5 | AT TORBI 709M DPT 18.5 CYL 08.5 | Standalone | DE0008680 | Indicated for patients with astigmatism of 2.5 dioptre cylinder (DC) and above in at least 1 eye; where correction of astigmatism is considered clinically necessary
Ophthalmic | Intraocular lens replacement | Intraocular lens (IOL) | Monofocal, astigmatism correcting IOL | Carl Zeiss | AT TORBI 709M DPT 18.5 CYL 09.0 | AT TORBI 709M DPT 18.5 CYL 09.0 | Standalone | DE0008680 | Indicated for patients with astigmatism of 2.5 dioptre cylinder (DC) and above in at least 1 eye; where correction of astigmatism is considered clinically necessary
Ophthalmic | Intraocular lens replacement | Intraocular lens (IOL) | Monofocal, astigmatism correcting IOL | Carl Zeiss | AT TORBI 709M DPT 18.5 CYL 09.5 | AT TORBI 709M DPT 18.5 CYL 09.5 | Standalone | DE0008680 | Indicated for patients with astigmatism of 2.5 dioptre cylinder (DC) and above in at least 1 eye; where correction of astigmatism is considered clinically necessary
Ophthalmic | Intraocular lens replacement | Intraocular lens (IOL) | Monofocal, astigmatism correcting IOL | Carl Zeiss | AT TORBI 709M DPT 18.5 CYL 10.0 | AT TORBI 709M DPT 18.5 CYL 10.0 | Standalone | DE0008680 | Indicated for patients with astigmatism of 2.5 dioptre cylinder (DC) and above in at least 1 eye; where correction of astigmatism is considered clinically necessary
Ophthalmic | Intraocular lens replacement | Intraocular lens (IOL) | Monofocal, astigmatism correcting IOL | Carl Zeiss | AT TORBI 709M DPT 18.5 CYL 10.5 | AT TORBI 709M DPT 18.5 CYL 10.5 | Standalone | DE0008680 | Indicated for patients with astigmatism of 2.5 dioptre cylinder (DC) and above in at least 1 eye; where correction of astigmatism is considered clinically necessary
Ophthalmic | Intraocular lens replacement | Intraocular lens (IOL) | Monofocal, astigmatism correcting IOL | Carl Zeiss | AT TORBI 709M DPT 18.5 CYL 11.0 | AT TORBI 709M DPT 18.5 CYL 11.0 | Standalone | DE0008680 | Indicated for patients with astigmatism of 2.5 dioptre cylinder (DC) and above in at least 1 eye; where correction of astigmatism is considered clinically necessary
Ophthalmic | Intraocular lens replacement | Intraocular lens (IOL) | Monofocal, astigmatism correcting IOL | Carl Zeiss | AT TORBI 709M DPT 18.5 CYL 11.5 | AT TORBI 709M DPT 18.5 CYL 11.5 | Standalone | DE0008680 | Indicated for patients with astigmatism of 2.5 dioptre cylinder (DC) and above in at least 1 eye; where correction of astigmatism is considered clinically necessary
Ophthalmic | Intraocular lens replacement | Intraocular lens (IOL) | Monofocal, astigmatism correcting IOL | Carl Zeiss | AT TORBI 709M DPT 18.5 CYL 12.0 | AT TORBI 709M DPT 18.5 CYL 12.0 | Standalone | DE0008680 | Indicated for patients with astigmatism of 2.5 dioptre cylinder (DC) and above in at least 1 eye; where correction of astigmatism is considered clinically necessary
Ophthalmic | Intraocular lens replacement | Intraocular lens (IOL) | Monofocal, astigmatism correcting IOL | Carl Zeiss | AT TORBI 709M DPT 19.0 CYL 06.5 | AT TORBI 709M DPT 19.0 CYL 06.5 | Standalone | DE0008680 | Indicated for patients with astigmatism of 2.5 dioptre cylinder (DC) and above in at least 1 eye; where correction of astigmatism is considered clinically necessary
Ophthalmic | Intraocular lens replacement | Intraocular lens (IOL) | Monofocal, astigmatism correcting IOL | Carl Zeiss | AT TORBI 709M DPT 19.0 CYL 07.0 | AT TORBI 709M DPT 19.0 CYL 07.0 | Standalone | DE0008680 | Indicated for patients with astigmatism of 2.5 dioptre cylinder (DC) and above in at least 1 eye; where correction of astigmatism is considered clinically necessary
Ophthalmic | Intraocular lens replacement | Intraocular lens (IOL) | Monofocal, astigmatism correcting IOL | Carl Zeiss | AT TORBI 709M DPT 19.0 CYL 07.5 | AT TORBI 709M DPT 19.0 CYL 07.5 | Standalone | DE0008680 | Indicated for patients with astigmatism of 2.5 dioptre cylinder (DC) and above in at least 1 eye; where correction of astigmatism is considered clinically necessary
Ophthalmic | Intraocular lens replacement | Intraocular lens (IOL) | Monofocal, astigmatism correcting IOL | Carl Zeiss | AT TORBI 709M DPT 19.0 CYL 08.0 | AT TORBI 709M DPT 19.0 CYL 08.0 | Standalone | DE0008680 | Indicated for patients with astigmatism of 2.5 dioptre cylinder (DC) and above in at least 1 eye; where correction of astigmatism is considered clinically necessary
Ophthalmic | Intraocular lens replacement | Intraocular lens (IOL) | Monofocal, astigmatism correcting IOL | Carl Zeiss | AT TORBI 709M DPT 19.0 CYL 08.5 | AT TORBI 709M DPT 19.0 CYL 08.5 | Standalone | DE0008680 | Indicated for patients with astigmatism of 2.5 dioptre cylinder (DC) and above in at least 1 eye; where correction of astigmatism is considered clinically necessary
Ophthalmic | Intraocular lens replacement | Intraocular lens (IOL) | Monofocal, astigmatism correcting IOL | Carl Zeiss | AT TORBI 709M DPT 19.0 CYL 09.0 | AT TORBI 709M DPT 19.0 CYL 09.0 | Standalone | DE0008680 | Indicated for patients with astigmatism of 2.5 dioptre cylinder (DC) and above in at least 1 eye; where correction of astigmatism is considered clinically necessary
Ophthalmic | Intraocular lens replacement | Intraocular lens (IOL) | Monofocal, astigmatism correcting IOL | Carl Zeiss | AT TORBI 709M DPT 19.0 CYL 09.5 | AT TORBI 709M DPT 19.0 CYL 09.5 | Standalone | DE0008680 | Indicated for patients with astigmatism of 2.5 dioptre cylinder (DC) and above in at least 1 eye; where correction of astigmatism is considered clinically necessary
Ophthalmic | Intraocular lens replacement | Intraocular lens (IOL) | Monofocal, astigmatism correcting IOL | Carl Zeiss | AT TORBI 709M DPT 19.0 CYL 10.0 | AT TORBI 709M DPT 19.0 CYL 10.0 | Standalone | DE0008680 | Indicated for patients with astigmatism of 2.5 dioptre cylinder (DC) and above in at least 1 eye; where correction of astigmatism is considered clinically necessary
Ophthalmic | Intraocular lens replacement | Intraocular lens (IOL) | Monofocal, astigmatism correcting IOL | Carl Zeiss | AT TORBI 709M DPT 19.0 CYL 10.5 | AT TORBI 709M DPT 19.0 CYL 10.5 | Standalone | DE0008680 | Indicated for patients with astigmatism of 2.5 dioptre cylinder (DC) and above in at least 1 eye; where correction of astigmatism is considered clinically necessary
Ophthalmic | Intraocular lens replacement | Intraocular lens (IOL) | Monofocal, astigmatism correcting IOL | Carl Zeiss | AT TORBI 709M DPT 19.0 CYL 11.0 | AT TORBI 709M DPT 19.0 CYL 11.0 | Standalone | DE0008680 | Indicated for patients with astigmatism of 2.5 dioptre cylinder (DC) and above in at least 1 eye; where correction of astigmatism is considered clinically necessary
Ophthalmic | Intraocular lens replacement | Intraocular lens (IOL) | Monofocal, astigmatism correcting IOL | Carl Zeiss | AT TORBI 709M DPT 19.0 CYL 11.5 | AT TORBI 709M DPT 19.0 CYL 11.5 | Standalone | DE0008680 | Indicated for patients with astigmatism of 2.5 dioptre cylinder (DC) and above in at least 1 eye; where correction of astigmatism is considered clinically necessary
Ophthalmic | Intraocular lens replacement | Intraocular lens (IOL) | Monofocal, astigmatism correcting IOL | Carl Zeiss | AT TORBI 709M DPT 19.0 CYL 12.0 | AT TORBI 709M DPT 19.0 CYL 12.0 | Standalone | DE0008680 | Indicated for patients with astigmatism of 2.5 dioptre cylinder (DC) and above in at least 1 eye; where correction of astigmatism is considered clinically necessary
Ophthalmic | Intraocular lens replacement | Intraocular lens (IOL) | Monofocal, astigmatism correcting IOL | Carl Zeiss | AT TORBI 709M DPT 19.5 CYL 06.5 | AT TORBI 709M DPT 19.5 CYL 06.5 | Standalone | DE0008680 | Indicated for patients with astigmatism of 2.5 dioptre cylinder (DC) and above in at least 1 eye; where correction of astigmatism is considered clinically necessary
Ophthalmic | Intraocular lens replacement | Intraocular lens (IOL) | Monofocal, astigmatism correcting IOL | Carl Zeiss | AT TORBI 709M DPT 19.5 CYL 07.0 | AT TORBI 709M DPT 19.5 CYL 07.0 | Standalone | DE0008680 | Indicated for patients with astigmatism of 2.5 dioptre cylinder (DC) and above in at least 1 eye; where correction of astigmatism is considered clinically necessary
Ophthalmic | Intraocular lens replacement | Intraocular lens (IOL) | Monofocal, astigmatism correcting IOL | Carl Zeiss | AT TORBI 709M DPT 19.5 CYL 07.5 | AT TORBI 709M DPT 19.5 CYL 07.5 | Standalone | DE0008680 | Indicated for patients with astigmatism of 2.5 dioptre cylinder (DC) and above in at least 1 eye; where correction of astigmatism is considered clinically necessary
Ophthalmic | Intraocular lens replacement | Intraocular lens (IOL) | Monofocal, astigmatism correcting IOL | Carl Zeiss | AT TORBI 709M DPT 19.5 CYL 08.0 | AT TORBI 709M DPT 19.5 CYL 08.0 | Standalone | DE0008680 | Indicated for patients with astigmatism of 2.5 dioptre cylinder (DC) and above in at least 1 eye; where correction of astigmatism is considered clinically necessary
Ophthalmic | Intraocular lens replacement | Intraocular lens (IOL) | Monofocal, astigmatism correcting IOL | Carl Zeiss | AT TORBI 709M DPT 19.5 CYL 08.5 | AT TORBI 709M DPT 19.5 CYL 08.5 | Standalone | DE0008680 | Indicated for patients with astigmatism of 2.5 dioptre cylinder (DC) and above in at least 1 eye; where correction of astigmatism is considered clinically necessary
Ophthalmic | Intraocular lens replacement | Intraocular lens (IOL) | Monofocal, astigmatism correcting IOL | Carl Zeiss | AT TORBI 709M DPT 19.5 CYL 09.0 | AT TORBI 709M DPT 19.5 CYL 09.0 | Standalone | DE0008680 | Indicated for patients with astigmatism of 2.5 dioptre cylinder (DC) and above in at least 1 eye; where correction of astigmatism is considered clinically necessary
Ophthalmic | Intraocular lens replacement | Intraocular lens (IOL) | Monofocal, astigmatism correcting IOL | Carl Zeiss | AT TORBI 709M DPT 19.5 CYL 09.5 | AT TORBI 709M DPT 19.5 CYL 09.5 | Standalone | DE0008680 | Indicated for patients with astigmatism of 2.5 dioptre cylinder (DC) and above in at least 1 eye; where correction of astigmatism is considered clinically necessary
Ophthalmic | Intraocular lens replacement | Intraocular lens (IOL) | Monofocal, astigmatism correcting IOL | Carl Zeiss | AT TORBI 709M DPT 19.5 CYL 10.0 | AT TORBI 709M DPT 19.5 CYL 10.0 | Standalone | DE0008680 | Indicated for patients with astigmatism of 2.5 dioptre cylinder (DC) and above in at least 1 eye; where correction of astigmatism is considered clinically necessary
Ophthalmic | Intraocular lens replacement | Intraocular lens (IOL) | Monofocal, astigmatism correcting IOL | Carl Zeiss | AT TORBI 709M DPT 19.5 CYL 10.5 | AT TORBI 709M DPT 19.5 CYL 10.5 | Standalone | DE0008680 | Indicated for patients with astigmatism of 2.5 dioptre cylinder (DC) and above in at least 1 eye; where correction of astigmatism is considered clinically necessary
Ophthalmic | Intraocular lens replacement | Intraocular lens (IOL) | Monofocal, astigmatism correcting IOL | Carl Zeiss | AT TORBI 709M DPT 19.5 CYL 11.0 | AT TORBI 709M DPT 19.5 CYL 11.0 | Standalone | DE0008680 | Indicated for patients with astigmatism of 2.5 dioptre cylinder (DC) and above in at least 1 eye; where correction of astigmatism is considered clinically necessary
Ophthalmic | Intraocular lens replacement | Intraocular lens (IOL) | Monofocal, astigmatism correcting IOL | Carl Zeiss | AT TORBI 709M DPT 19.5 CYL 11.5 | AT TORBI 709M DPT 19.5 CYL 11.5 | Standalone | DE0008680 | Indicated for patients with astigmatism of 2.5 dioptre cylinder (DC) and above in at least 1 eye; where correction of astigmatism is considered clinically necessary
Ophthalmic | Intraocular lens replacement | Intraocular lens (IOL) | Monofocal, astigmatism correcting IOL | Carl Zeiss | AT TORBI 709M DPT 19.5 CYL 12.0 | AT TORBI 709M DPT 19.5 CYL 12.0 | Standalone | DE0008680 | Indicated for patients with astigmatism of 2.5 dioptre cylinder (DC) and above in at least 1 eye; where correction of astigmatism is considered clinically necessary
Ophthalmic | Intraocular lens replacement | Intraocular lens (IOL) | Monofocal, astigmatism correcting IOL | Carl Zeiss | AT TORBI 709M DPT 20.0 CYL 06.5 | AT TORBI 709M DPT 20.0 CYL 06.5 | Standalone | DE0008680 | Indicated for patients with astigmatism of 2.5 dioptre cylinder (DC) and above in at least 1 eye; where correction of astigmatism is considered clinically necessary
Ophthalmic | Intraocular lens replacement | Intraocular lens (IOL) | Monofocal, astigmatism correcting IOL | Carl Zeiss | AT TORBI 709M DPT 20.0 CYL 07.0 | AT TORBI 709M DPT 20.0 CYL 07.0 | Standalone | DE0008680 | Indicated for patients with astigmatism of 2.5 dioptre cylinder (DC) and above in at least 1 eye; where correction of astigmatism is considered clinically necessary
Ophthalmic | Intraocular lens replacement | Intraocular lens (IOL) | Monofocal, astigmatism correcting IOL | Carl Zeiss | AT TORBI 709M DPT 20.0 CYL 07.5 | AT TORBI 709M DPT 20.0 CYL 07.5 | Standalone | DE0008680 | Indicated for patients with astigmatism of 2.5 dioptre cylinder (DC) and above in at least 1 eye; where correction of astigmatism is considered clinically necessary
Ophthalmic | Intraocular lens replacement | Intraocular lens (IOL) | Monofocal, astigmatism correcting IOL | Carl Zeiss | AT TORBI 709M DPT 20.0 CYL 08.0 | AT TORBI 709M DPT 20.0 CYL 08.0 | Standalone | DE0008680 | Indicated for patients with astigmatism of 2.5 dioptre cylinder (DC) and above in at least 1 eye; where correction of astigmatism is considered clinically necessary
Ophthalmic | Intraocular lens replacement | Intraocular lens (IOL) | Monofocal, astigmatism correcting IOL | Carl Zeiss | AT TORBI 709M DPT 20.0 CYL 08.5 | AT TORBI 709M DPT 20.0 CYL 08.5 | Standalone | DE0008680 | Indicated for patients with astigmatism of 2.5 dioptre cylinder (DC) and above in at least 1 eye; where correction of astigmatism is considered clinically necessary
Ophthalmic | Intraocular lens replacement | Intraocular lens (IOL) | Monofocal, astigmatism correcting IOL | Carl Zeiss | AT TORBI 709M DPT 20.0 CYL 09.0 | AT TORBI 709M DPT 20.0 CYL 09.0 | Standalone | DE0008680 | Indicated for patients with astigmatism of 2.5 dioptre cylinder (DC) and above in at least 1 eye; where correction of astigmatism is considered clinically necessary
Ophthalmic | Intraocular lens replacement | Intraocular lens (IOL) | Monofocal, astigmatism correcting IOL | Carl Zeiss | AT TORBI 709M DPT 20.0 CYL 09.5 | AT TORBI 709M DPT 20.0 CYL 09.5 | Standalone | DE0008680 | Indicated for patients with astigmatism of 2.5 dioptre cylinder (DC) and above in at least 1 eye; where correction of astigmatism is considered clinically necessary
Ophthalmic | Intraocular lens replacement | Intraocular lens (IOL) | Monofocal, astigmatism correcting IOL | Carl Zeiss | AT TORBI 709M DPT 20.0 CYL 10.0 | AT TORBI 709M DPT 20.0 CYL 10.0 | Standalone | DE0008680 | Indicated for patients with astigmatism of 2.5 dioptre cylinder (DC) and above in at least 1 eye; where correction of astigmatism is considered clinically necessary
Ophthalmic | Intraocular lens replacement | Intraocular lens (IOL) | Monofocal, astigmatism correcting IOL | Carl Zeiss | AT TORBI 709M DPT 20.0 CYL 10.5 | AT TORBI 709M DPT 20.0 CYL 10.5 | Standalone | DE0008680 | Indicated for patients with astigmatism of 2.5 dioptre cylinder (DC) and above in at least 1 eye; where correction of astigmatism is considered clinically necessary
Ophthalmic | Intraocular lens replacement | Intraocular lens (IOL) | Monofocal, astigmatism correcting IOL | Carl Zeiss | AT TORBI 709M DPT 20.0 CYL 11.0 | AT TORBI 709M DPT 20.0 CYL 11.0 | Standalone | DE0008680 | Indicated for patients with astigmatism of 2.5 dioptre cylinder (DC) and above in at least 1 eye; where correction of astigmatism is considered clinically necessary
Ophthalmic | Intraocular lens replacement | Intraocular lens (IOL) | Monofocal, astigmatism correcting IOL | Carl Zeiss | AT TORBI 709M DPT 20.0 CYL 11.5 | AT TORBI 709M DPT 20.0 CYL 11.5 | Standalone | DE0008680 | Indicated for patients with astigmatism of 2.5 dioptre cylinder (DC) and above in at least 1 eye; where correction of astigmatism is considered clinically necessary
Ophthalmic | Intraocular lens replacement | Intraocular lens (IOL) | Monofocal, astigmatism correcting IOL | Carl Zeiss | AT TORBI 709M DPT 20.0 CYL 12.0 | AT TORBI 709M DPT 20.0 CYL 12.0 | Standalone | DE0008680 | Indicated for patients with astigmatism of 2.5 dioptre cylinder (DC) and above in at least 1 eye; where correction of astigmatism is considered clinically necessary
Ophthalmic | Intraocular lens replacement | Intraocular lens (IOL) | Monofocal, astigmatism correcting IOL | Carl Zeiss | AT TORBI 709M DPT 20.5 CYL 06.5 | AT TORBI 709M DPT 20.5 CYL 06.5 | Standalone | DE0008680 | Indicated for patients with astigmatism of 2.5 dioptre cylinder (DC) and above in at least 1 eye; where correction of astigmatism is considered clinically necessary
Ophthalmic | Intraocular lens replacement | Intraocular lens (IOL) | Monofocal, astigmatism correcting IOL | Carl Zeiss | AT TORBI 709M DPT 20.5 CYL 07.0 | AT TORBI 709M DPT 20.5 CYL 07.0 | Standalone | DE0008680 | Indicated for patients with astigmatism of 2.5 dioptre cylinder (DC) and above in at least 1 eye; where correction of astigmatism is considered clinically necessary
Ophthalmic | Intraocular lens replacement | Intraocular lens (IOL) | Monofocal, astigmatism correcting IOL | Carl Zeiss | AT TORBI 709M DPT 20.5 CYL 07.5 | AT TORBI 709M DPT 20.5 CYL 07.5 | Standalone | DE0008680 | Indicated for patients with astigmatism of 2.5 dioptre cylinder (DC) and above in at least 1 eye; where correction of astigmatism is considered clinically necessary
Ophthalmic | Intraocular lens replacement | Intraocular lens (IOL) | Monofocal, astigmatism correcting IOL | Carl Zeiss | AT TORBI 709M DPT 20.5 CYL 08.0 | AT TORBI 709M DPT 20.5 CYL 08.0 | Standalone | DE0008680 | Indicated for patients with astigmatism of 2.5 dioptre cylinder (DC) and above in at least 1 eye; where correction of astigmatism is considered clinically necessary
Ophthalmic | Intraocular lens replacement | Intraocular lens (IOL) | Monofocal, astigmatism correcting IOL | Carl Zeiss | AT TORBI 709M DPT 20.5 CYL 08.5 | AT TORBI 709M DPT 20.5 CYL 08.5 | Standalone | DE0008680 | Indicated for patients with astigmatism of 2.5 dioptre cylinder (DC) and above in at least 1 eye; where correction of astigmatism is considered clinically necessary
Ophthalmic | Intraocular lens replacement | Intraocular lens (IOL) | Monofocal, astigmatism correcting IOL | Carl Zeiss | AT TORBI 709M DPT 20.5 CYL 09.0 | AT TORBI 709M DPT 20.5 CYL 09.0 | Standalone | DE0008680 | Indicated for patients with astigmatism of 2.5 dioptre cylinder (DC) and above in at least 1 eye; where correction of astigmatism is considered clinically necessary
Ophthalmic | Intraocular lens replacement | Intraocular lens (IOL) | Monofocal, astigmatism correcting IOL | Carl Zeiss | AT TORBI 709M DPT 20.5 CYL 09.5 | AT TORBI 709M DPT 20.5 CYL 09.5 | Standalone | DE0008680 | Indicated for patients with astigmatism of 2.5 dioptre cylinder (DC) and above in at least 1 eye; where correction of astigmatism is considered clinically necessary
Ophthalmic | Intraocular lens replacement | Intraocular lens (IOL) | Monofocal, astigmatism correcting IOL | Carl Zeiss | AT TORBI 709M DPT 20.5 CYL 10.0 | AT TORBI 709M DPT 20.5 CYL 10.0 | Standalone | DE0008680 | Indicated for patients with astigmatism of 2.5 dioptre cylinder (DC) and above in at least 1 eye; where correction of astigmatism is considered clinically necessary
Ophthalmic | Intraocular lens replacement | Intraocular lens (IOL) | Monofocal, astigmatism correcting IOL | Carl Zeiss | AT TORBI 709M DPT 20.5 CYL 10.5 | AT TORBI 709M DPT 20.5 CYL 10.5 | Standalone | DE0008680 | Indicated for patients with astigmatism of 2.5 dioptre cylinder (DC) and above in at least 1 eye; where correction of astigmatism is considered clinically necessary
Ophthalmic | Intraocular lens replacement | Intraocular lens (IOL) | Monofocal, astigmatism correcting IOL | Carl Zeiss | AT TORBI 709M DPT 20.5 CYL 11.0 | AT TORBI 709M DPT 20.5 CYL 11.0 | Standalone | DE0008680 | Indicated for patients with astigmatism of 2.5 dioptre cylinder (DC) and above in at least 1 eye; where correction of astigmatism is considered clinically necessary
Ophthalmic | Intraocular lens replacement | Intraocular lens (IOL) | Monofocal, astigmatism correcting IOL | Carl Zeiss | AT TORBI 709M DPT 20.5 CYL 11.5 | AT TORBI 709M DPT 20.5 CYL 11.5 | Standalone | DE0008680 | Indicated for patients with astigmatism of 2.5 dioptre cylinder (DC) and above in at least 1 eye; where correction of astigmatism is considered clinically necessary
Ophthalmic | Intraocular lens replacement | Intraocular lens (IOL) | Monofocal, astigmatism correcting IOL | Carl Zeiss | AT TORBI 709M DPT 20.5 CYL 12.0 | AT TORBI 709M DPT 20.5 CYL 12.0 | Standalone | DE0008680 | Indicated for patients with astigmatism of 2.5 dioptre cylinder (DC) and above in at least 1 eye; where correction of astigmatism is considered clinically necessary
Ophthalmic | Intraocular lens replacement | Intraocular lens (IOL) | Monofocal, astigmatism correcting IOL | Carl Zeiss | AT TORBI 709M DPT 21.0 CYL 06.5 | AT TORBI 709M DPT 21.0 CYL 06.5 | Standalone | DE0008680 | Indicated for patients with astigmatism of 2.5 dioptre cylinder (DC) and above in at least 1 eye; where correction of astigmatism is considered clinically necessary
Ophthalmic | Intraocular lens replacement | Intraocular lens (IOL) | Monofocal, astigmatism correcting IOL | Carl Zeiss | AT TORBI 709M DPT 21.0 CYL 07.0 | AT TORBI 709M DPT 21.0 CYL 07.0 | Standalone | DE0008680 | Indicated for patients with astigmatism of 2.5 dioptre cylinder (DC) and above in at least 1 eye; where correction of astigmatism is considered clinically necessary
Ophthalmic | Intraocular lens replacement | Intraocular lens (IOL) | Monofocal, astigmatism correcting IOL | Carl Zeiss | AT TORBI 709M DPT 21.0 CYL 07.5 | AT TORBI 709M DPT 21.0 CYL 07.5 | Standalone | DE0008680 | Indicated for patients with astigmatism of 2.5 dioptre cylinder (DC) and above in at least 1 eye; where correction of astigmatism is considered clinically necessary
Ophthalmic | Intraocular lens replacement | Intraocular lens (IOL) | Monofocal, astigmatism correcting IOL | Carl Zeiss | AT TORBI 709M DPT 21.0 CYL 08.0 | AT TORBI 709M DPT 21.0 CYL 08.0 | Standalone | DE0008680 | Indicated for patients with astigmatism of 2.5 dioptre cylinder (DC) and above in at least 1 eye; where correction of astigmatism is considered clinically necessary
Ophthalmic | Intraocular lens replacement | Intraocular lens (IOL) | Monofocal, astigmatism correcting IOL | Carl Zeiss | AT TORBI 709M DPT 21.0 CYL 08.5 | AT TORBI 709M DPT 21.0 CYL 08.5 | Standalone | DE0008680 | Indicated for patients with astigmatism of 2.5 dioptre cylinder (DC) and above in at least 1 eye; where correction of astigmatism is considered clinically necessary
Ophthalmic | Intraocular lens replacement | Intraocular lens (IOL) | Monofocal, astigmatism correcting IOL | Carl Zeiss | AT TORBI 709M DPT 21.0 CYL 09.0 | AT TORBI 709M DPT 21.0 CYL 09.0 | Standalone | DE0008680 | Indicated for patients with astigmatism of 2.5 dioptre cylinder (DC) and above in at least 1 eye; where correction of astigmatism is considered clinically necessary
Ophthalmic | Intraocular lens replacement | Intraocular lens (IOL) | Monofocal, astigmatism correcting IOL | Carl Zeiss | AT TORBI 709M DPT 21.0 CYL 09.5 | AT TORBI 709M DPT 21.0 CYL 09.5 | Standalone | DE0008680 | Indicated for patients with astigmatism of 2.5 dioptre cylinder (DC) and above in at least 1 eye; where correction of astigmatism is considered clinically necessary
Ophthalmic | Intraocular lens replacement | Intraocular lens (IOL) | Monofocal, astigmatism correcting IOL | Carl Zeiss | AT TORBI 709M DPT 21.0 CYL 10.0 | AT TORBI 709M DPT 21.0 CYL 10.0 | Standalone | DE0008680 | Indicated for patients with astigmatism of 2.5 dioptre cylinder (DC) and above in at least 1 eye; where correction of astigmatism is considered clinically necessary
Ophthalmic | Intraocular lens replacement | Intraocular lens (IOL) | Monofocal, astigmatism correcting IOL | Carl Zeiss | AT TORBI 709M DPT 21.0 CYL 10.5 | AT TORBI 709M DPT 21.0 CYL 10.5 | Standalone | DE0008680 | Indicated for patients with astigmatism of 2.5 dioptre cylinder (DC) and above in at least 1 eye; where correction of astigmatism is considered clinically necessary
Ophthalmic | Intraocular lens replacement | Intraocular lens (IOL) | Monofocal, astigmatism correcting IOL | Carl Zeiss | AT TORBI 709M DPT 21.0 CYL 11.0 | AT TORBI 709M DPT 21.0 CYL 11.0 | Standalone | DE0008680 | Indicated for patients with astigmatism of 2.5 dioptre cylinder (DC) and above in at least 1 eye; where correction of astigmatism is considered clinically necessary
Ophthalmic | Intraocular lens replacement | Intraocular lens (IOL) | Monofocal, astigmatism correcting IOL | Carl Zeiss | AT TORBI 709M DPT 21.0 CYL 11.5 | AT TORBI 709M DPT 21.0 CYL 11.5 | Standalone | DE0008680 | Indicated for patients with astigmatism of 2.5 dioptre cylinder (DC) and above in at least 1 eye; where correction of astigmatism is considered clinically necessary
Ophthalmic | Intraocular lens replacement | Intraocular lens (IOL) | Monofocal, astigmatism correcting IOL | Carl Zeiss | AT TORBI 709M DPT 21.0 CYL 12.0 | AT TORBI 709M DPT 21.0 CYL 12.0 | Standalone | DE0008680 | Indicated for patients with astigmatism of 2.5 dioptre cylinder (DC) and above in at least 1 eye; where correction of astigmatism is considered clinically necessary
Ophthalmic | Intraocular lens replacement | Intraocular lens (IOL) | Monofocal, astigmatism correcting IOL | Carl Zeiss | AT TORBI 709M DPT 21.5 CYL 06.5 | AT TORBI 709M DPT 21.5 CYL 06.5 | Standalone | DE0008680 | Indicated for patients with astigmatism of 2.5 dioptre cylinder (DC) and above in at least 1 eye; where correction of astigmatism is considered clinically necessary
Ophthalmic | Intraocular lens replacement | Intraocular lens (IOL) | Monofocal, astigmatism correcting IOL | Carl Zeiss | AT TORBI 709M DPT 21.5 CYL 07.0 | AT TORBI 709M DPT 21.5 CYL 07.0 | Standalone | DE0008680 | Indicated for patients with astigmatism of 2.5 dioptre cylinder (DC) and above in at least 1 eye; where correction of astigmatism is considered clinically necessary
Ophthalmic | Intraocular lens replacement | Intraocular lens (IOL) | Monofocal, astigmatism correcting IOL | Carl Zeiss | AT TORBI 709M DPT 21.5 CYL 07.5 | AT TORBI 709M DPT 21.5 CYL 07.5 | Standalone | DE0008680 | Indicated for patients with astigmatism of 2.5 dioptre cylinder (DC) and above in at least 1 eye; where correction of astigmatism is considered clinically necessary
Ophthalmic | Intraocular lens replacement | Intraocular lens (IOL) | Monofocal, astigmatism correcting IOL | Carl Zeiss | AT TORBI 709M DPT 21.5 CYL 08.0 | AT TORBI 709M DPT 21.5 CYL 08.0 | Standalone | DE0008680 | Indicated for patients with astigmatism of 2.5 dioptre cylinder (DC) and above in at least 1 eye; where correction of astigmatism is considered clinically necessary
Ophthalmic | Intraocular lens replacement | Intraocular lens (IOL) | Monofocal, astigmatism correcting IOL | Carl Zeiss | AT TORBI 709M DPT 21.5 CYL 08.5 | AT TORBI 709M DPT 21.5 CYL 08.5 | Standalone | DE0008680 | Indicated for patients with astigmatism of 2.5 dioptre cylinder (DC) and above in at least 1 eye; where correction of astigmatism is considered clinically necessary
Ophthalmic | Intraocular lens replacement | Intraocular lens (IOL) | Monofocal, astigmatism correcting IOL | Carl Zeiss | AT TORBI 709M DPT 21.5 CYL 09.0 | AT TORBI 709M DPT 21.5 CYL 09.0 | Standalone | DE0008680 | Indicated for patients with astigmatism of 2.5 dioptre cylinder (DC) and above in at least 1 eye; where correction of astigmatism is considered clinically necessary
Ophthalmic | Intraocular lens replacement | Intraocular lens (IOL) | Monofocal, astigmatism correcting IOL | Carl Zeiss | AT TORBI 709M DPT 21.5 CYL 09.5 | AT TORBI 709M DPT 21.5 CYL 09.5 | Standalone | DE0008680 | Indicated for patients with astigmatism of 2.5 dioptre cylinder (DC) and above in at least 1 eye; where correction of astigmatism is considered clinically necessary
Ophthalmic | Intraocular lens replacement | Intraocular lens (IOL) | Monofocal, astigmatism correcting IOL | Carl Zeiss | AT TORBI 709M DPT 21.5 CYL 10.0 | AT TORBI 709M DPT 21.5 CYL 10.0 | Standalone | DE0008680 | Indicated for patients with astigmatism of 2.5 dioptre cylinder (DC) and above in at least 1 eye; where correction of astigmatism is considered clinically necessary
Ophthalmic | Intraocular lens replacement | Intraocular lens (IOL) | Monofocal, astigmatism correcting IOL | Carl Zeiss | AT TORBI 709M DPT 21.5 CYL 10.5 | AT TORBI 709M DPT 21.5 CYL 10.5 | Standalone | DE0008680 | Indicated for patients with astigmatism of 2.5 dioptre cylinder (DC) and above in at least 1 eye; where correction of astigmatism is considered clinically necessary
Ophthalmic | Intraocular lens replacement | Intraocular lens (IOL) | Monofocal, astigmatism correcting IOL | Carl Zeiss | AT TORBI 709M DPT 21.5 CYL 11.0 | AT TORBI 709M DPT 21.5 CYL 11.0 | Standalone | DE0008680 | Indicated for patients with astigmatism of 2.5 dioptre cylinder (DC) and above in at least 1 eye; where correction of astigmatism is considered clinically necessary
Ophthalmic | Intraocular lens replacement | Intraocular lens (IOL) | Monofocal, astigmatism correcting IOL | Carl Zeiss | AT TORBI 709M DPT 21.5 CYL 11.5 | AT TORBI 709M DPT 21.5 CYL 11.5 | Standalone | DE0008680 | Indicated for patients with astigmatism of 2.5 dioptre cylinder (DC) and above in at least 1 eye; where correction of astigmatism is considered clinically necessary
Ophthalmic | Intraocular lens replacement | Intraocular lens (IOL) | Monofocal, astigmatism correcting IOL | Carl Zeiss | AT TORBI 709M DPT 21.5 CYL 12.0 | AT TORBI 709M DPT 21.5 CYL 12.0 | Standalone | DE0008680 | Indicated for patients with astigmatism of 2.5 dioptre cylinder (DC) and above in at least 1 eye; where correction of astigmatism is considered clinically necessary
Ophthalmic | Intraocular lens replacement | Intraocular lens (IOL) | Monofocal, astigmatism correcting IOL | Carl Zeiss | AT TORBI 709M DPT 22.0 CYL 06.5 | AT TORBI 709M DPT 22.0 CYL 06.5 | Standalone | DE0008680 | Indicated for patients with astigmatism of 2.5 dioptre cylinder (DC) and above in at least 1 eye; where correction of astigmatism is considered clinically necessary
Ophthalmic | Intraocular lens replacement | Intraocular lens (IOL) | Monofocal, astigmatism correcting IOL | Carl Zeiss | AT TORBI 709M DPT 22.0 CYL 07.0 | AT TORBI 709M DPT 22.0 CYL 07.0 | Standalone | DE0008680 | Indicated for patients with astigmatism of 2.5 dioptre cylinder (DC) and above in at least 1 eye; where correction of astigmatism is considered clinically necessary
Ophthalmic | Intraocular lens replacement | Intraocular lens (IOL) | Monofocal, astigmatism correcting IOL | Carl Zeiss | AT TORBI 709M DPT 22.0 CYL 07.5 | AT TORBI 709M DPT 22.0 CYL 07.5 | Standalone | DE0008680 | Indicated for patients with astigmatism of 2.5 dioptre cylinder (DC) and above in at least 1 eye; where correction of astigmatism is considered clinically necessary
Ophthalmic | Intraocular lens replacement | Intraocular lens (IOL) | Monofocal, astigmatism correcting IOL | Carl Zeiss | AT TORBI 709M DPT 22.0 CYL 08.0 | AT TORBI 709M DPT 22.0 CYL 08.0 | Standalone | DE0008680 | Indicated for patients with astigmatism of 2.5 dioptre cylinder (DC) and above in at least 1 eye; where correction of astigmatism is considered clinically necessary
Ophthalmic | Intraocular lens replacement | Intraocular lens (IOL) | Monofocal, astigmatism correcting IOL | Carl Zeiss | AT TORBI 709M DPT 22.0 CYL 08.5 | AT TORBI 709M DPT 22.0 CYL 08.5 | Standalone | DE0008680 | Indicated for patients with astigmatism of 2.5 dioptre cylinder (DC) and above in at least 1 eye; where correction of astigmatism is considered clinically necessary
Ophthalmic | Intraocular lens replacement | Intraocular lens (IOL) | Monofocal, astigmatism correcting IOL | Carl Zeiss | AT TORBI 709M DPT 22.0 CYL 09.0 | AT TORBI 709M DPT 22.0 CYL 09.0 | Standalone | DE0008680 | Indicated for patients with astigmatism of 2.5 dioptre cylinder (DC) and above in at least 1 eye; where correction of astigmatism is considered clinically necessary
Ophthalmic | Intraocular lens replacement | Intraocular lens (IOL) | Monofocal, astigmatism correcting IOL | Carl Zeiss | AT TORBI 709M DPT 22.0 CYL 09.5 | AT TORBI 709M DPT 22.0 CYL 09.5 | Standalone | DE0008680 | Indicated for patients with astigmatism of 2.5 dioptre cylinder (DC) and above in at least 1 eye; where correction of astigmatism is considered clinically necessary
Ophthalmic | Intraocular lens replacement | Intraocular lens (IOL) | Monofocal, astigmatism correcting IOL | Carl Zeiss | AT TORBI 709M DPT 22.0 CYL 10.0 | AT TORBI 709M DPT 22.0 CYL 10.0 | Standalone | DE0008680 | Indicated for patients with astigmatism of 2.5 dioptre cylinder (DC) and above in at least 1 eye; where correction of astigmatism is considered clinically necessary
Ophthalmic | Intraocular lens replacement | Intraocular lens (IOL) | Monofocal, astigmatism correcting IOL | Carl Zeiss | AT TORBI 709M DPT 22.0 CYL 10.5 | AT TORBI 709M DPT 22.0 CYL 10.5 | Standalone | DE0008680 | Indicated for patients with astigmatism of 2.5 dioptre cylinder (DC) and above in at least 1 eye; where correction of astigmatism is considered clinically necessary
Ophthalmic | Intraocular lens replacement | Intraocular lens (IOL) | Monofocal, astigmatism correcting IOL | Carl Zeiss | AT TORBI 709M DPT 22.0 CYL 11.0 | AT TORBI 709M DPT 22.0 CYL 11.0 | Standalone | DE0008680 | Indicated for patients with astigmatism of 2.5 dioptre cylinder (DC) and above in at least 1 eye; where correction of astigmatism is considered clinically necessary
Ophthalmic | Intraocular lens replacement | Intraocular lens (IOL) | Monofocal, astigmatism correcting IOL | Carl Zeiss | AT TORBI 709M DPT 22.0 CYL 11.5 | AT TORBI 709M DPT 22.0 CYL 11.5 | Standalone | DE0008680 | Indicated for patients with astigmatism of 2.5 dioptre cylinder (DC) and above in at least 1 eye; where correction of astigmatism is considered clinically necessary
Ophthalmic | Intraocular lens replacement | Intraocular lens (IOL) | Monofocal, astigmatism correcting IOL | Carl Zeiss | AT TORBI 709M DPT 22.0 CYL 12.0 | AT TORBI 709M DPT 22.0 CYL 12.0 | Standalone | DE0008680 | Indicated for patients with astigmatism of 2.5 dioptre cylinder (DC) and above in at least 1 eye; where correction of astigmatism is considered clinically necessary
Ophthalmic | Intraocular lens replacement | Intraocular lens (IOL) | Monofocal, astigmatism correcting IOL | Carl Zeiss | AT TORBI 709M DPT 22.5 CYL 06.5 | AT TORBI 709M DPT 22.5 CYL 06.5 | Standalone | DE0008680 | Indicated for patients with astigmatism of 2.5 dioptre cylinder (DC) and above in at least 1 eye; where correction of astigmatism is considered clinically necessary
Ophthalmic | Intraocular lens replacement | Intraocular lens (IOL) | Monofocal, astigmatism correcting IOL | Carl Zeiss | AT TORBI 709M DPT 22.5 CYL 07.0 | AT TORBI 709M DPT 22.5 CYL 07.0 | Standalone | DE0008680 | Indicated for patients with astigmatism of 2.5 dioptre cylinder (DC) and above in at least 1 eye; where correction of astigmatism is considered clinically necessary
Ophthalmic | Intraocular lens replacement | Intraocular lens (IOL) | Monofocal, astigmatism correcting IOL | Carl Zeiss | AT TORBI 709M DPT 22.5 CYL 07.5 | AT TORBI 709M DPT 22.5 CYL 07.5 | Standalone | DE0008680 | Indicated for patients with astigmatism of 2.5 dioptre cylinder (DC) and above in at least 1 eye; where correction of astigmatism is considered clinically necessary
Ophthalmic | Intraocular lens replacement | Intraocular lens (IOL) | Monofocal, astigmatism correcting IOL | Carl Zeiss | AT TORBI 709M DPT 22.5 CYL 08.0 | AT TORBI 709M DPT 22.5 CYL 08.0 | Standalone | DE0008680 | Indicated for patients with astigmatism of 2.5 dioptre cylinder (DC) and above in at least 1 eye; where correction of astigmatism is considered clinically necessary
Ophthalmic | Intraocular lens replacement | Intraocular lens (IOL) | Monofocal, astigmatism correcting IOL | Carl Zeiss | AT TORBI 709M DPT 22.5 CYL 08.5 | AT TORBI 709M DPT 22.5 CYL 08.5 | Standalone | DE0008680 | Indicated for patients with astigmatism of 2.5 dioptre cylinder (DC) and above in at least 1 eye; where correction of astigmatism is considered clinically necessary
Ophthalmic | Intraocular lens replacement | Intraocular lens (IOL) | Monofocal, astigmatism correcting IOL | Carl Zeiss | AT TORBI 709M DPT 22.5 CYL 09.0 | AT TORBI 709M DPT 22.5 CYL 09.0 | Standalone | DE0008680 | Indicated for patients with astigmatism of 2.5 dioptre cylinder (DC) and above in at least 1 eye; where correction of astigmatism is considered clinically necessary
Ophthalmic | Intraocular lens replacement | Intraocular lens (IOL) | Monofocal, astigmatism correcting IOL | Carl Zeiss | AT TORBI 709M DPT 22.5 CYL 09.5 | AT TORBI 709M DPT 22.5 CYL 09.5 | Standalone | DE0008680 | Indicated for patients with astigmatism of 2.5 dioptre cylinder (DC) and above in at least 1 eye; where correction of astigmatism is considered clinically necessary
Ophthalmic | Intraocular lens replacement | Intraocular lens (IOL) | Monofocal, astigmatism correcting IOL | Carl Zeiss | AT TORBI 709M DPT 22.5 CYL 10.0 | AT TORBI 709M DPT 22.5 CYL 10.0 | Standalone | DE0008680 | Indicated for patients with astigmatism of 2.5 dioptre cylinder (DC) and above in at least 1 eye; where correction of astigmatism is considered clinically necessary
Ophthalmic | Intraocular lens replacement | Intraocular lens (IOL) | Monofocal, astigmatism correcting IOL | Carl Zeiss | AT TORBI 709M DPT 22.5 CYL 10.5 | AT TORBI 709M DPT 22.5 CYL 10.5 | Standalone | DE0008680 | Indicated for patients with astigmatism of 2.5 dioptre cylinder (DC) and above in at least 1 eye; where correction of astigmatism is considered clinically necessary
Ophthalmic | Intraocular lens replacement | Intraocular lens (IOL) | Monofocal, astigmatism correcting IOL | Carl Zeiss | AT TORBI 709M DPT 22.5 CYL 11.0 | AT TORBI 709M DPT 22.5 CYL 11.0 | Standalone | DE0008680 | Indicated for patients with astigmatism of 2.5 dioptre cylinder (DC) and above in at least 1 eye; where correction of astigmatism is considered clinically necessary
Ophthalmic | Intraocular lens replacement | Intraocular lens (IOL) | Monofocal, astigmatism correcting IOL | Carl Zeiss | AT TORBI 709M DPT 22.5 CYL 11.5 | AT TORBI 709M DPT 22.5 CYL 11.5 | Standalone | DE0008680 | Indicated for patients with astigmatism of 2.5 dioptre cylinder (DC) and above in at least 1 eye; where correction of astigmatism is considered clinically necessary
Ophthalmic | Intraocular lens replacement | Intraocular lens (IOL) | Monofocal, astigmatism correcting IOL | Carl Zeiss | AT TORBI 709M DPT 22.5 CYL 12.0 | AT TORBI 709M DPT 22.5 CYL 12.0 | Standalone | DE0008680 | Indicated for patients with astigmatism of 2.5 dioptre cylinder (DC) and above in at least 1 eye; where correction of astigmatism is considered clinically necessary
Ophthalmic | Intraocular lens replacement | Intraocular lens (IOL) | Monofocal, astigmatism correcting IOL | Carl Zeiss | AT TORBI 709M DPT 23.0 CYL 06.5 | AT TORBI 709M DPT 23.0 CYL 06.5 | Standalone | DE0008680 | Indicated for patients with astigmatism of 2.5 dioptre cylinder (DC) and above in at least 1 eye; where correction of astigmatism is considered clinically necessary
Ophthalmic | Intraocular lens replacement | Intraocular lens (IOL) | Monofocal, astigmatism correcting IOL | Carl Zeiss | AT TORBI 709M DPT 23.0 CYL 07.0 | AT TORBI 709M DPT 23.0 CYL 07.0 | Standalone | DE0008680 | Indicated for patients with astigmatism of 2.5 dioptre cylinder (DC) and above in at least 1 eye; where correction of astigmatism is considered clinically necessary
Ophthalmic | Intraocular lens replacement | Intraocular lens (IOL) | Monofocal, astigmatism correcting IOL | Carl Zeiss | AT TORBI 709M DPT 23.0 CYL 07.5 | AT TORBI 709M DPT 23.0 CYL 07.5 | Standalone | DE0008680 | Indicated for patients with astigmatism of 2.5 dioptre cylinder (DC) and above in at least 1 eye; where correction of astigmatism is considered clinically necessary
Ophthalmic | Intraocular lens replacement | Intraocular lens (IOL) | Monofocal, astigmatism correcting IOL | Carl Zeiss | AT TORBI 709M DPT 23.0 CYL 08.0 | AT TORBI 709M DPT 23.0 CYL 08.0 | Standalone | DE0008680 | Indicated for patients with astigmatism of 2.5 dioptre cylinder (DC) and above in at least 1 eye; where correction of astigmatism is considered clinically necessary
Ophthalmic | Intraocular lens replacement | Intraocular lens (IOL) | Monofocal, astigmatism correcting IOL | Carl Zeiss | AT TORBI 709M DPT 23.0 CYL 08.5 | AT TORBI 709M DPT 23.0 CYL 08.5 | Standalone | DE0008680 | Indicated for patients with astigmatism of 2.5 dioptre cylinder (DC) and above in at least 1 eye; where correction of astigmatism is considered clinically necessary
Ophthalmic | Intraocular lens replacement | Intraocular lens (IOL) | Monofocal, astigmatism correcting IOL | Carl Zeiss | AT TORBI 709M DPT 23.0 CYL 09.0 | AT TORBI 709M DPT 23.0 CYL 09.0 | Standalone | DE0008680 | Indicated for patients with astigmatism of 2.5 dioptre cylinder (DC) and above in at least 1 eye; where correction of astigmatism is considered clinically necessary
Ophthalmic | Intraocular lens replacement | Intraocular lens (IOL) | Monofocal, astigmatism correcting IOL | Carl Zeiss | AT TORBI 709M DPT 23.0 CYL 09.5 | AT TORBI 709M DPT 23.0 CYL 09.5 | Standalone | DE0008680 | Indicated for patients with astigmatism of 2.5 dioptre cylinder (DC) and above in at least 1 eye; where correction of astigmatism is considered clinically necessary
Ophthalmic | Intraocular lens replacement | Intraocular lens (IOL) | Monofocal, astigmatism correcting IOL | Carl Zeiss | AT TORBI 709M DPT 23.0 CYL 10.0 | AT TORBI 709M DPT 23.0 CYL 10.0 | Standalone | DE0008680 | Indicated for patients with astigmatism of 2.5 dioptre cylinder (DC) and above in at least 1 eye; where correction of astigmatism is considered clinically necessary
Ophthalmic | Intraocular lens replacement | Intraocular lens (IOL) | Monofocal, astigmatism correcting IOL | Carl Zeiss | AT TORBI 709M DPT 23.0 CYL 10.5 | AT TORBI 709M DPT 23.0 CYL 10.5 | Standalone | DE0008680 | Indicated for patients with astigmatism of 2.5 dioptre cylinder (DC) and above in at least 1 eye; where correction of astigmatism is considered clinically necessary
Ophthalmic | Intraocular lens replacement | Intraocular lens (IOL) | Monofocal, astigmatism correcting IOL | Carl Zeiss | AT TORBI 709M DPT 23.0 CYL 11.0 | AT TORBI 709M DPT 23.0 CYL 11.0 | Standalone | DE0008680 | Indicated for patients with astigmatism of 2.5 dioptre cylinder (DC) and above in at least 1 eye; where correction of astigmatism is considered clinically necessary
Ophthalmic | Intraocular lens replacement | Intraocular lens (IOL) | Monofocal, astigmatism correcting IOL | Carl Zeiss | AT TORBI 709M DPT 23.0 CYL 11.5 | AT TORBI 709M DPT 23.0 CYL 11.5 | Standalone | DE0008680 | Indicated for patients with astigmatism of 2.5 dioptre cylinder (DC) and above in at least 1 eye; where correction of astigmatism is considered clinically necessary
Ophthalmic | Intraocular lens replacement | Intraocular lens (IOL) | Monofocal, astigmatism correcting IOL | Carl Zeiss | AT TORBI 709M DPT 23.0 CYL 12.0 | AT TORBI 709M DPT 23.0 CYL 12.0 | Standalone | DE0008680 | Indicated for patients with astigmatism of 2.5 dioptre cylinder (DC) and above in at least 1 eye; where correction of astigmatism is considered clinically necessary
Ophthalmic | Intraocular lens replacement | Intraocular lens (IOL) | Monofocal, astigmatism correcting IOL | Carl Zeiss | AT TORBI 709M DPT 23.5 CYL 06.5 | AT TORBI 709M DPT 23.5 CYL 06.5 | Standalone | DE0008680 | Indicated for patients with astigmatism of 2.5 dioptre cylinder (DC) and above in at least 1 eye; where correction of astigmatism is considered clinically necessary
Ophthalmic | Intraocular lens replacement | Intraocular lens (IOL) | Monofocal, astigmatism correcting IOL | Carl Zeiss | AT TORBI 709M DPT 23.5 CYL 07.0 | AT TORBI 709M DPT 23.5 CYL 07.0 | Standalone | DE0008680 | Indicated for patients with astigmatism of 2.5 dioptre cylinder (DC) and above in at least 1 eye; where correction of astigmatism is considered clinically necessary
Ophthalmic | Intraocular lens replacement | Intraocular lens (IOL) | Monofocal, astigmatism correcting IOL | Carl Zeiss | AT TORBI 709M DPT 23.5 CYL 07.5 | AT TORBI 709M DPT 23.5 CYL 07.5 | Standalone | DE0008680 | Indicated for patients with astigmatism of 2.5 dioptre cylinder (DC) and above in at least 1 eye; where correction of astigmatism is considered clinically necessary
Ophthalmic | Intraocular lens replacement | Intraocular lens (IOL) | Monofocal, astigmatism correcting IOL | Carl Zeiss | AT TORBI 709M DPT 23.5 CYL 08.0 | AT TORBI 709M DPT 23.5 CYL 08.0 | Standalone | DE0008680 | Indicated for patients with astigmatism of 2.5 dioptre cylinder (DC) and above in at least 1 eye; where correction of astigmatism is considered clinically necessary
Ophthalmic | Intraocular lens replacement | Intraocular lens (IOL) | Monofocal, astigmatism correcting IOL | Carl Zeiss | AT TORBI 709M DPT 23.5 CYL 08.5 | AT TORBI 709M DPT 23.5 CYL 08.5 | Standalone | DE0008680 | Indicated for patients with astigmatism of 2.5 dioptre cylinder (DC) and above in at least 1 eye; where correction of astigmatism is considered clinically necessary
Ophthalmic | Intraocular lens replacement | Intraocular lens (IOL) | Monofocal, astigmatism correcting IOL | Carl Zeiss | AT TORBI 709M DPT 23.5 CYL 09.0 | AT TORBI 709M DPT 23.5 CYL 09.0 | Standalone | DE0008680 | Indicated for patients with astigmatism of 2.5 dioptre cylinder (DC) and above in at least 1 eye; where correction of astigmatism is considered clinically necessary
Ophthalmic | Intraocular lens replacement | Intraocular lens (IOL) | Monofocal, astigmatism correcting IOL | Carl Zeiss | AT TORBI 709M DPT 23.5 CYL 09.5 | AT TORBI 709M DPT 23.5 CYL 09.5 | Standalone | DE0008680 | Indicated for patients with astigmatism of 2.5 dioptre cylinder (DC) and above in at least 1 eye; where correction of astigmatism is considered clinically necessary
Ophthalmic | Intraocular lens replacement | Intraocular lens (IOL) | Monofocal, astigmatism correcting IOL | Carl Zeiss | AT TORBI 709M DPT 23.5 CYL 10.0 | AT TORBI 709M DPT 23.5 CYL 10.0 | Standalone | DE0008680 | Indicated for patients with astigmatism of 2.5 dioptre cylinder (DC) and above in at least 1 eye; where correction of astigmatism is considered clinically necessary
Ophthalmic | Intraocular lens replacement | Intraocular lens (IOL) | Monofocal, astigmatism correcting IOL | Carl Zeiss | AT TORBI 709M DPT 23.5 CYL 10.5 | AT TORBI 709M DPT 23.5 CYL 10.5 | Standalone | DE0008680 | Indicated for patients with astigmatism of 2.5 dioptre cylinder (DC) and above in at least 1 eye; where correction of astigmatism is considered clinically necessary
Ophthalmic | Intraocular lens replacement | Intraocular lens (IOL) | Monofocal, astigmatism correcting IOL | Carl Zeiss | AT TORBI 709M DPT 23.5 CYL 11.0 | AT TORBI 709M DPT 23.5 CYL 11.0 | Standalone | DE0008680 | Indicated for patients with astigmatism of 2.5 dioptre cylinder (DC) and above in at least 1 eye; where correction of astigmatism is considered clinically necessary
Ophthalmic | Intraocular lens replacement | Intraocular lens (IOL) | Monofocal, astigmatism correcting IOL | Carl Zeiss | AT TORBI 709M DPT 23.5 CYL 11.5 | AT TORBI 709M DPT 23.5 CYL 11.5 | Standalone | DE0008680 | Indicated for patients with astigmatism of 2.5 dioptre cylinder (DC) and above in at least 1 eye; where correction of astigmatism is considered clinically necessary
Ophthalmic | Intraocular lens replacement | Intraocular lens (IOL) | Monofocal, astigmatism correcting IOL | Carl Zeiss | AT TORBI 709M DPT 23.5 CYL 12.0 | AT TORBI 709M DPT 23.5 CYL 12.0 | Standalone | DE0008680 | Indicated for patients with astigmatism of 2.5 dioptre cylinder (DC) and above in at least 1 eye; where correction of astigmatism is considered clinically necessary
Ophthalmic | Intraocular lens replacement | Intraocular lens (IOL) | Monofocal, astigmatism correcting IOL | Carl Zeiss | AT TORBI 709M DPT 24.0 CYL 06.5 | AT TORBI 709M DPT 24.0 CYL 06.5 | Standalone | DE0008680 | Indicated for patients with astigmatism of 2.5 dioptre cylinder (DC) and above in at least 1 eye; where correction of astigmatism is considered clinically necessary
Ophthalmic | Intraocular lens replacement | Intraocular lens (IOL) | Monofocal, astigmatism correcting IOL | Carl Zeiss | AT TORBI 709M DPT 24.0 CYL 07.0 | AT TORBI 709M DPT 24.0 CYL 07.0 | Standalone | DE0008680 | Indicated for patients with astigmatism of 2.5 dioptre cylinder (DC) and above in at least 1 eye; where correction of astigmatism is considered clinically necessary
Ophthalmic | Intraocular lens replacement | Intraocular lens (IOL) | Monofocal, astigmatism correcting IOL | Carl Zeiss | AT TORBI 709M DPT 24.0 CYL 07.5 | AT TORBI 709M DPT 24.0 CYL 07.5 | Standalone | DE0008680 | Indicated for patients with astigmatism of 2.5 dioptre cylinder (DC) and above in at least 1 eye; where correction of astigmatism is considered clinically necessary
Ophthalmic | Intraocular lens replacement | Intraocular lens (IOL) | Monofocal, astigmatism correcting IOL | Carl Zeiss | AT TORBI 709M DPT 24.0 CYL 08.0 | AT TORBI 709M DPT 24.0 CYL 08.0 | Standalone | DE0008680 | Indicated for patients with astigmatism of 2.5 dioptre cylinder (DC) and above in at least 1 eye; where correction of astigmatism is considered clinically necessary
Ophthalmic | Intraocular lens replacement | Intraocular lens (IOL) | Monofocal, astigmatism correcting IOL | Carl Zeiss | AT TORBI 709M DPT 24.0 CYL 08.5 | AT TORBI 709M DPT 24.0 CYL 08.5 | Standalone | DE0008680 | Indicated for patients with astigmatism of 2.5 dioptre cylinder (DC) and above in at least 1 eye; where correction of astigmatism is considered clinically necessary
Ophthalmic | Intraocular lens replacement | Intraocular lens (IOL) | Monofocal, astigmatism correcting IOL | Carl Zeiss | AT TORBI 709M DPT 24.0 CYL 09.0 | AT TORBI 709M DPT 24.0 CYL 09.0 | Standalone | DE0008680 | Indicated for patients with astigmatism of 2.5 dioptre cylinder (DC) and above in at least 1 eye; where correction of astigmatism is considered clinically necessary
Ophthalmic | Intraocular lens replacement | Intraocular lens (IOL) | Monofocal, astigmatism correcting IOL | Carl Zeiss | AT TORBI 709M DPT 24.0 CYL 09.5 | AT TORBI 709M DPT 24.0 CYL 09.5 | Standalone | DE0008680 | Indicated for patients with astigmatism of 2.5 dioptre cylinder (DC) and above in at least 1 eye; where correction of astigmatism is considered clinically necessary
Ophthalmic | Intraocular lens replacement | Intraocular lens (IOL) | Monofocal, astigmatism correcting IOL | Carl Zeiss | AT TORBI 709M DPT 24.0 CYL 10.0 | AT TORBI 709M DPT 24.0 CYL 10.0 | Standalone | DE0008680 | Indicated for patients with astigmatism of 2.5 dioptre cylinder (DC) and above in at least 1 eye; where correction of astigmatism is considered clinically necessary
Ophthalmic | Intraocular lens replacement | Intraocular lens (IOL) | Monofocal, astigmatism correcting IOL | Carl Zeiss | AT TORBI 709M DPT 24.0 CYL 10.5 | AT TORBI 709M DPT 24.0 CYL 10.5 | Standalone | DE0008680 | Indicated for patients with astigmatism of 2.5 dioptre cylinder (DC) and above in at least 1 eye; where correction of astigmatism is considered clinically necessary
Ophthalmic | Intraocular lens replacement | Intraocular lens (IOL) | Monofocal, astigmatism correcting IOL | Carl Zeiss | AT TORBI 709M DPT 24.0 CYL 11.0 | AT TORBI 709M DPT 24.0 CYL 11.0 | Standalone | DE0008680 | Indicated for patients with astigmatism of 2.5 dioptre cylinder (DC) and above in at least 1 eye; where correction of astigmatism is considered clinically necessary
Ophthalmic | Intraocular lens replacement | Intraocular lens (IOL) | Monofocal, astigmatism correcting IOL | Carl Zeiss | AT TORBI 709M DPT 24.0 CYL 11.5 | AT TORBI 709M DPT 24.0 CYL 11.5 | Standalone | DE0008680 | Indicated for patients with astigmatism of 2.5 dioptre cylinder (DC) and above in at least 1 eye; where correction of astigmatism is considered clinically necessary
Ophthalmic | Intraocular lens replacement | Intraocular lens (IOL) | Monofocal, astigmatism correcting IOL | Carl Zeiss | AT TORBI 709M DPT 24.0 CYL 12.0 | AT TORBI 709M DPT 24.0 CYL 12.0 | Standalone | DE0008680 | Indicated for patients with astigmatism of 2.5 dioptre cylinder (DC) and above in at least 1 eye; where correction of astigmatism is considered clinically necessary
Ophthalmic | Intraocular lens replacement | Intraocular lens (IOL) | Monofocal, astigmatism correcting IOL | Carl Zeiss | AT TORBI 709M DPT 24.5 CYL 06.5 | AT TORBI 709M DPT 24.5 CYL 06.5 | Standalone | DE0008680 | Indicated for patients with astigmatism of 2.5 dioptre cylinder (DC) and above in at least 1 eye; where correction of astigmatism is considered clinically necessary
Ophthalmic | Intraocular lens replacement | Intraocular lens (IOL) | Monofocal, astigmatism correcting IOL | Carl Zeiss | AT TORBI 709M DPT 24.5 CYL 07.0 | AT TORBI 709M DPT 24.5 CYL 07.0 | Standalone | DE0008680 | Indicated for patients with astigmatism of 2.5 dioptre cylinder (DC) and above in at least 1 eye; where correction of astigmatism is considered clinically necessary
Ophthalmic | Intraocular lens replacement | Intraocular lens (IOL) | Monofocal, astigmatism correcting IOL | Carl Zeiss | AT TORBI 709M DPT 24.5 CYL 07.5 | AT TORBI 709M DPT 24.5 CYL 07.5 | Standalone | DE0008680 | Indicated for patients with astigmatism of 2.5 dioptre cylinder (DC) and above in at least 1 eye; where correction of astigmatism is considered clinically necessary
Ophthalmic | Intraocular lens replacement | Intraocular lens (IOL) | Monofocal, astigmatism correcting IOL | Carl Zeiss | AT TORBI 709M DPT 24.5 CYL 08.0 | AT TORBI 709M DPT 24.5 CYL 08.0 | Standalone | DE0008680 | Indicated for patients with astigmatism of 2.5 dioptre cylinder (DC) and above in at least 1 eye; where correction of astigmatism is considered clinically necessary
Ophthalmic | Intraocular lens replacement | Intraocular lens (IOL) | Monofocal, astigmatism correcting IOL | Carl Zeiss | AT TORBI 709M DPT 24.5 CYL 08.5 | AT TORBI 709M DPT 24.5 CYL 08.5 | Standalone | DE0008680 | Indicated for patients with astigmatism of 2.5 dioptre cylinder (DC) and above in at least 1 eye; where correction of astigmatism is considered clinically necessary
Ophthalmic | Intraocular lens replacement | Intraocular lens (IOL) | Monofocal, astigmatism correcting IOL | Carl Zeiss | AT TORBI 709M DPT 24.5 CYL 09.0 | AT TORBI 709M DPT 24.5 CYL 09.0 | Standalone | DE0008680 | Indicated for patients with astigmatism of 2.5 dioptre cylinder (DC) and above in at least 1 eye; where correction of astigmatism is considered clinically necessary
Ophthalmic | Intraocular lens replacement | Intraocular lens (IOL) | Monofocal, astigmatism correcting IOL | Carl Zeiss | AT TORBI 709M DPT 24.5 CYL 09.5 | AT TORBI 709M DPT 24.5 CYL 09.5 | Standalone | DE0008680 | Indicated for patients with astigmatism of 2.5 dioptre cylinder (DC) and above in at least 1 eye; where correction of astigmatism is considered clinically necessary
Ophthalmic | Intraocular lens replacement | Intraocular lens (IOL) | Monofocal, astigmatism correcting IOL | Carl Zeiss | AT TORBI 709M DPT 24.5 CYL 10.0 | AT TORBI 709M DPT 24.5 CYL 10.0 | Standalone | DE0008680 | Indicated for patients with astigmatism of 2.5 dioptre cylinder (DC) and above in at least 1 eye; where correction of astigmatism is considered clinically necessary
Ophthalmic | Intraocular lens replacement | Intraocular lens (IOL) | Monofocal, astigmatism correcting IOL | Carl Zeiss | AT TORBI 709M DPT 24.5 CYL 10.5 | AT TORBI 709M DPT 24.5 CYL 10.5 | Standalone | DE0008680 | Indicated for patients with astigmatism of 2.5 dioptre cylinder (DC) and above in at least 1 eye; where correction of astigmatism is considered clinically necessary
Ophthalmic | Intraocular lens replacement | Intraocular lens (IOL) | Monofocal, astigmatism correcting IOL | Carl Zeiss | AT TORBI 709M DPT 24.5 CYL 11.0 | AT TORBI 709M DPT 24.5 CYL 11.0 | Standalone | DE0008680 | Indicated for patients with astigmatism of 2.5 dioptre cylinder (DC) and above in at least 1 eye; where correction of astigmatism is considered clinically necessary
Ophthalmic | Intraocular lens replacement | Intraocular lens (IOL) | Monofocal, astigmatism correcting IOL | Carl Zeiss | AT TORBI 709M DPT 24.5 CYL 11.5 | AT TORBI 709M DPT 24.5 CYL 11.5 | Standalone | DE0008680 | Indicated for patients with astigmatism of 2.5 dioptre cylinder (DC) and above in at least 1 eye; where correction of astigmatism is considered clinically necessary
Ophthalmic | Intraocular lens replacement | Intraocular lens (IOL) | Monofocal, astigmatism correcting IOL | Carl Zeiss | AT TORBI 709M DPT 24.5 CYL 12.0 | AT TORBI 709M DPT 24.5 CYL 12.0 | Standalone | DE0008680 | Indicated for patients with astigmatism of 2.5 dioptre cylinder (DC) and above in at least 1 eye; where correction of astigmatism is considered clinically necessary
Ophthalmic | Intraocular lens replacement | Intraocular lens (IOL) | Monofocal, astigmatism correcting IOL | Carl Zeiss | AT TORBI 709M DPT 25.0 CYL 06.5 | AT TORBI 709M DPT 25.0 CYL 06.5 | Standalone | DE0008680 | Indicated for patients with astigmatism of 2.5 dioptre cylinder (DC) and above in at least 1 eye; where correction of astigmatism is considered clinically necessary
Ophthalmic | Intraocular lens replacement | Intraocular lens (IOL) | Monofocal, astigmatism correcting IOL | Carl Zeiss | AT TORBI 709M DPT 25.0 CYL 07.0 | AT TORBI 709M DPT 25.0 CYL 07.0 | Standalone | DE0008680 | Indicated for patients with astigmatism of 2.5 dioptre cylinder (DC) and above in at least 1 eye; where correction of astigmatism is considered clinically necessary
Ophthalmic | Intraocular lens replacement | Intraocular lens (IOL) | Monofocal, astigmatism correcting IOL | Carl Zeiss | AT TORBI 709M DPT 25.0 CYL 07.5 | AT TORBI 709M DPT 25.0 CYL 07.5 | Standalone | DE0008680 | Indicated for patients with astigmatism of 2.5 dioptre cylinder (DC) and above in at least 1 eye; where correction of astigmatism is considered clinically necessary
Ophthalmic | Intraocular lens replacement | Intraocular lens (IOL) | Monofocal, astigmatism correcting IOL | Carl Zeiss | AT TORBI 709M DPT 25.0 CYL 08.0 | AT TORBI 709M DPT 25.0 CYL 08.0 | Standalone | DE0008680 | Indicated for patients with astigmatism of 2.5 dioptre cylinder (DC) and above in at least 1 eye; where correction of astigmatism is considered clinically necessary
Ophthalmic | Intraocular lens replacement | Intraocular lens (IOL) | Monofocal, astigmatism correcting IOL | Carl Zeiss | AT TORBI 709M DPT 25.0 CYL 08.5 | AT TORBI 709M DPT 25.0 CYL 08.5 | Standalone | DE0008680 | Indicated for patients with astigmatism of 2.5 dioptre cylinder (DC) and above in at least 1 eye; where correction of astigmatism is considered clinically necessary
Ophthalmic | Intraocular lens replacement | Intraocular lens (IOL) | Monofocal, astigmatism correcting IOL | Carl Zeiss | AT TORBI 709M DPT 25.0 CYL 09.0 | AT TORBI 709M DPT 25.0 CYL 09.0 | Standalone | DE0008680 | Indicated for patients with astigmatism of 2.5 dioptre cylinder (DC) and above in at least 1 eye; where correction of astigmatism is considered clinically necessary
Ophthalmic | Intraocular lens replacement | Intraocular lens (IOL) | Monofocal, astigmatism correcting IOL | Carl Zeiss | AT TORBI 709M DPT 25.0 CYL 09.5 | AT TORBI 709M DPT 25.0 CYL 09.5 | Standalone | DE0008680 | Indicated for patients with astigmatism of 2.5 dioptre cylinder (DC) and above in at least 1 eye; where correction of astigmatism is considered clinically necessary
Ophthalmic | Intraocular lens replacement | Intraocular lens (IOL) | Monofocal, astigmatism correcting IOL | Carl Zeiss | AT TORBI 709M DPT 25.0 CYL 10.0 | AT TORBI 709M DPT 25.0 CYL 10.0 | Standalone | DE0008680 | Indicated for patients with astigmatism of 2.5 dioptre cylinder (DC) and above in at least 1 eye; where correction of astigmatism is considered clinically necessary
Ophthalmic | Intraocular lens replacement | Intraocular lens (IOL) | Monofocal, astigmatism correcting IOL | Carl Zeiss | AT TORBI 709M DPT 25.0 CYL 10.5 | AT TORBI 709M DPT 25.0 CYL 10.5 | Standalone | DE0008680 | Indicated for patients with astigmatism of 2.5 dioptre cylinder (DC) and above in at least 1 eye; where correction of astigmatism is considered clinically necessary
Ophthalmic | Intraocular lens replacement | Intraocular lens (IOL) | Monofocal, astigmatism correcting IOL | Carl Zeiss | AT TORBI 709M DPT 25.0 CYL 11.0 | AT TORBI 709M DPT 25.0 CYL 11.0 | Standalone | DE0008680 | Indicated for patients with astigmatism of 2.5 dioptre cylinder (DC) and above in at least 1 eye; where correction of astigmatism is considered clinically necessary
Ophthalmic | Intraocular lens replacement | Intraocular lens (IOL) | Monofocal, astigmatism correcting IOL | Carl Zeiss | AT TORBI 709M DPT 25.0 CYL 11.5 | AT TORBI 709M DPT 25.0 CYL 11.5 | Standalone | DE0008680 | Indicated for patients with astigmatism of 2.5 dioptre cylinder (DC) and above in at least 1 eye; where correction of astigmatism is considered clinically necessary
Ophthalmic | Intraocular lens replacement | Intraocular lens (IOL) | Monofocal, astigmatism correcting IOL | Carl Zeiss | AT TORBI 709M DPT 25.0 CYL 12.0 | AT TORBI 709M DPT 25.0 CYL 12.0 | Standalone | DE0008680 | Indicated for patients with astigmatism of 2.5 dioptre cylinder (DC) and above in at least 1 eye; where correction of astigmatism is considered clinically necessary
Ophthalmic | Intraocular lens replacement | Intraocular lens (IOL) | Monofocal, astigmatism correcting IOL | Carl Zeiss | AT TORBI 709M DPT 25.5 CYL 06.5 | AT TORBI 709M DPT 25.5 CYL 06.5 | Standalone | DE0008680 | Indicated for patients with astigmatism of 2.5 dioptre cylinder (DC) and above in at least 1 eye; where correction of astigmatism is considered clinically necessary
Ophthalmic | Intraocular lens replacement | Intraocular lens (IOL) | Monofocal, astigmatism correcting IOL | Carl Zeiss | AT TORBI 709M DPT 25.5 CYL 07.0 | AT TORBI 709M DPT 25.5 CYL 07.0 | Standalone | DE0008680 | Indicated for patients with astigmatism of 2.5 dioptre cylinder (DC) and above in at least 1 eye; where correction of astigmatism is considered clinically necessary
Ophthalmic | Intraocular lens replacement | Intraocular lens (IOL) | Monofocal, astigmatism correcting IOL | Carl Zeiss | AT TORBI 709M DPT 25.5 CYL 07.5 | AT TORBI 709M DPT 25.5 CYL 07.5 | Standalone | DE0008680 | Indicated for patients with astigmatism of 2.5 dioptre cylinder (DC) and above in at least 1 eye; where correction of astigmatism is considered clinically necessary
Ophthalmic | Intraocular lens replacement | Intraocular lens (IOL) | Monofocal, astigmatism correcting IOL | Carl Zeiss | AT TORBI 709M DPT 25.5 CYL 08.0 | AT TORBI 709M DPT 25.5 CYL 08.0 | Standalone | DE0008680 | Indicated for patients with astigmatism of 2.5 dioptre cylinder (DC) and above in at least 1 eye; where correction of astigmatism is considered clinically necessary
Ophthalmic | Intraocular lens replacement | Intraocular lens (IOL) | Monofocal, astigmatism correcting IOL | Carl Zeiss | AT TORBI 709M DPT 25.5 CYL 08.5 | AT TORBI 709M DPT 25.5 CYL 08.5 | Standalone | DE0008680 | Indicated for patients with astigmatism of 2.5 dioptre cylinder (DC) and above in at least 1 eye; where correction of astigmatism is considered clinically necessary
Ophthalmic | Intraocular lens replacement | Intraocular lens (IOL) | Monofocal, astigmatism correcting IOL | Carl Zeiss | AT TORBI 709M DPT 25.5 CYL 09.0 | AT TORBI 709M DPT 25.5 CYL 09.0 | Standalone | DE0008680 | Indicated for patients with astigmatism of 2.5 dioptre cylinder (DC) and above in at least 1 eye; where correction of astigmatism is considered clinically necessary
Ophthalmic | Intraocular lens replacement | Intraocular lens (IOL) | Monofocal, astigmatism correcting IOL | Carl Zeiss | AT TORBI 709M DPT 25.5 CYL 09.5 | AT TORBI 709M DPT 25.5 CYL 09.5 | Standalone | DE0008680 | Indicated for patients with astigmatism of 2.5 dioptre cylinder (DC) and above in at least 1 eye; where correction of astigmatism is considered clinically necessary
Ophthalmic | Intraocular lens replacement | Intraocular lens (IOL) | Monofocal, astigmatism correcting IOL | Carl Zeiss | AT TORBI 709M DPT 25.5 CYL 10.0 | AT TORBI 709M DPT 25.5 CYL 10.0 | Standalone | DE0008680 | Indicated for patients with astigmatism of 2.5 dioptre cylinder (DC) and above in at least 1 eye; where correction of astigmatism is considered clinically necessary
Ophthalmic | Intraocular lens replacement | Intraocular lens (IOL) | Monofocal, astigmatism correcting IOL | Carl Zeiss | AT TORBI 709M DPT 25.5 CYL 10.5 | AT TORBI 709M DPT 25.5 CYL 10.5 | Standalone | DE0008680 | Indicated for patients with astigmatism of 2.5 dioptre cylinder (DC) and above in at least 1 eye; where correction of astigmatism is considered clinically necessary
Ophthalmic | Intraocular lens replacement | Intraocular lens (IOL) | Monofocal, astigmatism correcting IOL | Carl Zeiss | AT TORBI 709M DPT 25.5 CYL 11.0 | AT TORBI 709M DPT 25.5 CYL 11.0 | Standalone | DE0008680 | Indicated for patients with astigmatism of 2.5 dioptre cylinder (DC) and above in at least 1 eye; where correction of astigmatism is considered clinically necessary
Ophthalmic | Intraocular lens replacement | Intraocular lens (IOL) | Monofocal, astigmatism correcting IOL | Carl Zeiss | AT TORBI 709M DPT 25.5 CYL 11.5 | AT TORBI 709M DPT 25.5 CYL 11.5 | Standalone | DE0008680 | Indicated for patients with astigmatism of 2.5 dioptre cylinder (DC) and above in at least 1 eye; where correction of astigmatism is considered clinically necessary
Ophthalmic | Intraocular lens replacement | Intraocular lens (IOL) | Monofocal, astigmatism correcting IOL | Carl Zeiss | AT TORBI 709M DPT 25.5 CYL 12.0 | AT TORBI 709M DPT 25.5 CYL 12.0 | Standalone | DE0008680 | Indicated for patients with astigmatism of 2.5 dioptre cylinder (DC) and above in at least 1 eye; where correction of astigmatism is considered clinically necessary
Ophthalmic | Intraocular lens replacement | Intraocular lens (IOL) | Monofocal, astigmatism correcting IOL | Carl Zeiss | AT TORBI 709M DPT 26.0 CYL 06.5 | AT TORBI 709M DPT 26.0 CYL 06.5 | Standalone | DE0008680 | Indicated for patients with astigmatism of 2.5 dioptre cylinder (DC) and above in at least 1 eye; where correction of astigmatism is considered clinically necessary
Ophthalmic | Intraocular lens replacement | Intraocular lens (IOL) | Monofocal, astigmatism correcting IOL | Carl Zeiss | AT TORBI 709M DPT 26.0 CYL 07.0 | AT TORBI 709M DPT 26.0 CYL 07.0 | Standalone | DE0008680 | Indicated for patients with astigmatism of 2.5 dioptre cylinder (DC) and above in at least 1 eye; where correction of astigmatism is considered clinically necessary
Ophthalmic | Intraocular lens replacement | Intraocular lens (IOL) | Monofocal, astigmatism correcting IOL | Carl Zeiss | AT TORBI 709M DPT 26.0 CYL 07.5 | AT TORBI 709M DPT 26.0 CYL 07.5 | Standalone | DE0008680 | Indicated for patients with astigmatism of 2.5 dioptre cylinder (DC) and above in at least 1 eye; where correction of astigmatism is considered clinically necessary
Ophthalmic | Intraocular lens replacement | Intraocular lens (IOL) | Monofocal, astigmatism correcting IOL | Carl Zeiss | AT TORBI 709M DPT 26.0 CYL 08.0 | AT TORBI 709M DPT 26.0 CYL 08.0 | Standalone | DE0008680 | Indicated for patients with astigmatism of 2.5 dioptre cylinder (DC) and above in at least 1 eye; where correction of astigmatism is considered clinically necessary
Ophthalmic | Intraocular lens replacement | Intraocular lens (IOL) | Monofocal, astigmatism correcting IOL | Carl Zeiss | AT TORBI 709M DPT 26.0 CYL 08.5 | AT TORBI 709M DPT 26.0 CYL 08.5 | Standalone | DE0008680 | Indicated for patients with astigmatism of 2.5 dioptre cylinder (DC) and above in at least 1 eye; where correction of astigmatism is considered clinically necessary
Ophthalmic | Intraocular lens replacement | Intraocular lens (IOL) | Monofocal, astigmatism correcting IOL | Carl Zeiss | AT TORBI 709M DPT 26.0 CYL 09.0 | AT TORBI 709M DPT 26.0 CYL 09.0 | Standalone | DE0008680 | Indicated for patients with astigmatism of 2.5 dioptre cylinder (DC) and above in at least 1 eye; where correction of astigmatism is considered clinically necessary
Ophthalmic | Intraocular lens replacement | Intraocular lens (IOL) | Monofocal, astigmatism correcting IOL | Carl Zeiss | AT TORBI 709M DPT 26.0 CYL 09.5 | AT TORBI 709M DPT 26.0 CYL 09.5 | Standalone | DE0008680 | Indicated for patients with astigmatism of 2.5 dioptre cylinder (DC) and above in at least 1 eye; where correction of astigmatism is considered clinically necessary
Ophthalmic | Intraocular lens replacement | Intraocular lens (IOL) | Monofocal, astigmatism correcting IOL | Carl Zeiss | AT TORBI 709M DPT 26.0 CYL 10.0 | AT TORBI 709M DPT 26.0 CYL 10.0 | Standalone | DE0008680 | Indicated for patients with astigmatism of 2.5 dioptre cylinder (DC) and above in at least 1 eye; where correction of astigmatism is considered clinically necessary
Ophthalmic | Intraocular lens replacement | Intraocular lens (IOL) | Monofocal, astigmatism correcting IOL | Carl Zeiss | AT TORBI 709M DPT 26.0 CYL 10.5 | AT TORBI 709M DPT 26.0 CYL 10.5 | Standalone | DE0008680 | Indicated for patients with astigmatism of 2.5 dioptre cylinder (DC) and above in at least 1 eye; where correction of astigmatism is considered clinically necessary
Ophthalmic | Intraocular lens replacement | Intraocular lens (IOL) | Monofocal, astigmatism correcting IOL | Carl Zeiss | AT TORBI 709M DPT 26.0 CYL 11.0 | AT TORBI 709M DPT 26.0 CYL 11.0 | Standalone | DE0008680 | Indicated for patients with astigmatism of 2.5 dioptre cylinder (DC) and above in at least 1 eye; where correction of astigmatism is considered clinically necessary
Ophthalmic | Intraocular lens replacement | Intraocular lens (IOL) | Monofocal, astigmatism correcting IOL | Carl Zeiss | AT TORBI 709M DPT 26.0 CYL 11.5 | AT TORBI 709M DPT 26.0 CYL 11.5 | Standalone | DE0008680 | Indicated for patients with astigmatism of 2.5 dioptre cylinder (DC) and above in at least 1 eye; where correction of astigmatism is considered clinically necessary
Ophthalmic | Intraocular lens replacement | Intraocular lens (IOL) | Monofocal, astigmatism correcting IOL | Carl Zeiss | AT TORBI 709M DPT 26.0 CYL 12.0 | AT TORBI 709M DPT 26.0 CYL 12.0 | Standalone | DE0008680 | Indicated for patients with astigmatism of 2.5 dioptre cylinder (DC) and above in at least 1 eye; where correction of astigmatism is considered clinically necessary
Ophthalmic | Intraocular lens replacement | Intraocular lens (IOL) | Monofocal, astigmatism correcting IOL | Carl Zeiss | AT TORBI 709M DPT 26.5 CYL 06.5 | AT TORBI 709M DPT 26.5 CYL 06.5 | Standalone | DE0008680 | Indicated for patients with astigmatism of 2.5 dioptre cylinder (DC) and above in at least 1 eye; where correction of astigmatism is considered clinically necessary
Ophthalmic | Intraocular lens replacement | Intraocular lens (IOL) | Monofocal, astigmatism correcting IOL | Carl Zeiss | AT TORBI 709M DPT 26.5 CYL 07.0 | AT TORBI 709M DPT 26.5 CYL 07.0 | Standalone | DE0008680 | Indicated for patients with astigmatism of 2.5 dioptre cylinder (DC) and above in at least 1 eye; where correction of astigmatism is considered clinically necessary
Ophthalmic | Intraocular lens replacement | Intraocular lens (IOL) | Monofocal, astigmatism correcting IOL | Carl Zeiss | AT TORBI 709M DPT 26.5 CYL 07.5 | AT TORBI 709M DPT 26.5 CYL 07.5 | Standalone | DE0008680 | Indicated for patients with astigmatism of 2.5 dioptre cylinder (DC) and above in at least 1 eye; where correction of astigmatism is considered clinically necessary
Ophthalmic | Intraocular lens replacement | Intraocular lens (IOL) | Monofocal, astigmatism correcting IOL | Carl Zeiss | AT TORBI 709M DPT 26.5 CYL 08.0 | AT TORBI 709M DPT 26.5 CYL 08.0 | Standalone | DE0008680 | Indicated for patients with astigmatism of 2.5 dioptre cylinder (DC) and above in at least 1 eye; where correction of astigmatism is considered clinically necessary
Ophthalmic | Intraocular lens replacement | Intraocular lens (IOL) | Monofocal, astigmatism correcting IOL | Carl Zeiss | AT TORBI 709M DPT 26.5 CYL 08.5 | AT TORBI 709M DPT 26.5 CYL 08.5 | Standalone | DE0008680 | Indicated for patients with astigmatism of 2.5 dioptre cylinder (DC) and above in at least 1 eye; where correction of astigmatism is considered clinically necessary
Ophthalmic | Intraocular lens replacement | Intraocular lens (IOL) | Monofocal, astigmatism correcting IOL | Carl Zeiss | AT TORBI 709M DPT 26.5 CYL 09.0 | AT TORBI 709M DPT 26.5 CYL 09.0 | Standalone | DE0008680 | Indicated for patients with astigmatism of 2.5 dioptre cylinder (DC) and above in at least 1 eye; where correction of astigmatism is considered clinically necessary
Ophthalmic | Intraocular lens replacement | Intraocular lens (IOL) | Monofocal, astigmatism correcting IOL | Carl Zeiss | AT TORBI 709M DPT 26.5 CYL 09.5 | AT TORBI 709M DPT 26.5 CYL 09.5 | Standalone | DE0008680 | Indicated for patients with astigmatism of 2.5 dioptre cylinder (DC) and above in at least 1 eye; where correction of astigmatism is considered clinically necessary
Ophthalmic | Intraocular lens replacement | Intraocular lens (IOL) | Monofocal, astigmatism correcting IOL | Carl Zeiss | AT TORBI 709M DPT 26.5 CYL 10.0 | AT TORBI 709M DPT 26.5 CYL 10.0 | Standalone | DE0008680 | Indicated for patients with astigmatism of 2.5 dioptre cylinder (DC) and above in at least 1 eye; where correction of astigmatism is considered clinically necessary
Ophthalmic | Intraocular lens replacement | Intraocular lens (IOL) | Monofocal, astigmatism correcting IOL | Carl Zeiss | AT TORBI 709M DPT 26.5 CYL 10.5 | AT TORBI 709M DPT 26.5 CYL 10.5 | Standalone | DE0008680 | Indicated for patients with astigmatism of 2.5 dioptre cylinder (DC) and above in at least 1 eye; where correction of astigmatism is considered clinically necessary
Ophthalmic | Intraocular lens replacement | Intraocular lens (IOL) | Monofocal, astigmatism correcting IOL | Carl Zeiss | AT TORBI 709M DPT 26.5 CYL 11.0 | AT TORBI 709M DPT 26.5 CYL 11.0 | Standalone | DE0008680 | Indicated for patients with astigmatism of 2.5 dioptre cylinder (DC) and above in at least 1 eye; where correction of astigmatism is considered clinically necessary
Ophthalmic | Intraocular lens replacement | Intraocular lens (IOL) | Monofocal, astigmatism correcting IOL | Carl Zeiss | AT TORBI 709M DPT 26.5 CYL 11.5 | AT TORBI 709M DPT 26.5 CYL 11.5 | Standalone | DE0008680 | Indicated for patients with astigmatism of 2.5 dioptre cylinder (DC) and above in at least 1 eye; where correction of astigmatism is considered clinically necessary
Ophthalmic | Intraocular lens replacement | Intraocular lens (IOL) | Monofocal, astigmatism correcting IOL | Carl Zeiss | AT TORBI 709M DPT 26.5 CYL 12.0 | AT TORBI 709M DPT 26.5 CYL 12.0 | Standalone | DE0008680 | Indicated for patients with astigmatism of 2.5 dioptre cylinder (DC) and above in at least 1 eye; where correction of astigmatism is considered clinically necessary
Ophthalmic | Intraocular lens replacement | Intraocular lens (IOL) | Monofocal, astigmatism correcting IOL | Carl Zeiss | AT TORBI 709M DPT 27.0 CYL 06.5 | AT TORBI 709M DPT 27.0 CYL 06.5 | Standalone | DE0008680 | Indicated for patients with astigmatism of 2.5 dioptre cylinder (DC) and above in at least 1 eye; where correction of astigmatism is considered clinically necessary
Ophthalmic | Intraocular lens replacement | Intraocular lens (IOL) | Monofocal, astigmatism correcting IOL | Carl Zeiss | AT TORBI 709M DPT 27.0 CYL 07.0 | AT TORBI 709M DPT 27.0 CYL 07.0 | Standalone | DE0008680 | Indicated for patients with astigmatism of 2.5 dioptre cylinder (DC) and above in at least 1 eye; where correction of astigmatism is considered clinically necessary
Ophthalmic | Intraocular lens replacement | Intraocular lens (IOL) | Monofocal, astigmatism correcting IOL | Carl Zeiss | AT TORBI 709M DPT 27.0 CYL 07.5 | AT TORBI 709M DPT 27.0 CYL 07.5 | Standalone | DE0008680 | Indicated for patients with astigmatism of 2.5 dioptre cylinder (DC) and above in at least 1 eye; where correction of astigmatism is considered clinically necessary
Ophthalmic | Intraocular lens replacement | Intraocular lens (IOL) | Monofocal, astigmatism correcting IOL | Carl Zeiss | AT TORBI 709M DPT 27.0 CYL 08.0 | AT TORBI 709M DPT 27.0 CYL 08.0 | Standalone | DE0008680 | Indicated for patients with astigmatism of 2.5 dioptre cylinder (DC) and above in at least 1 eye; where correction of astigmatism is considered clinically necessary
Ophthalmic | Intraocular lens replacement | Intraocular lens (IOL) | Monofocal, astigmatism correcting IOL | Carl Zeiss | AT TORBI 709M DPT 27.0 CYL 08.5 | AT TORBI 709M DPT 27.0 CYL 08.5 | Standalone | DE0008680 | Indicated for patients with astigmatism of 2.5 dioptre cylinder (DC) and above in at least 1 eye; where correction of astigmatism is considered clinically necessary
Ophthalmic | Intraocular lens replacement | Intraocular lens (IOL) | Monofocal, astigmatism correcting IOL | Carl Zeiss | AT TORBI 709M DPT 27.0 CYL 09.0 | AT TORBI 709M DPT 27.0 CYL 09.0 | Standalone | DE0008680 | Indicated for patients with astigmatism of 2.5 dioptre cylinder (DC) and above in at least 1 eye; where correction of astigmatism is considered clinically necessary
Ophthalmic | Intraocular lens replacement | Intraocular lens (IOL) | Monofocal, astigmatism correcting IOL | Carl Zeiss | AT TORBI 709M DPT 27.0 CYL 09.5 | AT TORBI 709M DPT 27.0 CYL 09.5 | Standalone | DE0008680 | Indicated for patients with astigmatism of 2.5 dioptre cylinder (DC) and above in at least 1 eye; where correction of astigmatism is considered clinically necessary
Ophthalmic | Intraocular lens replacement | Intraocular lens (IOL) | Monofocal, astigmatism correcting IOL | Carl Zeiss | AT TORBI 709M DPT 27.0 CYL 10.0 | AT TORBI 709M DPT 27.0 CYL 10.0 | Standalone | DE0008680 | Indicated for patients with astigmatism of 2.5 dioptre cylinder (DC) and above in at least 1 eye; where correction of astigmatism is considered clinically necessary
Ophthalmic | Intraocular lens replacement | Intraocular lens (IOL) | Monofocal, astigmatism correcting IOL | Carl Zeiss | AT TORBI 709M DPT 27.0 CYL 10.5 | AT TORBI 709M DPT 27.0 CYL 10.5 | Standalone | DE0008680 | Indicated for patients with astigmatism of 2.5 dioptre cylinder (DC) and above in at least 1 eye; where correction of astigmatism is considered clinically necessary
Ophthalmic | Intraocular lens replacement | Intraocular lens (IOL) | Monofocal, astigmatism correcting IOL | Carl Zeiss | AT TORBI 709M DPT 27.0 CYL 11.0 | AT TORBI 709M DPT 27.0 CYL 11.0 | Standalone | DE0008680 | Indicated for patients with astigmatism of 2.5 dioptre cylinder (DC) and above in at least 1 eye; where correction of astigmatism is considered clinically necessary
Ophthalmic | Intraocular lens replacement | Intraocular lens (IOL) | Monofocal, astigmatism correcting IOL | Carl Zeiss | AT TORBI 709M DPT 27.0 CYL 11.5 | AT TORBI 709M DPT 27.0 CYL 11.5 | Standalone | DE0008680 | Indicated for patients with astigmatism of 2.5 dioptre cylinder (DC) and above in at least 1 eye; where correction of astigmatism is considered clinically necessary
Ophthalmic | Intraocular lens replacement | Intraocular lens (IOL) | Monofocal, astigmatism correcting IOL | Carl Zeiss | AT TORBI 709M DPT 27.0 CYL 12.0 | AT TORBI 709M DPT 27.0 CYL 12.0 | Standalone | DE0008680 | Indicated for patients with astigmatism of 2.5 dioptre cylinder (DC) and above in at least 1 eye; where correction of astigmatism is considered clinically necessary
Ophthalmic | Intraocular lens replacement | Intraocular lens (IOL) | Monofocal, astigmatism correcting IOL | Carl Zeiss | AT TORBI 709M DPT 27.5 CYL 06.5 | AT TORBI 709M DPT 27.5 CYL 06.5 | Standalone | DE0008680 | Indicated for patients with astigmatism of 2.5 dioptre cylinder (DC) and above in at least 1 eye; where correction of astigmatism is considered clinically necessary
Ophthalmic | Intraocular lens replacement | Intraocular lens (IOL) | Monofocal, astigmatism correcting IOL | Carl Zeiss | AT TORBI 709M DPT 27.5 CYL 07.0 | AT TORBI 709M DPT 27.5 CYL 07.0 | Standalone | DE0008680 | Indicated for patients with astigmatism of 2.5 dioptre cylinder (DC) and above in at least 1 eye; where correction of astigmatism is considered clinically necessary
Ophthalmic | Intraocular lens replacement | Intraocular lens (IOL) | Monofocal, astigmatism correcting IOL | Carl Zeiss | AT TORBI 709M DPT 27.5 CYL 07.5 | AT TORBI 709M DPT 27.5 CYL 07.5 | Standalone | DE0008680 | Indicated for patients with astigmatism of 2.5 dioptre cylinder (DC) and above in at least 1 eye; where correction of astigmatism is considered clinically necessary
Ophthalmic | Intraocular lens replacement | Intraocular lens (IOL) | Monofocal, astigmatism correcting IOL | Carl Zeiss | AT TORBI 709M DPT 27.5 CYL 08.0 | AT TORBI 709M DPT 27.5 CYL 08.0 | Standalone | DE0008680 | Indicated for patients with astigmatism of 2.5 dioptre cylinder (DC) and above in at least 1 eye; where correction of astigmatism is considered clinically necessary
Ophthalmic | Intraocular lens replacement | Intraocular lens (IOL) | Monofocal, astigmatism correcting IOL | Carl Zeiss | AT TORBI 709M DPT 27.5 CYL 08.5 | AT TORBI 709M DPT 27.5 CYL 08.5 | Standalone | DE0008680 | Indicated for patients with astigmatism of 2.5 dioptre cylinder (DC) and above in at least 1 eye; where correction of astigmatism is considered clinically necessary
Ophthalmic | Intraocular lens replacement | Intraocular lens (IOL) | Monofocal, astigmatism correcting IOL | Carl Zeiss | AT TORBI 709M DPT 27.5 CYL 09.0 | AT TORBI 709M DPT 27.5 CYL 09.0 | Standalone | DE0008680 | Indicated for patients with astigmatism of 2.5 dioptre cylinder (DC) and above in at least 1 eye; where correction of astigmatism is considered clinically necessary
Ophthalmic | Intraocular lens replacement | Intraocular lens (IOL) | Monofocal, astigmatism correcting IOL | Carl Zeiss | AT TORBI 709M DPT 27.5 CYL 09.5 | AT TORBI 709M DPT 27.5 CYL 09.5 | Standalone | DE0008680 | Indicated for patients with astigmatism of 2.5 dioptre cylinder (DC) and above in at least 1 eye; where correction of astigmatism is considered clinically necessary
Ophthalmic | Intraocular lens replacement | Intraocular lens (IOL) | Monofocal, astigmatism correcting IOL | Carl Zeiss | AT TORBI 709M DPT 27.5 CYL 10.0 | AT TORBI 709M DPT 27.5 CYL 10.0 | Standalone | DE0008680 | Indicated for patients with astigmatism of 2.5 dioptre cylinder (DC) and above in at least 1 eye; where correction of astigmatism is considered clinically necessary
Ophthalmic | Intraocular lens replacement | Intraocular lens (IOL) | Monofocal, astigmatism correcting IOL | Carl Zeiss | AT TORBI 709M DPT 27.5 CYL 10.5 | AT TORBI 709M DPT 27.5 CYL 10.5 | Standalone | DE0008680 | Indicated for patients with astigmatism of 2.5 dioptre cylinder (DC) and above in at least 1 eye; where correction of astigmatism is considered clinically necessary
Ophthalmic | Intraocular lens replacement | Intraocular lens (IOL) | Monofocal, astigmatism correcting IOL | Carl Zeiss | AT TORBI 709M DPT 27.5 CYL 11.0 | AT TORBI 709M DPT 27.5 CYL 11.0 | Standalone | DE0008680 | Indicated for patients with astigmatism of 2.5 dioptre cylinder (DC) and above in at least 1 eye; where correction of astigmatism is considered clinically necessary
Ophthalmic | Intraocular lens replacement | Intraocular lens (IOL) | Monofocal, astigmatism correcting IOL | Carl Zeiss | AT TORBI 709M DPT 27.5 CYL 11.5 | AT TORBI 709M DPT 27.5 CYL 11.5 | Standalone | DE0008680 | Indicated for patients with astigmatism of 2.5 dioptre cylinder (DC) and above in at least 1 eye; where correction of astigmatism is considered clinically necessary
Ophthalmic | Intraocular lens replacement | Intraocular lens (IOL) | Monofocal, astigmatism correcting IOL | Carl Zeiss | AT TORBI 709M DPT 27.5 CYL 12.0 | AT TORBI 709M DPT 27.5 CYL 12.0 | Standalone | DE0008680 | Indicated for patients with astigmatism of 2.5 dioptre cylinder (DC) and above in at least 1 eye; where correction of astigmatism is considered clinically necessary
Ophthalmic | Intraocular lens replacement | Intraocular lens (IOL) | Monofocal, astigmatism correcting IOL | Carl Zeiss | AT TORBI 709M DPT 28.0 CYL 06.5 | AT TORBI 709M DPT 28.0 CYL 06.5 | Standalone | DE0008680 | Indicated for patients with astigmatism of 2.5 dioptre cylinder (DC) and above in at least 1 eye; where correction of astigmatism is considered clinically necessary
Ophthalmic | Intraocular lens replacement | Intraocular lens (IOL) | Monofocal, astigmatism correcting IOL | Carl Zeiss | AT TORBI 709M DPT 28.0 CYL 07.0 | AT TORBI 709M DPT 28.0 CYL 07.0 | Standalone | DE0008680 | Indicated for patients with astigmatism of 2.5 dioptre cylinder (DC) and above in at least 1 eye; where correction of astigmatism is considered clinically necessary
Ophthalmic | Intraocular lens replacement | Intraocular lens (IOL) | Monofocal, astigmatism correcting IOL | Carl Zeiss | AT TORBI 709M DPT 28.0 CYL 07.5 | AT TORBI 709M DPT 28.0 CYL 07.5 | Standalone | DE0008680 | Indicated for patients with astigmatism of 2.5 dioptre cylinder (DC) and above in at least 1 eye; where correction of astigmatism is considered clinically necessary
Ophthalmic | Intraocular lens replacement | Intraocular lens (IOL) | Monofocal, astigmatism correcting IOL | Carl Zeiss | AT TORBI 709M DPT 28.0 CYL 08.0 | AT TORBI 709M DPT 28.0 CYL 08.0 | Standalone | DE0008680 | Indicated for patients with astigmatism of 2.5 dioptre cylinder (DC) and above in at least 1 eye; where correction of astigmatism is considered clinically necessary
Ophthalmic | Intraocular lens replacement | Intraocular lens (IOL) | Monofocal, astigmatism correcting IOL | Carl Zeiss | AT TORBI 709M DPT 28.0 CYL 08.5 | AT TORBI 709M DPT 28.0 CYL 08.5 | Standalone | DE0008680 | Indicated for patients with astigmatism of 2.5 dioptre cylinder (DC) and above in at least 1 eye; where correction of astigmatism is considered clinically necessary
Ophthalmic | Intraocular lens replacement | Intraocular lens (IOL) | Monofocal, astigmatism correcting IOL | Carl Zeiss | AT TORBI 709M DPT 28.0 CYL 09.0 | AT TORBI 709M DPT 28.0 CYL 09.0 | Standalone | DE0008680 | Indicated for patients with astigmatism of 2.5 dioptre cylinder (DC) and above in at least 1 eye; where correction of astigmatism is considered clinically necessary
Ophthalmic | Intraocular lens replacement | Intraocular lens (IOL) | Monofocal, astigmatism correcting IOL | Carl Zeiss | AT TORBI 709M DPT 28.0 CYL 09.5 | AT TORBI 709M DPT 28.0 CYL 09.5 | Standalone | DE0008680 | Indicated for patients with astigmatism of 2.5 dioptre cylinder (DC) and above in at least 1 eye; where correction of astigmatism is considered clinically necessary
Ophthalmic | Intraocular lens replacement | Intraocular lens (IOL) | Monofocal, astigmatism correcting IOL | Carl Zeiss | AT TORBI 709M DPT 28.0 CYL 10.0 | AT TORBI 709M DPT 28.0 CYL 10.0 | Standalone | DE0008680 | Indicated for patients with astigmatism of 2.5 dioptre cylinder (DC) and above in at least 1 eye; where correction of astigmatism is considered clinically necessary
Ophthalmic | Intraocular lens replacement | Intraocular lens (IOL) | Monofocal, astigmatism correcting IOL | Carl Zeiss | AT TORBI 709M DPT 28.0 CYL 10.5 | AT TORBI 709M DPT 28.0 CYL 10.5 | Standalone | DE0008680 | Indicated for patients with astigmatism of 2.5 dioptre cylinder (DC) and above in at least 1 eye; where correction of astigmatism is considered clinically necessary
Ophthalmic | Intraocular lens replacement | Intraocular lens (IOL) | Monofocal, astigmatism correcting IOL | Carl Zeiss | AT TORBI 709M DPT 28.0 CYL 11.0 | AT TORBI 709M DPT 28.0 CYL 11.0 | Standalone | DE0008680 | Indicated for patients with astigmatism of 2.5 dioptre cylinder (DC) and above in at least 1 eye; where correction of astigmatism is considered clinically necessary
Ophthalmic | Intraocular lens replacement | Intraocular lens (IOL) | Monofocal, astigmatism correcting IOL | Carl Zeiss | AT TORBI 709M DPT 28.0 CYL 11.5 | AT TORBI 709M DPT 28.0 CYL 11.5 | Standalone | DE0008680 | Indicated for patients with astigmatism of 2.5 dioptre cylinder (DC) and above in at least 1 eye; where correction of astigmatism is considered clinically necessary
Ophthalmic | Intraocular lens replacement | Intraocular lens (IOL) | Monofocal, astigmatism correcting IOL | Carl Zeiss | AT TORBI 709M DPT 28.0 CYL 12.0 | AT TORBI 709M DPT 28.0 CYL 12.0 | Standalone | DE0008680 | Indicated for patients with astigmatism of 2.5 dioptre cylinder (DC) and above in at least 1 eye; where correction of astigmatism is considered clinically necessary
Ophthalmic | Intraocular lens replacement | Intraocular lens (IOL) | Monofocal, astigmatism correcting IOL | Carl Zeiss | AT TORBI 709M DPT 28.5 CYL 06.5 | AT TORBI 709M DPT 28.5 CYL 06.5 | Standalone | DE0008680 | Indicated for patients with astigmatism of 2.5 dioptre cylinder (DC) and above in at least 1 eye; where correction of astigmatism is considered clinically necessary
Ophthalmic | Intraocular lens replacement | Intraocular lens (IOL) | Monofocal, astigmatism correcting IOL | Carl Zeiss | AT TORBI 709M DPT 28.5 CYL 07.0 | AT TORBI 709M DPT 28.5 CYL 07.0 | Standalone | DE0008680 | Indicated for patients with astigmatism of 2.5 dioptre cylinder (DC) and above in at least 1 eye; where correction of astigmatism is considered clinically necessary
Ophthalmic | Intraocular lens replacement | Intraocular lens (IOL) | Monofocal, astigmatism correcting IOL | Carl Zeiss | AT TORBI 709M DPT 28.5 CYL 07.5 | AT TORBI 709M DPT 28.5 CYL 07.5 | Standalone | DE0008680 | Indicated for patients with astigmatism of 2.5 dioptre cylinder (DC) and above in at least 1 eye; where correction of astigmatism is considered clinically necessary
Ophthalmic | Intraocular lens replacement | Intraocular lens (IOL) | Monofocal, astigmatism correcting IOL | Carl Zeiss | AT TORBI 709M DPT 28.5 CYL 08.0 | AT TORBI 709M DPT 28.5 CYL 08.0 | Standalone | DE0008680 | Indicated for patients with astigmatism of 2.5 dioptre cylinder (DC) and above in at least 1 eye; where correction of astigmatism is considered clinically necessary
Ophthalmic | Intraocular lens replacement | Intraocular lens (IOL) | Monofocal, astigmatism correcting IOL | Carl Zeiss | AT TORBI 709M DPT 28.5 CYL 08.5 | AT TORBI 709M DPT 28.5 CYL 08.5 | Standalone | DE0008680 | Indicated for patients with astigmatism of 2.5 dioptre cylinder (DC) and above in at least 1 eye; where correction of astigmatism is considered clinically necessary
Ophthalmic | Intraocular lens replacement | Intraocular lens (IOL) | Monofocal, astigmatism correcting IOL | Carl Zeiss | AT TORBI 709M DPT 28.5 CYL 09.0 | AT TORBI 709M DPT 28.5 CYL 09.0 | Standalone | DE0008680 | Indicated for patients with astigmatism of 2.5 dioptre cylinder (DC) and above in at least 1 eye; where correction of astigmatism is considered clinically necessary
Ophthalmic | Intraocular lens replacement | Intraocular lens (IOL) | Monofocal, astigmatism correcting IOL | Carl Zeiss | AT TORBI 709M DPT 28.5 CYL 09.5 | AT TORBI 709M DPT 28.5 CYL 09.5 | Standalone | DE0008680 | Indicated for patients with astigmatism of 2.5 dioptre cylinder (DC) and above in at least 1 eye; where correction of astigmatism is considered clinically necessary
Ophthalmic | Intraocular lens replacement | Intraocular lens (IOL) | Monofocal, astigmatism correcting IOL | Carl Zeiss | AT TORBI 709M DPT 28.5 CYL 10.0 | AT TORBI 709M DPT 28.5 CYL 10.0 | Standalone | DE0008680 | Indicated for patients with astigmatism of 2.5 dioptre cylinder (DC) and above in at least 1 eye; where correction of astigmatism is considered clinically necessary
Ophthalmic | Intraocular lens replacement | Intraocular lens (IOL) | Monofocal, astigmatism correcting IOL | Carl Zeiss | AT TORBI 709M DPT 28.5 CYL 10.5 | AT TORBI 709M DPT 28.5 CYL 10.5 | Standalone | DE0008680 | Indicated for patients with astigmatism of 2.5 dioptre cylinder (DC) and above in at least 1 eye; where correction of astigmatism is considered clinically necessary
Ophthalmic | Intraocular lens replacement | Intraocular lens (IOL) | Monofocal, astigmatism correcting IOL | Carl Zeiss | AT TORBI 709M DPT 28.5 CYL 11.0 | AT TORBI 709M DPT 28.5 CYL 11.0 | Standalone | DE0008680 | Indicated for patients with astigmatism of 2.5 dioptre cylinder (DC) and above in at least 1 eye; where correction of astigmatism is considered clinically necessary
Ophthalmic | Intraocular lens replacement | Intraocular lens (IOL) | Monofocal, astigmatism correcting IOL | Carl Zeiss | AT TORBI 709M DPT 28.5 CYL 11.5 | AT TORBI 709M DPT 28.5 CYL 11.5 | Standalone | DE0008680 | Indicated for patients with astigmatism of 2.5 dioptre cylinder (DC) and above in at least 1 eye; where correction of astigmatism is considered clinically necessary
Ophthalmic | Intraocular lens replacement | Intraocular lens (IOL) | Monofocal, astigmatism correcting IOL | Carl Zeiss | AT TORBI 709M DPT 28.5 CYL 12.0 | AT TORBI 709M DPT 28.5 CYL 12.0 | Standalone | DE0008680 | Indicated for patients with astigmatism of 2.5 dioptre cylinder (DC) and above in at least 1 eye; where correction of astigmatism is considered clinically necessary
Ophthalmic | Intraocular lens replacement | Intraocular lens (IOL) | Monofocal, astigmatism correcting IOL | Carl Zeiss | AT TORBI 709M DPT 29.0 CYL 06.5 | AT TORBI 709M DPT 29.0 CYL 06.5 | Standalone | DE0008680 | Indicated for patients with astigmatism of 2.5 dioptre cylinder (DC) and above in at least 1 eye; where correction of astigmatism is considered clinically necessary
Ophthalmic | Intraocular lens replacement | Intraocular lens (IOL) | Monofocal, astigmatism correcting IOL | Carl Zeiss | AT TORBI 709M DPT 29.0 CYL 07.0 | AT TORBI 709M DPT 29.0 CYL 07.0 | Standalone | DE0008680 | Indicated for patients with astigmatism of 2.5 dioptre cylinder (DC) and above in at least 1 eye; where correction of astigmatism is considered clinically necessary
Ophthalmic | Intraocular lens replacement | Intraocular lens (IOL) | Monofocal, astigmatism correcting IOL | Carl Zeiss | AT TORBI 709M DPT 29.0 CYL 07.5 | AT TORBI 709M DPT 29.0 CYL 07.5 | Standalone | DE0008680 | Indicated for patients with astigmatism of 2.5 dioptre cylinder (DC) and above in at least 1 eye; where correction of astigmatism is considered clinically necessary
Ophthalmic | Intraocular lens replacement | Intraocular lens (IOL) | Monofocal, astigmatism correcting IOL | Carl Zeiss | AT TORBI 709M DPT 29.0 CYL 08.0 | AT TORBI 709M DPT 29.0 CYL 08.0 | Standalone | DE0008680 | Indicated for patients with astigmatism of 2.5 dioptre cylinder (DC) and above in at least 1 eye; where correction of astigmatism is considered clinically necessary
Ophthalmic | Intraocular lens replacement | Intraocular lens (IOL) | Monofocal, astigmatism correcting IOL | Carl Zeiss | AT TORBI 709M DPT 29.0 CYL 08.5 | AT TORBI 709M DPT 29.0 CYL 08.5 | Standalone | DE0008680 | Indicated for patients with astigmatism of 2.5 dioptre cylinder (DC) and above in at least 1 eye; where correction of astigmatism is considered clinically necessary
Ophthalmic | Intraocular lens replacement | Intraocular lens (IOL) | Monofocal, astigmatism correcting IOL | Carl Zeiss | AT TORBI 709M DPT 29.0 CYL 09.0 | AT TORBI 709M DPT 29.0 CYL 09.0 | Standalone | DE0008680 | Indicated for patients with astigmatism of 2.5 dioptre cylinder (DC) and above in at least 1 eye; where correction of astigmatism is considered clinically necessary
Ophthalmic | Intraocular lens replacement | Intraocular lens (IOL) | Monofocal, astigmatism correcting IOL | Carl Zeiss | AT TORBI 709M DPT 29.0 CYL 09.5 | AT TORBI 709M DPT 29.0 CYL 09.5 | Standalone | DE0008680 | Indicated for patients with astigmatism of 2.5 dioptre cylinder (DC) and above in at least 1 eye; where correction of astigmatism is considered clinically necessary
Ophthalmic | Intraocular lens replacement | Intraocular lens (IOL) | Monofocal, astigmatism correcting IOL | Carl Zeiss | AT TORBI 709M DPT 29.0 CYL 10.0 | AT TORBI 709M DPT 29.0 CYL 10.0 | Standalone | DE0008680 | Indicated for patients with astigmatism of 2.5 dioptre cylinder (DC) and above in at least 1 eye; where correction of astigmatism is considered clinically necessary
Ophthalmic | Intraocular lens replacement | Intraocular lens (IOL) | Monofocal, astigmatism correcting IOL | Carl Zeiss | AT TORBI 709M DPT 29.0 CYL 10.5 | AT TORBI 709M DPT 29.0 CYL 10.5 | Standalone | DE0008680 | Indicated for patients with astigmatism of 2.5 dioptre cylinder (DC) and above in at least 1 eye; where correction of astigmatism is considered clinically necessary
Ophthalmic | Intraocular lens replacement | Intraocular lens (IOL) | Monofocal, astigmatism correcting IOL | Carl Zeiss | AT TORBI 709M DPT 29.0 CYL 11.0 | AT TORBI 709M DPT 29.0 CYL 11.0 | Standalone | DE0008680 | Indicated for patients with astigmatism of 2.5 dioptre cylinder (DC) and above in at least 1 eye; where correction of astigmatism is considered clinically necessary
Ophthalmic | Intraocular lens replacement | Intraocular lens (IOL) | Monofocal, astigmatism correcting IOL | Carl Zeiss | AT TORBI 709M DPT 29.0 CYL 11.5 | AT TORBI 709M DPT 29.0 CYL 11.5 | Standalone | DE0008680 | Indicated for patients with astigmatism of 2.5 dioptre cylinder (DC) and above in at least 1 eye; where correction of astigmatism is considered clinically necessary
Ophthalmic | Intraocular lens replacement | Intraocular lens (IOL) | Monofocal, astigmatism correcting IOL | Carl Zeiss | AT TORBI 709M DPT 29.0 CYL 12.0 | AT TORBI 709M DPT 29.0 CYL 12.0 | Standalone | DE0008680 | Indicated for patients with astigmatism of 2.5 dioptre cylinder (DC) and above in at least 1 eye; where correction of astigmatism is considered clinically necessary
Ophthalmic | Intraocular lens replacement | Intraocular lens (IOL) | Monofocal, astigmatism correcting IOL | Carl Zeiss | AT TORBI 709M DPT 29.5 CYL 06.5 | AT TORBI 709M DPT 29.5 CYL 06.5 | Standalone | DE0008680 | Indicated for patients with astigmatism of 2.5 dioptre cylinder (DC) and above in at least 1 eye; where correction of astigmatism is considered clinically necessary
Ophthalmic | Intraocular lens replacement | Intraocular lens (IOL) | Monofocal, astigmatism correcting IOL | Carl Zeiss | AT TORBI 709M DPT 29.5 CYL 07.0 | AT TORBI 709M DPT 29.5 CYL 07.0 | Standalone | DE0008680 | Indicated for patients with astigmatism of 2.5 dioptre cylinder (DC) and above in at least 1 eye; where correction of astigmatism is considered clinically necessary
Ophthalmic | Intraocular lens replacement | Intraocular lens (IOL) | Monofocal, astigmatism correcting IOL | Carl Zeiss | AT TORBI 709M DPT 29.5 CYL 07.5 | AT TORBI 709M DPT 29.5 CYL 07.5 | Standalone | DE0008680 | Indicated for patients with astigmatism of 2.5 dioptre cylinder (DC) and above in at least 1 eye; where correction of astigmatism is considered clinically necessary
Ophthalmic | Intraocular lens replacement | Intraocular lens (IOL) | Monofocal, astigmatism correcting IOL | Carl Zeiss | AT TORBI 709M DPT 29.5 CYL 08.0 | AT TORBI 709M DPT 29.5 CYL 08.0 | Standalone | DE0008680 | Indicated for patients with astigmatism of 2.5 dioptre cylinder (DC) and above in at least 1 eye; where correction of astigmatism is considered clinically necessary
Ophthalmic | Intraocular lens replacement | Intraocular lens (IOL) | Monofocal, astigmatism correcting IOL | Carl Zeiss | AT TORBI 709M DPT 29.5 CYL 08.5 | AT TORBI 709M DPT 29.5 CYL 08.5 | Standalone | DE0008680 | Indicated for patients with astigmatism of 2.5 dioptre cylinder (DC) and above in at least 1 eye; where correction of astigmatism is considered clinically necessary
Ophthalmic | Intraocular lens replacement | Intraocular lens (IOL) | Monofocal, astigmatism correcting IOL | Carl Zeiss | AT TORBI 709M DPT 29.5 CYL 09.0 | AT TORBI 709M DPT 29.5 CYL 09.0 | Standalone | DE0008680 | Indicated for patients with astigmatism of 2.5 dioptre cylinder (DC) and above in at least 1 eye; where correction of astigmatism is considered clinically necessary
Ophthalmic | Intraocular lens replacement | Intraocular lens (IOL) | Monofocal, astigmatism correcting IOL | Carl Zeiss | AT TORBI 709M DPT 29.5 CYL 09.5 | AT TORBI 709M DPT 29.5 CYL 09.5 | Standalone | DE0008680 | Indicated for patients with astigmatism of 2.5 dioptre cylinder (DC) and above in at least 1 eye; where correction of astigmatism is considered clinically necessary
Ophthalmic | Intraocular lens replacement | Intraocular lens (IOL) | Monofocal, astigmatism correcting IOL | Carl Zeiss | AT TORBI 709M DPT 29.5 CYL 10.0 | AT TORBI 709M DPT 29.5 CYL 10.0 | Standalone | DE0008680 | Indicated for patients with astigmatism of 2.5 dioptre cylinder (DC) and above in at least 1 eye; where correction of astigmatism is considered clinically necessary
Ophthalmic | Intraocular lens replacement | Intraocular lens (IOL) | Monofocal, astigmatism correcting IOL | Carl Zeiss | AT TORBI 709M DPT 29.5 CYL 10.5 | AT TORBI 709M DPT 29.5 CYL 10.5 | Standalone | DE0008680 | Indicated for patients with astigmatism of 2.5 dioptre cylinder (DC) and above in at least 1 eye; where correction of astigmatism is considered clinically necessary
Ophthalmic | Intraocular lens replacement | Intraocular lens (IOL) | Monofocal, astigmatism correcting IOL | Carl Zeiss | AT TORBI 709M DPT 29.5 CYL 11.0 | AT TORBI 709M DPT 29.5 CYL 11.0 | Standalone | DE0008680 | Indicated for patients with astigmatism of 2.5 dioptre cylinder (DC) and above in at least 1 eye; where correction of astigmatism is considered clinically necessary
Ophthalmic | Intraocular lens replacement | Intraocular lens (IOL) | Monofocal, astigmatism correcting IOL | Carl Zeiss | AT TORBI 709M DPT 29.5 CYL 11.5 | AT TORBI 709M DPT 29.5 CYL 11.5 | Standalone | DE0008680 | Indicated for patients with astigmatism of 2.5 dioptre cylinder (DC) and above in at least 1 eye; where correction of astigmatism is considered clinically necessary
Ophthalmic | Intraocular lens replacement | Intraocular lens (IOL) | Monofocal, astigmatism correcting IOL | Carl Zeiss | AT TORBI 709M DPT 29.5 CYL 12.0 | AT TORBI 709M DPT 29.5 CYL 12.0 | Standalone | DE0008680 | Indicated for patients with astigmatism of 2.5 dioptre cylinder (DC) and above in at least 1 eye; where correction of astigmatism is considered clinically necessary
Ophthalmic | Intraocular lens replacement | Intraocular lens (IOL) | Monofocal, astigmatism correcting IOL | Carl Zeiss | AT TORBI 709M DPT 30.0 CYL 06.5 | AT TORBI 709M DPT 30.0 CYL 06.5 | Standalone | DE0008680 | Indicated for patients with astigmatism of 2.5 dioptre cylinder (DC) and above in at least 1 eye; where correction of astigmatism is considered clinically necessary
Ophthalmic | Intraocular lens replacement | Intraocular lens (IOL) | Monofocal, astigmatism correcting IOL | Carl Zeiss | AT TORBI 709M DPT 30.0 CYL 07.0 | AT TORBI 709M DPT 30.0 CYL 07.0 | Standalone | DE0008680 | Indicated for patients with astigmatism of 2.5 dioptre cylinder (DC) and above in at least 1 eye; where correction of astigmatism is considered clinically necessary
Ophthalmic | Intraocular lens replacement | Intraocular lens (IOL) | Monofocal, astigmatism correcting IOL | Carl Zeiss | AT TORBI 709M DPT 30.0 CYL 07.5 | AT TORBI 709M DPT 30.0 CYL 07.5 | Standalone | DE0008680 | Indicated for patients with astigmatism of 2.5 dioptre cylinder (DC) and above in at least 1 eye; where correction of astigmatism is considered clinically necessary
Ophthalmic | Intraocular lens replacement | Intraocular lens (IOL) | Monofocal, astigmatism correcting IOL | Carl Zeiss | AT TORBI 709M DPT 30.0 CYL 08.0 | AT TORBI 709M DPT 30.0 CYL 08.0 | Standalone | DE0008680 | Indicated for patients with astigmatism of 2.5 dioptre cylinder (DC) and above in at least 1 eye; where correction of astigmatism is considered clinically necessary
Ophthalmic | Intraocular lens replacement | Intraocular lens (IOL) | Monofocal, astigmatism correcting IOL | Carl Zeiss | AT TORBI 709M DPT 30.0 CYL 08.5 | AT TORBI 709M DPT 30.0 CYL 08.5 | Standalone | DE0008680 | Indicated for patients with astigmatism of 2.5 dioptre cylinder (DC) and above in at least 1 eye; where correction of astigmatism is considered clinically necessary
Ophthalmic | Intraocular lens replacement | Intraocular lens (IOL) | Monofocal, astigmatism correcting IOL | Carl Zeiss | AT TORBI 709M DPT 30.0 CYL 09.0 | AT TORBI 709M DPT 30.0 CYL 09.0 | Standalone | DE0008680 | Indicated for patients with astigmatism of 2.5 dioptre cylinder (DC) and above in at least 1 eye; where correction of astigmatism is considered clinically necessary
Ophthalmic | Intraocular lens replacement | Intraocular lens (IOL) | Monofocal, astigmatism correcting IOL | Carl Zeiss | AT TORBI 709M DPT 30.0 CYL 09.5 | AT TORBI 709M DPT 30.0 CYL 09.5 | Standalone | DE0008680 | Indicated for patients with astigmatism of 2.5 dioptre cylinder (DC) and above in at least 1 eye; where correction of astigmatism is considered clinically necessary
Ophthalmic | Intraocular lens replacement | Intraocular lens (IOL) | Monofocal, astigmatism correcting IOL | Carl Zeiss | AT TORBI 709M DPT 30.0 CYL 10.0 | AT TORBI 709M DPT 30.0 CYL 10.0 | Standalone | DE0008680 | Indicated for patients with astigmatism of 2.5 dioptre cylinder (DC) and above in at least 1 eye; where correction of astigmatism is considered clinically necessary
Ophthalmic | Intraocular lens replacement | Intraocular lens (IOL) | Monofocal, astigmatism correcting IOL | Carl Zeiss | AT TORBI 709M DPT 30.0 CYL 10.5 | AT TORBI 709M DPT 30.0 CYL 10.5 | Standalone | DE0008680 | Indicated for patients with astigmatism of 2.5 dioptre cylinder (DC) and above in at least 1 eye; where correction of astigmatism is considered clinically necessary
Ophthalmic | Intraocular lens replacement | Intraocular lens (IOL) | Monofocal, astigmatism correcting IOL | Carl Zeiss | AT TORBI 709M DPT 30.0 CYL 11.0 | AT TORBI 709M DPT 30.0 CYL 11.0 | Standalone | DE0008680 | Indicated for patients with astigmatism of 2.5 dioptre cylinder (DC) and above in at least 1 eye; where correction of astigmatism is considered clinically necessary
Ophthalmic | Intraocular lens replacement | Intraocular lens (IOL) | Monofocal, astigmatism correcting IOL | Carl Zeiss | AT TORBI 709M DPT 30.0 CYL 11.5 | AT TORBI 709M DPT 30.0 CYL 11.5 | Standalone | DE0008680 | Indicated for patients with astigmatism of 2.5 dioptre cylinder (DC) and above in at least 1 eye; where correction of astigmatism is considered clinically necessary
Ophthalmic | Intraocular lens replacement | Intraocular lens (IOL) | Monofocal, astigmatism correcting IOL | Carl Zeiss | AT TORBI 709M DPT 30.0 CYL 12.0 | AT TORBI 709M DPT 30.0 CYL 12.0 | Standalone | DE0008680 | Indicated for patients with astigmatism of 2.5 dioptre cylinder (DC) and above in at least 1 eye; where correction of astigmatism is considered clinically necessary
Ophthalmic | Intraocular lens replacement | Intraocular lens (IOL) | Monofocal, astigmatism correcting IOL | Carl Zeiss | AT TORBI 709M DPT 30.5 CYL 01.0 | AT TORBI 709M DPT 30.5 CYL 01.0 | Standalone | DE0008680 | Indicated for patients with astigmatism of 2.5 dioptre cylinder (DC) and above in at least 1 eye; where correction of astigmatism is considered clinically necessary
Ophthalmic | Intraocular lens replacement | Intraocular lens (IOL) | Monofocal, astigmatism correcting IOL | Carl Zeiss | AT TORBI 709M DPT 30.5 CYL 01.5 | AT TORBI 709M DPT 30.5 CYL 01.5 | Standalone | DE0008680 | Indicated for patients with astigmatism of 2.5 dioptre cylinder (DC) and above in at least 1 eye; where correction of astigmatism is considered clinically necessary
Ophthalmic | Intraocular lens replacement | Intraocular lens (IOL) | Monofocal, astigmatism correcting IOL | Carl Zeiss | AT TORBI 709M DPT 30.5 CYL 02.0 | AT TORBI 709M DPT 30.5 CYL 02.0 | Standalone | DE0008680 | Indicated for patients with astigmatism of 2.5 dioptre cylinder (DC) and above in at least 1 eye; where correction of astigmatism is considered clinically necessary
Ophthalmic | Intraocular lens replacement | Intraocular lens (IOL) | Monofocal, astigmatism correcting IOL | Carl Zeiss | AT TORBI 709M DPT 30.5 CYL 02.5 | AT TORBI 709M DPT 30.5 CYL 02.5 | Standalone | DE0008680 | Indicated for patients with astigmatism of 2.5 dioptre cylinder (DC) and above in at least 1 eye; where correction of astigmatism is considered clinically necessary
Ophthalmic | Intraocular lens replacement | Intraocular lens (IOL) | Monofocal, astigmatism correcting IOL | Carl Zeiss | AT TORBI 709M DPT 30.5 CYL 03.0 | AT TORBI 709M DPT 30.5 CYL 03.0 | Standalone | DE0008680 | Indicated for patients with astigmatism of 2.5 dioptre cylinder (DC) and above in at least 1 eye; where correction of astigmatism is considered clinically necessary
Ophthalmic | Intraocular lens replacement | Intraocular lens (IOL) | Monofocal, astigmatism correcting IOL | Carl Zeiss | AT TORBI 709M DPT 30.5 CYL 03.5 | AT TORBI 709M DPT 30.5 CYL 03.5 | Standalone | DE0008680 | Indicated for patients with astigmatism of 2.5 dioptre cylinder (DC) and above in at least 1 eye; where correction of astigmatism is considered clinically necessary
Ophthalmic | Intraocular lens replacement | Intraocular lens (IOL) | Monofocal, astigmatism correcting IOL | Carl Zeiss | AT TORBI 709M DPT 30.5 CYL 04.0 | AT TORBI 709M DPT 30.5 CYL 04.0 | Standalone | DE0008680 | Indicated for patients with astigmatism of 2.5 dioptre cylinder (DC) and above in at least 1 eye; where correction of astigmatism is considered clinically necessary
Ophthalmic | Intraocular lens replacement | Intraocular lens (IOL) | Monofocal, astigmatism correcting IOL | Carl Zeiss | AT TORBI 709M DPT 30.5 CYL 04.5 | AT TORBI 709M DPT 30.5 CYL 04.5 | Standalone | DE0008680 | Indicated for patients with astigmatism of 2.5 dioptre cylinder (DC) and above in at least 1 eye; where correction of astigmatism is considered clinically necessary
Ophthalmic | Intraocular lens replacement | Intraocular lens (IOL) | Monofocal, astigmatism correcting IOL | Carl Zeiss | AT TORBI 709M DPT 30.5 CYL 05.0 | AT TORBI 709M DPT 30.5 CYL 05.0 | Standalone | DE0008680 | Indicated for patients with astigmatism of 2.5 dioptre cylinder (DC) and above in at least 1 eye; where correction of astigmatism is considered clinically necessary
Ophthalmic | Intraocular lens replacement | Intraocular lens (IOL) | Monofocal, astigmatism correcting IOL | Carl Zeiss | AT TORBI 709M DPT 30.5 CYL 05.5 | AT TORBI 709M DPT 30.5 CYL 05.5 | Standalone | DE0008680 | Indicated for patients with astigmatism of 2.5 dioptre cylinder (DC) and above in at least 1 eye; where correction of astigmatism is considered clinically necessary
Ophthalmic | Intraocular lens replacement | Intraocular lens (IOL) | Monofocal, astigmatism correcting IOL | Carl Zeiss | AT TORBI 709M DPT 30.5 CYL 06.0 | AT TORBI 709M DPT 30.5 CYL 06.0 | Standalone | DE0008680 | Indicated for patients with astigmatism of 2.5 dioptre cylinder (DC) and above in at least 1 eye; where correction of astigmatism is considered clinically necessary
Ophthalmic | Intraocular lens replacement | Intraocular lens (IOL) | Monofocal, astigmatism correcting IOL | Carl Zeiss | AT TORBI 709M DPT 30.5 CYL 06.5 | AT TORBI 709M DPT 30.5 CYL 06.5 | Standalone | DE0008680 | Indicated for patients with astigmatism of 2.5 dioptre cylinder (DC) and above in at least 1 eye; where correction of astigmatism is considered clinically necessary
Ophthalmic | Intraocular lens replacement | Intraocular lens (IOL) | Monofocal, astigmatism correcting IOL | Carl Zeiss | AT TORBI 709M DPT 30.5 CYL 07.0 | AT TORBI 709M DPT 30.5 CYL 07.0 | Standalone | DE0008680 | Indicated for patients with astigmatism of 2.5 dioptre cylinder (DC) and above in at least 1 eye; where correction of astigmatism is considered clinically necessary
Ophthalmic | Intraocular lens replacement | Intraocular lens (IOL) | Monofocal, astigmatism correcting IOL | Carl Zeiss | AT TORBI 709M DPT 30.5 CYL 07.5 | AT TORBI 709M DPT 30.5 CYL 07.5 | Standalone | DE0008680 | Indicated for patients with astigmatism of 2.5 dioptre cylinder (DC) and above in at least 1 eye; where correction of astigmatism is considered clinically necessary
Ophthalmic | Intraocular lens replacement | Intraocular lens (IOL) | Monofocal, astigmatism correcting IOL | Carl Zeiss | AT TORBI 709M DPT 30.5 CYL 08.0 | AT TORBI 709M DPT 30.5 CYL 08.0 | Standalone | DE0008680 | Indicated for patients with astigmatism of 2.5 dioptre cylinder (DC) and above in at least 1 eye; where correction of astigmatism is considered clinically necessary
Ophthalmic | Intraocular lens replacement | Intraocular lens (IOL) | Monofocal, astigmatism correcting IOL | Carl Zeiss | AT TORBI 709M DPT 30.5 CYL 08.5 | AT TORBI 709M DPT 30.5 CYL 08.5 | Standalone | DE0008680 | Indicated for patients with astigmatism of 2.5 dioptre cylinder (DC) and above in at least 1 eye; where correction of astigmatism is considered clinically necessary
Ophthalmic | Intraocular lens replacement | Intraocular lens (IOL) | Monofocal, astigmatism correcting IOL | Carl Zeiss | AT TORBI 709M DPT 30.5 CYL 09.0 | AT TORBI 709M DPT 30.5 CYL 09.0 | Standalone | DE0008680 | Indicated for patients with astigmatism of 2.5 dioptre cylinder (DC) and above in at least 1 eye; where correction of astigmatism is considered clinically necessary
Ophthalmic | Intraocular lens replacement | Intraocular lens (IOL) | Monofocal, astigmatism correcting IOL | Carl Zeiss | AT TORBI 709M DPT 30.5 CYL 09.5 | AT TORBI 709M DPT 30.5 CYL 09.5 | Standalone | DE0008680 | Indicated for patients with astigmatism of 2.5 dioptre cylinder (DC) and above in at least 1 eye; where correction of astigmatism is considered clinically necessary
Ophthalmic | Intraocular lens replacement | Intraocular lens (IOL) | Monofocal, astigmatism correcting IOL | Carl Zeiss | AT TORBI 709M DPT 30.5 CYL 10.0 | AT TORBI 709M DPT 30.5 CYL 10.0 | Standalone | DE0008680 | Indicated for patients with astigmatism of 2.5 dioptre cylinder (DC) and above in at least 1 eye; where correction of astigmatism is considered clinically necessary
Ophthalmic | Intraocular lens replacement | Intraocular lens (IOL) | Monofocal, astigmatism correcting IOL | Carl Zeiss | AT TORBI 709M DPT 30.5 CYL 10.5 | AT TORBI 709M DPT 30.5 CYL 10.5 | Standalone | DE0008680 | Indicated for patients with astigmatism of 2.5 dioptre cylinder (DC) and above in at least 1 eye; where correction of astigmatism is considered clinically necessary
Ophthalmic | Intraocular lens replacement | Intraocular lens (IOL) | Monofocal, astigmatism correcting IOL | Carl Zeiss | AT TORBI 709M DPT 30.5 CYL 11.0 | AT TORBI 709M DPT 30.5 CYL 11.0 | Standalone | DE0008680 | Indicated for patients with astigmatism of 2.5 dioptre cylinder (DC) and above in at least 1 eye; where correction of astigmatism is considered clinically necessary
Ophthalmic | Intraocular lens replacement | Intraocular lens (IOL) | Monofocal, astigmatism correcting IOL | Carl Zeiss | AT TORBI 709M DPT 30.5 CYL 11.5 | AT TORBI 709M DPT 30.5 CYL 11.5 | Standalone | DE0008680 | Indicated for patients with astigmatism of 2.5 dioptre cylinder (DC) and above in at least 1 eye; where correction of astigmatism is considered clinically necessary
Ophthalmic | Intraocular lens replacement | Intraocular lens (IOL) | Monofocal, astigmatism correcting IOL | Carl Zeiss | AT TORBI 709M DPT 30.5 CYL 12.0 | AT TORBI 709M DPT 30.5 CYL 12.0 | Standalone | DE0008680 | Indicated for patients with astigmatism of 2.5 dioptre cylinder (DC) and above in at least 1 eye; where correction of astigmatism is considered clinically necessary
Ophthalmic | Intraocular lens replacement | Intraocular lens (IOL) | Monofocal, astigmatism correcting IOL | Carl Zeiss | AT TORBI 709M DPT 31.0 CYL 01.0 | AT TORBI 709M DPT 31.0 CYL 01.0 | Standalone | DE0008680 | Indicated for patients with astigmatism of 2.5 dioptre cylinder (DC) and above in at least 1 eye; where correction of astigmatism is considered clinically necessary
Ophthalmic | Intraocular lens replacement | Intraocular lens (IOL) | Monofocal, astigmatism correcting IOL | Carl Zeiss | AT TORBI 709M DPT 31.0 CYL 01.5 | AT TORBI 709M DPT 31.0 CYL 01.5 | Standalone | DE0008680 | Indicated for patients with astigmatism of 2.5 dioptre cylinder (DC) and above in at least 1 eye; where correction of astigmatism is considered clinically necessary
Ophthalmic | Intraocular lens replacement | Intraocular lens (IOL) | Monofocal, astigmatism correcting IOL | Carl Zeiss | AT TORBI 709M DPT 31.0 CYL 02.0 | AT TORBI 709M DPT 31.0 CYL 02.0 | Standalone | DE0008680 | Indicated for patients with astigmatism of 2.5 dioptre cylinder (DC) and above in at least 1 eye; where correction of astigmatism is considered clinically necessary
Ophthalmic | Intraocular lens replacement | Intraocular lens (IOL) | Monofocal, astigmatism correcting IOL | Carl Zeiss | AT TORBI 709M DPT 31.0 CYL 02.5 | AT TORBI 709M DPT 31.0 CYL 02.5 | Standalone | DE0008680 | Indicated for patients with astigmatism of 2.5 dioptre cylinder (DC) and above in at least 1 eye; where correction of astigmatism is considered clinically necessary
Ophthalmic | Intraocular lens replacement | Intraocular lens (IOL) | Monofocal, astigmatism correcting IOL | Carl Zeiss | AT TORBI 709M DPT 31.0 CYL 03.0 | AT TORBI 709M DPT 31.0 CYL 03.0 | Standalone | DE0008680 | Indicated for patients with astigmatism of 2.5 dioptre cylinder (DC) and above in at least 1 eye; where correction of astigmatism is considered clinically necessary
Ophthalmic | Intraocular lens replacement | Intraocular lens (IOL) | Monofocal, astigmatism correcting IOL | Carl Zeiss | AT TORBI 709M DPT 31.0 CYL 03.5 | AT TORBI 709M DPT 31.0 CYL 03.5 | Standalone | DE0008680 | Indicated for patients with astigmatism of 2.5 dioptre cylinder (DC) and above in at least 1 eye; where correction of astigmatism is considered clinically necessary
Ophthalmic | Intraocular lens replacement | Intraocular lens (IOL) | Monofocal, astigmatism correcting IOL | Carl Zeiss | AT TORBI 709M DPT 31.0 CYL 04.0 | AT TORBI 709M DPT 31.0 CYL 04.0 | Standalone | DE0008680 | Indicated for patients with astigmatism of 2.5 dioptre cylinder (DC) and above in at least 1 eye; where correction of astigmatism is considered clinically necessary
Ophthalmic | Intraocular lens replacement | Intraocular lens (IOL) | Monofocal, astigmatism correcting IOL | Carl Zeiss | AT TORBI 709M DPT 31.0 CYL 04.5 | AT TORBI 709M DPT 31.0 CYL 04.5 | Standalone | DE0008680 | Indicated for patients with astigmatism of 2.5 dioptre cylinder (DC) and above in at least 1 eye; where correction of astigmatism is considered clinically necessary
Ophthalmic | Intraocular lens replacement | Intraocular lens (IOL) | Monofocal, astigmatism correcting IOL | Carl Zeiss | AT TORBI 709M DPT 31.0 CYL 05.0 | AT TORBI 709M DPT 31.0 CYL 05.0 | Standalone | DE0008680 | Indicated for patients with astigmatism of 2.5 dioptre cylinder (DC) and above in at least 1 eye; where correction of astigmatism is considered clinically necessary
Ophthalmic | Intraocular lens replacement | Intraocular lens (IOL) | Monofocal, astigmatism correcting IOL | Carl Zeiss | AT TORBI 709M DPT 31.0 CYL 05.5 | AT TORBI 709M DPT 31.0 CYL 05.5 | Standalone | DE0008680 | Indicated for patients with astigmatism of 2.5 dioptre cylinder (DC) and above in at least 1 eye; where correction of astigmatism is considered clinically necessary
Ophthalmic | Intraocular lens replacement | Intraocular lens (IOL) | Monofocal, astigmatism correcting IOL | Carl Zeiss | AT TORBI 709M DPT 31.0 CYL 06.0 | AT TORBI 709M DPT 31.0 CYL 06.0 | Standalone | DE0008680 | Indicated for patients with astigmatism of 2.5 dioptre cylinder (DC) and above in at least 1 eye; where correction of astigmatism is considered clinically necessary
Ophthalmic | Intraocular lens replacement | Intraocular lens (IOL) | Monofocal, astigmatism correcting IOL | Carl Zeiss | AT TORBI 709M DPT 31.0 CYL 06.5 | AT TORBI 709M DPT 31.0 CYL 06.5 | Standalone | DE0008680 | Indicated for patients with astigmatism of 2.5 dioptre cylinder (DC) and above in at least 1 eye; where correction of astigmatism is considered clinically necessary
Ophthalmic | Intraocular lens replacement | Intraocular lens (IOL) | Monofocal, astigmatism correcting IOL | Carl Zeiss | AT TORBI 709M DPT 31.0 CYL 07.0 | AT TORBI 709M DPT 31.0 CYL 07.0 | Standalone | DE0008680 | Indicated for patients with astigmatism of 2.5 dioptre cylinder (DC) and above in at least 1 eye; where correction of astigmatism is considered clinically necessary
Ophthalmic | Intraocular lens replacement | Intraocular lens (IOL) | Monofocal, astigmatism correcting IOL | Carl Zeiss | AT TORBI 709M DPT 31.0 CYL 07.5 | AT TORBI 709M DPT 31.0 CYL 07.5 | Standalone | DE0008680 | Indicated for patients with astigmatism of 2.5 dioptre cylinder (DC) and above in at least 1 eye; where correction of astigmatism is considered clinically necessary
Ophthalmic | Intraocular lens replacement | Intraocular lens (IOL) | Monofocal, astigmatism correcting IOL | Carl Zeiss | AT TORBI 709M DPT 31.0 CYL 08.0 | AT TORBI 709M DPT 31.0 CYL 08.0 | Standalone | DE0008680 | Indicated for patients with astigmatism of 2.5 dioptre cylinder (DC) and above in at least 1 eye; where correction of astigmatism is considered clinically necessary
Ophthalmic | Intraocular lens replacement | Intraocular lens (IOL) | Monofocal, astigmatism correcting IOL | Carl Zeiss | AT TORBI 709M DPT 31.0 CYL 08.5 | AT TORBI 709M DPT 31.0 CYL 08.5 | Standalone | DE0008680 | Indicated for patients with astigmatism of 2.5 dioptre cylinder (DC) and above in at least 1 eye; where correction of astigmatism is considered clinically necessary
Ophthalmic | Intraocular lens replacement | Intraocular lens (IOL) | Monofocal, astigmatism correcting IOL | Carl Zeiss | AT TORBI 709M DPT 31.0 CYL 09.0 | AT TORBI 709M DPT 31.0 CYL 09.0 | Standalone | DE0008680 | Indicated for patients with astigmatism of 2.5 dioptre cylinder (DC) and above in at least 1 eye; where correction of astigmatism is considered clinically necessary
Ophthalmic | Intraocular lens replacement | Intraocular lens (IOL) | Monofocal, astigmatism correcting IOL | Carl Zeiss | AT TORBI 709M DPT 31.0 CYL 09.5 | AT TORBI 709M DPT 31.0 CYL 09.5 | Standalone | DE0008680 | Indicated for patients with astigmatism of 2.5 dioptre cylinder (DC) and above in at least 1 eye; where correction of astigmatism is considered clinically necessary
Ophthalmic | Intraocular lens replacement | Intraocular lens (IOL) | Monofocal, astigmatism correcting IOL | Carl Zeiss | AT TORBI 709M DPT 31.0 CYL 10.0 | AT TORBI 709M DPT 31.0 CYL 10.0 | Standalone | DE0008680 | Indicated for patients with astigmatism of 2.5 dioptre cylinder (DC) and above in at least 1 eye; where correction of astigmatism is considered clinically necessary
Ophthalmic | Intraocular lens replacement | Intraocular lens (IOL) | Monofocal, astigmatism correcting IOL | Carl Zeiss | AT TORBI 709M DPT 31.0 CYL 10.5 | AT TORBI 709M DPT 31.0 CYL 10.5 | Standalone | DE0008680 | Indicated for patients with astigmatism of 2.5 dioptre cylinder (DC) and above in at least 1 eye; where correction of astigmatism is considered clinically necessary
Ophthalmic | Intraocular lens replacement | Intraocular lens (IOL) | Monofocal, astigmatism correcting IOL | Carl Zeiss | AT TORBI 709M DPT 31.0 CYL 11.0 | AT TORBI 709M DPT 31.0 CYL 11.0 | Standalone | DE0008680 | Indicated for patients with astigmatism of 2.5 dioptre cylinder (DC) and above in at least 1 eye; where correction of astigmatism is considered clinically necessary
Ophthalmic | Intraocular lens replacement | Intraocular lens (IOL) | Monofocal, astigmatism correcting IOL | Carl Zeiss | AT TORBI 709M DPT 31.0 CYL 11.5 | AT TORBI 709M DPT 31.0 CYL 11.5 | Standalone | DE0008680 | Indicated for patients with astigmatism of 2.5 dioptre cylinder (DC) and above in at least 1 eye; where correction of astigmatism is considered clinically necessary
Ophthalmic | Intraocular lens replacement | Intraocular lens (IOL) | Monofocal, astigmatism correcting IOL | Carl Zeiss | AT TORBI 709M DPT 31.0 CYL 12.0 | AT TORBI 709M DPT 31.0 CYL 12.0 | Standalone | DE0008680 | Indicated for patients with astigmatism of 2.5 dioptre cylinder (DC) and above in at least 1 eye; where correction of astigmatism is considered clinically necessary
Ophthalmic | Intraocular lens replacement | Intraocular lens (IOL) | Monofocal, astigmatism correcting IOL | Carl Zeiss | AT TORBI 709M DPT 31.5 CYL 01.0 | AT TORBI 709M DPT 31.5 CYL 01.0 | Standalone | DE0008680 | Indicated for patients with astigmatism of 2.5 dioptre cylinder (DC) and above in at least 1 eye; where correction of astigmatism is considered clinically necessary
Ophthalmic | Intraocular lens replacement | Intraocular lens (IOL) | Monofocal, astigmatism correcting IOL | Carl Zeiss | AT TORBI 709M DPT 31.5 CYL 01.5 | AT TORBI 709M DPT 31.5 CYL 01.5 | Standalone | DE0008680 | Indicated for patients with astigmatism of 2.5 dioptre cylinder (DC) and above in at least 1 eye; where correction of astigmatism is considered clinically necessary
Ophthalmic | Intraocular lens replacement | Intraocular lens (IOL) | Monofocal, astigmatism correcting IOL | Carl Zeiss | AT TORBI 709M DPT 31.5 CYL 02.0 | AT TORBI 709M DPT 31.5 CYL 02.0 | Standalone | DE0008680 | Indicated for patients with astigmatism of 2.5 dioptre cylinder (DC) and above in at least 1 eye; where correction of astigmatism is considered clinically necessary
Ophthalmic | Intraocular lens replacement | Intraocular lens (IOL) | Monofocal, astigmatism correcting IOL | Carl Zeiss | AT TORBI 709M DPT 31.5 CYL 02.5 | AT TORBI 709M DPT 31.5 CYL 02.5 | Standalone | DE0008680 | Indicated for patients with astigmatism of 2.5 dioptre cylinder (DC) and above in at least 1 eye; where correction of astigmatism is considered clinically necessary
Ophthalmic | Intraocular lens replacement | Intraocular lens (IOL) | Monofocal, astigmatism correcting IOL | Carl Zeiss | AT TORBI 709M DPT 31.5 CYL 03.0 | AT TORBI 709M DPT 31.5 CYL 03.0 | Standalone | DE0008680 | Indicated for patients with astigmatism of 2.5 dioptre cylinder (DC) and above in at least 1 eye; where correction of astigmatism is considered clinically necessary
Ophthalmic | Intraocular lens replacement | Intraocular lens (IOL) | Monofocal, astigmatism correcting IOL | Carl Zeiss | AT TORBI 709M DPT 31.5 CYL 03.5 | AT TORBI 709M DPT 31.5 CYL 03.5 | Standalone | DE0008680 | Indicated for patients with astigmatism of 2.5 dioptre cylinder (DC) and above in at least 1 eye; where correction of astigmatism is considered clinically necessary
Ophthalmic | Intraocular lens replacement | Intraocular lens (IOL) | Monofocal, astigmatism correcting IOL | Carl Zeiss | AT TORBI 709M DPT 31.5 CYL 04.0 | AT TORBI 709M DPT 31.5 CYL 04.0 | Standalone | DE0008680 | Indicated for patients with astigmatism of 2.5 dioptre cylinder (DC) and above in at least 1 eye; where correction of astigmatism is considered clinically necessary
Ophthalmic | Intraocular lens replacement | Intraocular lens (IOL) | Monofocal, astigmatism correcting IOL | Carl Zeiss | AT TORBI 709M DPT 31.5 CYL 04.5 | AT TORBI 709M DPT 31.5 CYL 04.5 | Standalone | DE0008680 | Indicated for patients with astigmatism of 2.5 dioptre cylinder (DC) and above in at least 1 eye; where correction of astigmatism is considered clinically necessary
Ophthalmic | Intraocular lens replacement | Intraocular lens (IOL) | Monofocal, astigmatism correcting IOL | Carl Zeiss | AT TORBI 709M DPT 31.5 CYL 05.0 | AT TORBI 709M DPT 31.5 CYL 05.0 | Standalone | DE0008680 | Indicated for patients with astigmatism of 2.5 dioptre cylinder (DC) and above in at least 1 eye; where correction of astigmatism is considered clinically necessary
Ophthalmic | Intraocular lens replacement | Intraocular lens (IOL) | Monofocal, astigmatism correcting IOL | Carl Zeiss | AT TORBI 709M DPT 31.5 CYL 05.5 | AT TORBI 709M DPT 31.5 CYL 05.5 | Standalone | DE0008680 | Indicated for patients with astigmatism of 2.5 dioptre cylinder (DC) and above in at least 1 eye; where correction of astigmatism is considered clinically necessary
Ophthalmic | Intraocular lens replacement | Intraocular lens (IOL) | Monofocal, astigmatism correcting IOL | Carl Zeiss | AT TORBI 709M DPT 31.5 CYL 06.0 | AT TORBI 709M DPT 31.5 CYL 06.0 | Standalone | DE0008680 | Indicated for patients with astigmatism of 2.5 dioptre cylinder (DC) and above in at least 1 eye; where correction of astigmatism is considered clinically necessary
Ophthalmic | Intraocular lens replacement | Intraocular lens (IOL) | Monofocal, astigmatism correcting IOL | Carl Zeiss | AT TORBI 709M DPT 31.5 CYL 06.5 | AT TORBI 709M DPT 31.5 CYL 06.5 | Standalone | DE0008680 | Indicated for patients with astigmatism of 2.5 dioptre cylinder (DC) and above in at least 1 eye; where correction of astigmatism is considered clinically necessary
Ophthalmic | Intraocular lens replacement | Intraocular lens (IOL) | Monofocal, astigmatism correcting IOL | Carl Zeiss | AT TORBI 709M DPT 31.5 CYL 07.0 | AT TORBI 709M DPT 31.5 CYL 07.0 | Standalone | DE0008680 | Indicated for patients with astigmatism of 2.5 dioptre cylinder (DC) and above in at least 1 eye; where correction of astigmatism is considered clinically necessary
Ophthalmic | Intraocular lens replacement | Intraocular lens (IOL) | Monofocal, astigmatism correcting IOL | Carl Zeiss | AT TORBI 709M DPT 31.5 CYL 07.5 | AT TORBI 709M DPT 31.5 CYL 07.5 | Standalone | DE0008680 | Indicated for patients with astigmatism of 2.5 dioptre cylinder (DC) and above in at least 1 eye; where correction of astigmatism is considered clinically necessary
Ophthalmic | Intraocular lens replacement | Intraocular lens (IOL) | Monofocal, astigmatism correcting IOL | Carl Zeiss | AT TORBI 709M DPT 31.5 CYL 08.0 | AT TORBI 709M DPT 31.5 CYL 08.0 | Standalone | DE0008680 | Indicated for patients with astigmatism of 2.5 dioptre cylinder (DC) and above in at least 1 eye; where correction of astigmatism is considered clinically necessary
Ophthalmic | Intraocular lens replacement | Intraocular lens (IOL) | Monofocal, astigmatism correcting IOL | Carl Zeiss | AT TORBI 709M DPT 31.5 CYL 08.5 | AT TORBI 709M DPT 31.5 CYL 08.5 | Standalone | DE0008680 | Indicated for patients with astigmatism of 2.5 dioptre cylinder (DC) and above in at least 1 eye; where correction of astigmatism is considered clinically necessary
Ophthalmic | Intraocular lens replacement | Intraocular lens (IOL) | Monofocal, astigmatism correcting IOL | Carl Zeiss | AT TORBI 709M DPT 31.5 CYL 09.0 | AT TORBI 709M DPT 31.5 CYL 09.0 | Standalone | DE0008680 | Indicated for patients with astigmatism of 2.5 dioptre cylinder (DC) and above in at least 1 eye; where correction of astigmatism is considered clinically necessary
Ophthalmic | Intraocular lens replacement | Intraocular lens (IOL) | Monofocal, astigmatism correcting IOL | Carl Zeiss | AT TORBI 709M DPT 31.5 CYL 09.5 | AT TORBI 709M DPT 31.5 CYL 09.5 | Standalone | DE0008680 | Indicated for patients with astigmatism of 2.5 dioptre cylinder (DC) and above in at least 1 eye; where correction of astigmatism is considered clinically necessary
Ophthalmic | Intraocular lens replacement | Intraocular lens (IOL) | Monofocal, astigmatism correcting IOL | Carl Zeiss | AT TORBI 709M DPT 31.5 CYL 10.0 | AT TORBI 709M DPT 31.5 CYL 10.0 | Standalone | DE0008680 | Indicated for patients with astigmatism of 2.5 dioptre cylinder (DC) and above in at least 1 eye; where correction of astigmatism is considered clinically necessary
Ophthalmic | Intraocular lens replacement | Intraocular lens (IOL) | Monofocal, astigmatism correcting IOL | Carl Zeiss | AT TORBI 709M DPT 31.5 CYL 10.5 | AT TORBI 709M DPT 31.5 CYL 10.5 | Standalone | DE0008680 | Indicated for patients with astigmatism of 2.5 dioptre cylinder (DC) and above in at least 1 eye; where correction of astigmatism is considered clinically necessary
Ophthalmic | Intraocular lens replacement | Intraocular lens (IOL) | Monofocal, astigmatism correcting IOL | Carl Zeiss | AT TORBI 709M DPT 31.5 CYL 11.0 | AT TORBI 709M DPT 31.5 CYL 11.0 | Standalone | DE0008680 | Indicated for patients with astigmatism of 2.5 dioptre cylinder (DC) and above in at least 1 eye; where correction of astigmatism is considered clinically necessary
Ophthalmic | Intraocular lens replacement | Intraocular lens (IOL) | Monofocal, astigmatism correcting IOL | Carl Zeiss | AT TORBI 709M DPT 31.5 CYL 11.5 | AT TORBI 709M DPT 31.5 CYL 11.5 | Standalone | DE0008680 | Indicated for patients with astigmatism of 2.5 dioptre cylinder (DC) and above in at least 1 eye; where correction of astigmatism is considered clinically necessary
Ophthalmic | Intraocular lens replacement | Intraocular lens (IOL) | Monofocal, astigmatism correcting IOL | Carl Zeiss | AT TORBI 709M DPT 31.5 CYL 12.0 | AT TORBI 709M DPT 31.5 CYL 12.0 | Standalone | DE0008680 | Indicated for patients with astigmatism of 2.5 dioptre cylinder (DC) and above in at least 1 eye; where correction of astigmatism is considered clinically necessary
Ophthalmic | Intraocular lens replacement | Intraocular lens (IOL) | Monofocal, astigmatism correcting IOL | Carl Zeiss | AT TORBI 709M DPT 32.0 CYL 01.0 | AT TORBI 709M DPT 32.0 CYL 01.0 | Standalone | DE0008680 | Indicated for patients with astigmatism of 2.5 dioptre cylinder (DC) and above in at least 1 eye; where correction of astigmatism is considered clinically necessary
Ophthalmic | Intraocular lens replacement | Intraocular lens (IOL) | Monofocal, astigmatism correcting IOL | Carl Zeiss | AT TORBI 709M DPT 32.0 CYL 01.5 | AT TORBI 709M DPT 32.0 CYL 01.5 | Standalone | DE0008680 | Indicated for patients with astigmatism of 2.5 dioptre cylinder (DC) and above in at least 1 eye; where correction of astigmatism is considered clinically necessary
Ophthalmic | Intraocular lens replacement | Intraocular lens (IOL) | Monofocal, astigmatism correcting IOL | Carl Zeiss | AT TORBI 709M DPT 32.0 CYL 02.0 | AT TORBI 709M DPT 32.0 CYL 02.0 | Standalone | DE0008680 | Indicated for patients with astigmatism of 2.5 dioptre cylinder (DC) and above in at least 1 eye; where correction of astigmatism is considered clinically necessary
Ophthalmic | Intraocular lens replacement | Intraocular lens (IOL) | Monofocal, astigmatism correcting IOL | Carl Zeiss | AT TORBI 709M DPT 32.0 CYL 02.5 | AT TORBI 709M DPT 32.0 CYL 02.5 | Standalone | DE0008680 | Indicated for patients with astigmatism of 2.5 dioptre cylinder (DC) and above in at least 1 eye; where correction of astigmatism is considered clinically necessary
Ophthalmic | Intraocular lens replacement | Intraocular lens (IOL) | Monofocal, astigmatism correcting IOL | Carl Zeiss | AT TORBI 709M DPT 32.0 CYL 03.0 | AT TORBI 709M DPT 32.0 CYL 03.0 | Standalone | DE0008680 | Indicated for patients with astigmatism of 2.5 dioptre cylinder (DC) and above in at least 1 eye; where correction of astigmatism is considered clinically necessary
Ophthalmic | Intraocular lens replacement | Intraocular lens (IOL) | Monofocal, astigmatism correcting IOL | Carl Zeiss | AT TORBI 709M DPT 32.0 CYL 03.5 | AT TORBI 709M DPT 32.0 CYL 03.5 | Standalone | DE0008680 | Indicated for patients with astigmatism of 2.5 dioptre cylinder (DC) and above in at least 1 eye; where correction of astigmatism is considered clinically necessary
Ophthalmic | Intraocular lens replacement | Intraocular lens (IOL) | Monofocal, astigmatism correcting IOL | Carl Zeiss | AT TORBI 709M DPT 32.0 CYL 04.0 | AT TORBI 709M DPT 32.0 CYL 04.0 | Standalone | DE0008680 | Indicated for patients with astigmatism of 2.5 dioptre cylinder (DC) and above in at least 1 eye; where correction of astigmatism is considered clinically necessary
Ophthalmic | Intraocular lens replacement | Intraocular lens (IOL) | Monofocal, astigmatism correcting IOL | Carl Zeiss | AT TORBI 709M DPT 32.0 CYL 04.5 | AT TORBI 709M DPT 32.0 CYL 04.5 | Standalone | DE0008680 | Indicated for patients with astigmatism of 2.5 dioptre cylinder (DC) and above in at least 1 eye; where correction of astigmatism is considered clinically necessary
Ophthalmic | Intraocular lens replacement | Intraocular lens (IOL) | Monofocal, astigmatism correcting IOL | Carl Zeiss | AT TORBI 709M DPT 32.0 CYL 05.0 | AT TORBI 709M DPT 32.0 CYL 05.0 | Standalone | DE0008680 | Indicated for patients with astigmatism of 2.5 dioptre cylinder (DC) and above in at least 1 eye; where correction of astigmatism is considered clinically necessary
Ophthalmic | Intraocular lens replacement | Intraocular lens (IOL) | Monofocal, astigmatism correcting IOL | Carl Zeiss | AT TORBI 709M DPT 32.0 CYL 05.5 | AT TORBI 709M DPT 32.0 CYL 05.5 | Standalone | DE0008680 | Indicated for patients with astigmatism of 2.5 dioptre cylinder (DC) and above in at least 1 eye; where correction of astigmatism is considered clinically necessary
Ophthalmic | Intraocular lens replacement | Intraocular lens (IOL) | Monofocal, astigmatism correcting IOL | Carl Zeiss | AT TORBI 709M DPT 32.0 CYL 06.0 | AT TORBI 709M DPT 32.0 CYL 06.0 | Standalone | DE0008680 | Indicated for patients with astigmatism of 2.5 dioptre cylinder (DC) and above in at least 1 eye; where correction of astigmatism is considered clinically necessary
Ophthalmic | Intraocular lens replacement | Intraocular lens (IOL) | Monofocal, astigmatism correcting IOL | Carl Zeiss | AT TORBI 709M DPT 32.0 CYL 06.5 | AT TORBI 709M DPT 32.0 CYL 06.5 | Standalone | DE0008680 | Indicated for patients with astigmatism of 2.5 dioptre cylinder (DC) and above in at least 1 eye; where correction of astigmatism is considered clinically necessary
Ophthalmic | Intraocular lens replacement | Intraocular lens (IOL) | Monofocal, astigmatism correcting IOL | Carl Zeiss | AT TORBI 709M DPT 32.0 CYL 07.0 | AT TORBI 709M DPT 32.0 CYL 07.0 | Standalone | DE0008680 | Indicated for patients with astigmatism of 2.5 dioptre cylinder (DC) and above in at least 1 eye; where correction of astigmatism is considered clinically necessary
Ophthalmic | Intraocular lens replacement | Intraocular lens (IOL) | Monofocal, astigmatism correcting IOL | Carl Zeiss | AT TORBI 709M DPT 32.0 CYL 07.5 | AT TORBI 709M DPT 32.0 CYL 07.5 | Standalone | DE0008680 | Indicated for patients with astigmatism of 2.5 dioptre cylinder (DC) and above in at least 1 eye; where correction of astigmatism is considered clinically necessary
Ophthalmic | Intraocular lens replacement | Intraocular lens (IOL) | Monofocal, astigmatism correcting IOL | Carl Zeiss | AT TORBI 709M DPT 32.0 CYL 08.0 | AT TORBI 709M DPT 32.0 CYL 08.0 | Standalone | DE0008680 | Indicated for patients with astigmatism of 2.5 dioptre cylinder (DC) and above in at least 1 eye; where correction of astigmatism is considered clinically necessary
Ophthalmic | Intraocular lens replacement | Intraocular lens (IOL) | Monofocal, astigmatism correcting IOL | Carl Zeiss | AT TORBI 709M DPT 32.0 CYL 08.5 | AT TORBI 709M DPT 32.0 CYL 08.5 | Standalone | DE0008680 | Indicated for patients with astigmatism of 2.5 dioptre cylinder (DC) and above in at least 1 eye; where correction of astigmatism is considered clinically necessary
Ophthalmic | Intraocular lens replacement | Intraocular lens (IOL) | Monofocal, astigmatism correcting IOL | Carl Zeiss | AT TORBI 709M DPT 32.0 CYL 09.0 | AT TORBI 709M DPT 32.0 CYL 09.0 | Standalone | DE0008680 | Indicated for patients with astigmatism of 2.5 dioptre cylinder (DC) and above in at least 1 eye; where correction of astigmatism is considered clinically necessary
Ophthalmic | Intraocular lens replacement | Intraocular lens (IOL) | Monofocal, astigmatism correcting IOL | Carl Zeiss | AT TORBI 709M DPT 32.0 CYL 09.5 | AT TORBI 709M DPT 32.0 CYL 09.5 | Standalone | DE0008680 | Indicated for patients with astigmatism of 2.5 dioptre cylinder (DC) and above in at least 1 eye; where correction of astigmatism is considered clinically necessary
Ophthalmic | Intraocular lens replacement | Intraocular lens (IOL) | Monofocal, astigmatism correcting IOL | Carl Zeiss | AT TORBI 709M DPT 32.0 CYL 10.0 | AT TORBI 709M DPT 32.0 CYL 10.0 | Standalone | DE0008680 | Indicated for patients with astigmatism of 2.5 dioptre cylinder (DC) and above in at least 1 eye; where correction of astigmatism is considered clinically necessary
Ophthalmic | Intraocular lens replacement | Intraocular lens (IOL) | Monofocal, astigmatism correcting IOL | Carl Zeiss | AT TORBI 709M DPT 32.0 CYL 10.5 | AT TORBI 709M DPT 32.0 CYL 10.5 | Standalone | DE0008680 | Indicated for patients with astigmatism of 2.5 dioptre cylinder (DC) and above in at least 1 eye; where correction of astigmatism is considered clinically necessary
Ophthalmic | Intraocular lens replacement | Intraocular lens (IOL) | Monofocal, astigmatism correcting IOL | Carl Zeiss | AT TORBI 709M DPT 32.0 CYL 11.0 | AT TORBI 709M DPT 32.0 CYL 11.0 | Standalone | DE0008680 | Indicated for patients with astigmatism of 2.5 dioptre cylinder (DC) and above in at least 1 eye; where correction of astigmatism is considered clinically necessary
Ophthalmic | Intraocular lens replacement | Intraocular lens (IOL) | Monofocal, astigmatism correcting IOL | Carl Zeiss | AT TORBI 709M DPT 32.0 CYL 11.5 | AT TORBI 709M DPT 32.0 CYL 11.5 | Standalone | DE0008680 | Indicated for patients with astigmatism of 2.5 dioptre cylinder (DC) and above in at least 1 eye; where correction of astigmatism is considered clinically necessary
Ophthalmic | Intraocular lens replacement | Intraocular lens (IOL) | Monofocal, astigmatism correcting IOL | Carl Zeiss | AT TORBI 709M DPT 32.0 CYL 12.0 | AT TORBI 709M DPT 32.0 CYL 12.0 | Standalone | DE0008680 | Indicated for patients with astigmatism of 2.5 dioptre cylinder (DC) and above in at least 1 eye; where correction of astigmatism is considered clinically necessary
Ophthalmic | Intraocular lens replacement | Intraocular lens (IOL) | Monofocal, astigmatism correcting IOL | Carl Zeiss | AT TORBI 709M DPT -00.5 CYL 01.0 | AT TORBI 709M DPT -00.5 CYL 01.0 | Standalone | DE0008680 | Indicated for patients with astigmatism of 2.5 dioptre cylinder (DC) and above in at least 1 eye; where correction of astigmatism is considered clinically necessary
Ophthalmic | Intraocular lens replacement | Intraocular lens (IOL) | Monofocal, astigmatism correcting IOL | Carl Zeiss | AT TORBI 709M DPT -00.5 CYL 01.5 | AT TORBI 709M DPT -00.5 CYL 01.5 | Standalone | DE0008680 | Indicated for patients with astigmatism of 2.5 dioptre cylinder (DC) and above in at least 1 eye; where correction of astigmatism is considered clinically necessary
Ophthalmic | Intraocular lens replacement | Intraocular lens (IOL) | Monofocal, astigmatism correcting IOL | Carl Zeiss | AT TORBI 709M DPT -00.5 CYL 02.0 | AT TORBI 709M DPT -00.5 CYL 02.0 | Standalone | DE0008680 | Indicated for patients with astigmatism of 2.5 dioptre cylinder (DC) and above in at least 1 eye; where correction of astigmatism is considered clinically necessary
Ophthalmic | Intraocular lens replacement | Intraocular lens (IOL) | Monofocal, astigmatism correcting IOL | Cristalens | ARTIS T E 0.75 10.0D PL | ARTIS T PL E +10.0D, CYL: +0.75D | Standalone | DE0505117 | Indicated for patients with astigmatism of 2.5 dioptre cylinder (DC) and above in at least 1 eye; where correction of astigmatism is considered clinically necessary
Ophthalmic | Intraocular lens replacement | Intraocular lens (IOL) | Monofocal, astigmatism correcting IOL | Cristalens | ARTIS T E 0.75 10.5D PL | ARTIS T PL E +10.5D, CYL: +0.75D | Standalone | DE0505117 | Indicated for patients with astigmatism of 2.5 dioptre cylinder (DC) and above in at least 1 eye; where correction of astigmatism is considered clinically necessary
Ophthalmic | Intraocular lens replacement | Intraocular lens (IOL) | Monofocal, astigmatism correcting IOL | Cristalens | ARTIS T E 0.75 11.0D PL | ARTIS T PL E +11.0D, CYL: +0.75D | Standalone | DE0505117 | Indicated for patients with astigmatism of 2.5 dioptre cylinder (DC) and above in at least 1 eye; where correction of astigmatism is considered clinically necessary
Ophthalmic | Intraocular lens replacement | Intraocular lens (IOL) | Monofocal, astigmatism correcting IOL | Cristalens | ARTIS T E 0.75 11.5D PL | ARTIS T PL E +11.5D, CYL: +0.75D | Standalone | DE0505117 | Indicated for patients with astigmatism of 2.5 dioptre cylinder (DC) and above in at least 1 eye; where correction of astigmatism is considered clinically necessary
Ophthalmic | Intraocular lens replacement | Intraocular lens (IOL) | Monofocal, astigmatism correcting IOL | Cristalens | ARTIS T E 0.75 12.0D PL | ARTIS T PL E +12.0D, CYL: +0.75D | Standalone | DE0505117 | Indicated for patients with astigmatism of 2.5 dioptre cylinder (DC) and above in at least 1 eye; where correction of astigmatism is considered clinically necessary
Ophthalmic | Intraocular lens replacement | Intraocular lens (IOL) | Monofocal, astigmatism correcting IOL | Cristalens | ARTIS T E 0.75 12.5D PL | ARTIS T PL E +12.5D, CYL: +0.75D | Standalone | DE0505117 | Indicated for patients with astigmatism of 2.5 dioptre cylinder (DC) and above in at least 1 eye; where correction of astigmatism is considered clinically necessary
Ophthalmic | Intraocular lens replacement | Intraocular lens (IOL) | Monofocal, astigmatism correcting IOL | Cristalens | ARTIS T E 0.75 13.0D PL | ARTIS T PL E +13.0D, CYL: +0.75D | Standalone | DE0505117 | Indicated for patients with astigmatism of 2.5 dioptre cylinder (DC) and above in at least 1 eye; where correction of astigmatism is considered clinically necessary
Ophthalmic | Intraocular lens replacement | Intraocular lens (IOL) | Monofocal, astigmatism correcting IOL | Cristalens | ARTIS T E 0.75 13.5D PL | ARTIS T PL E +13.5D, CYL: +0.75D | Standalone | DE0505117 | Indicated for patients with astigmatism of 2.5 dioptre cylinder (DC) and above in at least 1 eye; where correction of astigmatism is considered clinically necessary
Ophthalmic | Intraocular lens replacement | Intraocular lens (IOL) | Monofocal, astigmatism correcting IOL | Cristalens | ARTIS T E 0.75 14.0D PL | ARTIS T PL E +14.0D, CYL: +0.75D | Standalone | DE0505117 | Indicated for patients with astigmatism of 2.5 dioptre cylinder (DC) and above in at least 1 eye; where correction of astigmatism is considered clinically necessary
Ophthalmic | Intraocular lens replacement | Intraocular lens (IOL) | Monofocal, astigmatism correcting IOL | Cristalens | ARTIS T E 0.75 14.5D PL | ARTIS T PL E +14.5D, CYL: +0.75D | Standalone | DE0505117 | Indicated for patients with astigmatism of 2.5 dioptre cylinder (DC) and above in at least 1 eye; where correction of astigmatism is considered clinically necessary
Ophthalmic | Intraocular lens replacement | Intraocular lens (IOL) | Monofocal, astigmatism correcting IOL | Cristalens | ARTIS T E 0.75 15.0D PL | ARTIS T PL E +15.0D, CYL: +0.75D | Standalone | DE0505117 | Indicated for patients with astigmatism of 2.5 dioptre cylinder (DC) and above in at least 1 eye; where correction of astigmatism is considered clinically necessary
Ophthalmic | Intraocular lens replacement | Intraocular lens (IOL) | Monofocal, astigmatism correcting IOL | Cristalens | ARTIS T E 0.75 15.5D PL | ARTIS T PL E +15.5D, CYL: +0.75D | Standalone | DE0505117 | Indicated for patients with astigmatism of 2.5 dioptre cylinder (DC) and above in at least 1 eye; where correction of astigmatism is considered clinically necessary
Ophthalmic | Intraocular lens replacement | Intraocular lens (IOL) | Monofocal, astigmatism correcting IOL | Cristalens | ARTIS T E 0.75 16.0D PL | ARTIS T PL E +16.0D, CYL: +0.75D | Standalone | DE0505117 | Indicated for patients with astigmatism of 2.5 dioptre cylinder (DC) and above in at least 1 eye; where correction of astigmatism is considered clinically necessary
Ophthalmic | Intraocular lens replacement | Intraocular lens (IOL) | Monofocal, astigmatism correcting IOL | Cristalens | ARTIS T E 0.75 16.5D PL | ARTIS T PL E +16.5D, CYL: +0.75D | Standalone | DE0505117 | Indicated for patients with astigmatism of 2.5 dioptre cylinder (DC) and above in at least 1 eye; where correction of astigmatism is considered clinically necessary
Ophthalmic | Intraocular lens replacement | Intraocular lens (IOL) | Monofocal, astigmatism correcting IOL | Cristalens | ARTIS T E 0.75 17.0D PL | ARTIS T PL E +17.0D, CYL: +0.75D | Standalone | DE0505117 | Indicated for patients with astigmatism of 2.5 dioptre cylinder (DC) and above in at least 1 eye; where correction of astigmatism is considered clinically necessary
Ophthalmic | Intraocular lens replacement | Intraocular lens (IOL) | Monofocal, astigmatism correcting IOL | Cristalens | ARTIS T E 0.75 17.5D PL | ARTIS T PL E +17.5D, CYL: +0.75D | Standalone | DE0505117 | Indicated for patients with astigmatism of 2.5 dioptre cylinder (DC) and above in at least 1 eye; where correction of astigmatism is considered clinically necessary
Ophthalmic | Intraocular lens replacement | Intraocular lens (IOL) | Monofocal, astigmatism correcting IOL | Cristalens | ARTIS T E 0.75 18.0D PL | ARTIS T PL E +18.0D, CYL: +0.75D | Standalone | DE0505117 | Indicated for patients with astigmatism of 2.5 dioptre cylinder (DC) and above in at least 1 eye; where correction of astigmatism is considered clinically necessary
Ophthalmic | Intraocular lens replacement | Intraocular lens (IOL) | Monofocal, astigmatism correcting IOL | Cristalens | ARTIS T E 0.75 18.5D PL | ARTIS T PL E +18.5D, CYL: +0.75D | Standalone | DE0505117 | Indicated for patients with astigmatism of 2.5 dioptre cylinder (DC) and above in at least 1 eye; where correction of astigmatism is considered clinically necessary
Ophthalmic | Intraocular lens replacement | Intraocular lens (IOL) | Monofocal, astigmatism correcting IOL | Cristalens | ARTIS T E 0.75 19.0D PL | ARTIS T PL E +19.0D, CYL: +0.75D | Standalone | DE0505117 | Indicated for patients with astigmatism of 2.5 dioptre cylinder (DC) and above in at least 1 eye; where correction of astigmatism is considered clinically necessary
Ophthalmic | Intraocular lens replacement | Intraocular lens (IOL) | Monofocal, astigmatism correcting IOL | Cristalens | ARTIS T E 0.75 19.5D PL | ARTIS T PL E +19.5D, CYL: +0.75D | Standalone | DE0505117 | Indicated for patients with astigmatism of 2.5 dioptre cylinder (DC) and above in at least 1 eye; where correction of astigmatism is considered clinically necessary
Ophthalmic | Intraocular lens replacement | Intraocular lens (IOL) | Monofocal, astigmatism correcting IOL | Cristalens | ARTIS T E 0.75 20.0D PL | ARTIS T PL E +20.0D, CYL: +0.75D | Standalone | DE0505117 | Indicated for patients with astigmatism of 2.5 dioptre cylinder (DC) and above in at least 1 eye; where correction of astigmatism is considered clinically necessary
Ophthalmic | Intraocular lens replacement | Intraocular lens (IOL) | Monofocal, astigmatism correcting IOL | Cristalens | ARTIS T E 0.75 20.5D PL | ARTIS T PL E +20.5D, CYL: +0.75D | Standalone | DE0505117 | Indicated for patients with astigmatism of 2.5 dioptre cylinder (DC) and above in at least 1 eye; where correction of astigmatism is considered clinically necessary
Ophthalmic | Intraocular lens replacement | Intraocular lens (IOL) | Monofocal, astigmatism correcting IOL | Cristalens | ARTIS T E 0.75 21.0D PL | ARTIS T PL E +21.0D, CYL: +0.75D | Standalone | DE0505117 | Indicated for patients with astigmatism of 2.5 dioptre cylinder (DC) and above in at least 1 eye; where correction of astigmatism is considered clinically necessary
Ophthalmic | Intraocular lens replacement | Intraocular lens (IOL) | Monofocal, astigmatism correcting IOL | Cristalens | ARTIS T E 0.75 21.5D PL | ARTIS T PL E +21.5D, CYL: +0.75D | Standalone | DE0505117 | Indicated for patients with astigmatism of 2.5 dioptre cylinder (DC) and above in at least 1 eye; where correction of astigmatism is considered clinically necessary
Ophthalmic | Intraocular lens replacement | Intraocular lens (IOL) | Monofocal, astigmatism correcting IOL | Cristalens | ARTIS T E 0.75 22.0D PL | ARTIS T PL E +22.0D, CYL: +0.75D | Standalone | DE0505117 | Indicated for patients with astigmatism of 2.5 dioptre cylinder (DC) and above in at least 1 eye; where correction of astigmatism is considered clinically necessary
Ophthalmic | Intraocular lens replacement | Intraocular lens (IOL) | Monofocal, astigmatism correcting IOL | Cristalens | ARTIS T E 0.75 22.5D PL | ARTIS T PL E +22.5D, CYL: +0.75D | Standalone | DE0505117 | Indicated for patients with astigmatism of 2.5 dioptre cylinder (DC) and above in at least 1 eye; where correction of astigmatism is considered clinically necessary
Ophthalmic | Intraocular lens replacement | Intraocular lens (IOL) | Monofocal, astigmatism correcting IOL | Cristalens | ARTIS T E 0.75 23.0D PL | ARTIS T PL E +23.0D, CYL: +0.75D | Standalone | DE0505117 | Indicated for patients with astigmatism of 2.5 dioptre cylinder (DC) and above in at least 1 eye; where correction of astigmatism is considered clinically necessary
Ophthalmic | Intraocular lens replacement | Intraocular lens (IOL) | Monofocal, astigmatism correcting IOL | Cristalens | ARTIS T E 0.75 23.5D PL | ARTIS T PL E +23.5D, CYL: +0.75D | Standalone | DE0505117 | Indicated for patients with astigmatism of 2.5 dioptre cylinder (DC) and above in at least 1 eye; where correction of astigmatism is considered clinically necessary
Ophthalmic | Intraocular lens replacement | Intraocular lens (IOL) | Monofocal, astigmatism correcting IOL | Cristalens | ARTIS T E 0.75 24.0D PL | ARTIS T PL E +24.0D, CYL: +0.75D | Standalone | DE0505117 | Indicated for patients with astigmatism of 2.5 dioptre cylinder (DC) and above in at least 1 eye; where correction of astigmatism is considered clinically necessary
Ophthalmic | Intraocular lens replacement | Intraocular lens (IOL) | Monofocal, astigmatism correcting IOL | Cristalens | ARTIS T E 0.75 24.5D PL | ARTIS T PL E +24.5D, CYL: +0.75D | Standalone | DE0505117 | Indicated for patients with astigmatism of 2.5 dioptre cylinder (DC) and above in at least 1 eye; where correction of astigmatism is considered clinically necessary
Ophthalmic | Intraocular lens replacement | Intraocular lens (IOL) | Monofocal, astigmatism correcting IOL | Cristalens | ARTIS T E 0.75 25.0D PL | ARTIS T PL E +25.0D, CYL: +0.75D | Standalone | DE0505117 | Indicated for patients with astigmatism of 2.5 dioptre cylinder (DC) and above in at least 1 eye; where correction of astigmatism is considered clinically necessary
Ophthalmic | Intraocular lens replacement | Intraocular lens (IOL) | Monofocal, astigmatism correcting IOL | Cristalens | ARTIS T E 0.75 25.5D PL | ARTIS T PL E +25.5D, CYL: +0.75D | Standalone | DE0505117 | Indicated for patients with astigmatism of 2.5 dioptre cylinder (DC) and above in at least 1 eye; where correction of astigmatism is considered clinically necessary
Ophthalmic | Intraocular lens replacement | Intraocular lens (IOL) | Monofocal, astigmatism correcting IOL | Cristalens | ARTIS T E 0.75 26.0D PL | ARTIS T PL E +26.0D, CYL: +0.75D | Standalone | DE0505117 | Indicated for patients with astigmatism of 2.5 dioptre cylinder (DC) and above in at least 1 eye; where correction of astigmatism is considered clinically necessary
Ophthalmic | Intraocular lens replacement | Intraocular lens (IOL) | Monofocal, astigmatism correcting IOL | Cristalens | ARTIS T E 0.75 26.5D PL | ARTIS T PL E +26.5D, CYL: +0.75D | Standalone | DE0505117 | Indicated for patients with astigmatism of 2.5 dioptre cylinder (DC) and above in at least 1 eye; where correction of astigmatism is considered clinically necessary
Ophthalmic | Intraocular lens replacement | Intraocular lens (IOL) | Monofocal, astigmatism correcting IOL | Cristalens | ARTIS T E 0.75 27.0D PL | ARTIS T PL E +27.0D, CYL: +0.75D | Standalone | DE0505117 | Indicated for patients with astigmatism of 2.5 dioptre cylinder (DC) and above in at least 1 eye; where correction of astigmatism is considered clinically necessary
Ophthalmic | Intraocular lens replacement | Intraocular lens (IOL) | Monofocal, astigmatism correcting IOL | Cristalens | ARTIS T E 0.75 27.5D PL | ARTIS T PL E +27.5D, CYL: +0.75D | Standalone | DE0505117 | Indicated for patients with astigmatism of 2.5 dioptre cylinder (DC) and above in at least 1 eye; where correction of astigmatism is considered clinically necessary
Ophthalmic | Intraocular lens replacement | Intraocular lens (IOL) | Monofocal, astigmatism correcting IOL | Cristalens | ARTIS T E 0.75 28.0D PL | ARTIS T PL E +28.0D, CYL: +0.75D | Standalone | DE0505117 | Indicated for patients with astigmatism of 2.5 dioptre cylinder (DC) and above in at least 1 eye; where correction of astigmatism is considered clinically necessary
Ophthalmic | Intraocular lens replacement | Intraocular lens (IOL) | Monofocal, astigmatism correcting IOL | Cristalens | ARTIS T E 0.75 28.5D PL | ARTIS T PL E +28.5D, CYL: +0.75D | Standalone | DE0505117 | Indicated for patients with astigmatism of 2.5 dioptre cylinder (DC) and above in at least 1 eye; where correction of astigmatism is considered clinically necessary
Ophthalmic | Intraocular lens replacement | Intraocular lens (IOL) | Monofocal, astigmatism correcting IOL | Cristalens | ARTIS T E 0.75 29.0D PL | ARTIS T PL E +29.0D, CYL: +0.75D | Standalone | DE0505117 | Indicated for patients with astigmatism of 2.5 dioptre cylinder (DC) and above in at least 1 eye; where correction of astigmatism is considered clinically necessary
Ophthalmic | Intraocular lens replacement | Intraocular lens (IOL) | Monofocal, astigmatism correcting IOL | Cristalens | ARTIS T E 0.75 29.5D PL | ARTIS T PL E +29.5D, CYL: +0.75D | Standalone | DE0505117 | Indicated for patients with astigmatism of 2.5 dioptre cylinder (DC) and above in at least 1 eye; where correction of astigmatism is considered clinically necessary
Ophthalmic | Intraocular lens replacement | Intraocular lens (IOL) | Monofocal, astigmatism correcting IOL | Cristalens | ARTIS T E 0.75 30.0D PL | ARTIS T PL E +30.0D, CYL: +0.75D | Standalone | DE0505117 | Indicated for patients with astigmatism of 2.5 dioptre cylinder (DC) and above in at least 1 eye; where correction of astigmatism is considered clinically necessary
Ophthalmic | Intraocular lens replacement | Intraocular lens (IOL) | Monofocal, astigmatism correcting IOL | Cristalens | ARTIS T E 0.75 30.5D PL | ARTIS T PL E +30.5D, CYL: +0.75D | Standalone | DE0505117 | Indicated for patients with astigmatism of 2.5 dioptre cylinder (DC) and above in at least 1 eye; where correction of astigmatism is considered clinically necessary
Ophthalmic | Intraocular lens replacement | Intraocular lens (IOL) | Monofocal, astigmatism correcting IOL | Cristalens | ARTIS T E 0.75 31.0D PL | ARTIS T PL E +31.0D, CYL: +0.75D | Standalone | DE0505117 | Indicated for patients with astigmatism of 2.5 dioptre cylinder (DC) and above in at least 1 eye; where correction of astigmatism is considered clinically necessary
Ophthalmic | Intraocular lens replacement | Intraocular lens (IOL) | Monofocal, astigmatism correcting IOL | Cristalens | ARTIS T E 0.75 31.5D PL | ARTIS T PL E +31.5D, CYL: +0.75D | Standalone | DE0505117 | Indicated for patients with astigmatism of 2.5 dioptre cylinder (DC) and above in at least 1 eye; where correction of astigmatism is considered clinically necessary
Ophthalmic | Intraocular lens replacement | Intraocular lens (IOL) | Monofocal, astigmatism correcting IOL | Cristalens | ARTIS T E 0.75 32.0D PL | ARTIS T PL E +32.0D, CYL: +0.75D | Standalone | DE0505117 | Indicated for patients with astigmatism of 2.5 dioptre cylinder (DC) and above in at least 1 eye; where correction of astigmatism is considered clinically necessary
Ophthalmic | Intraocular lens replacement | Intraocular lens (IOL) | Monofocal, astigmatism correcting IOL | Cristalens | ARTIS T E 0.75 32.5D PL | ARTIS T PL E +32.5D, CYL: +0.75D | Standalone | DE0505117 | Indicated for patients with astigmatism of 2.5 dioptre cylinder (DC) and above in at least 1 eye; where correction of astigmatism is considered clinically necessary
Ophthalmic | Intraocular lens replacement | Intraocular lens (IOL) | Monofocal, astigmatism correcting IOL | Cristalens | ARTIS T E 0.75 33.0D PL | ARTIS T PL E +33.0D, CYL: +0.75D | Standalone | DE0505117 | Indicated for patients with astigmatism of 2.5 dioptre cylinder (DC) and above in at least 1 eye; where correction of astigmatism is considered clinically necessary
Ophthalmic | Intraocular lens replacement | Intraocular lens (IOL) | Monofocal, astigmatism correcting IOL | Cristalens | ARTIS T E 0.75 33.5D PL | ARTIS T PL E +33.5D, CYL: +0.75D | Standalone | DE0505117 | Indicated for patients with astigmatism of 2.5 dioptre cylinder (DC) and above in at least 1 eye; where correction of astigmatism is considered clinically necessary
Ophthalmic | Intraocular lens replacement | Intraocular lens (IOL) | Monofocal, astigmatism correcting IOL | Cristalens | ARTIS T E 0.75 34.0D PL | ARTIS T PL E +34.0D, CYL: +0.75D | Standalone | DE0505117 | Indicated for patients with astigmatism of 2.5 dioptre cylinder (DC) and above in at least 1 eye; where correction of astigmatism is considered clinically necessary
Ophthalmic | Intraocular lens replacement | Intraocular lens (IOL) | Monofocal, astigmatism correcting IOL | Cristalens | ARTIS T E 0.75 34.5D PL | ARTIS T PL E +34.5D, CYL: +0.75D | Standalone | DE0505117 | Indicated for patients with astigmatism of 2.5 dioptre cylinder (DC) and above in at least 1 eye; where correction of astigmatism is considered clinically necessary
Ophthalmic | Intraocular lens replacement | Intraocular lens (IOL) | Monofocal, astigmatism correcting IOL | Cristalens | ARTIS T E 0.75 35.0D PL | ARTIS T PL E +35.0D, CYL: +0.75D | Standalone | DE0505117 | Indicated for patients with astigmatism of 2.5 dioptre cylinder (DC) and above in at least 1 eye; where correction of astigmatism is considered clinically necessary
Ophthalmic | Intraocular lens replacement | Intraocular lens (IOL) | Monofocal, astigmatism correcting IOL | Cristalens | ARTIS T E 1.50 10.0D PL | ARTIS T PL E +10.0D, CYL: +1.50D | Standalone | DE0505117 | Indicated for patients with astigmatism of 2.5 dioptre cylinder (DC) and above in at least 1 eye; where correction of astigmatism is considered clinically necessary
Ophthalmic | Intraocular lens replacement | Intraocular lens (IOL) | Monofocal, astigmatism correcting IOL | Cristalens | ARTIS T E 1.50 10.5D PL | ARTIS T PL E +10.5D, CYL: +1.50D | Standalone | DE0505117 | Indicated for patients with astigmatism of 2.5 dioptre cylinder (DC) and above in at least 1 eye; where correction of astigmatism is considered clinically necessary
Ophthalmic | Intraocular lens replacement | Intraocular lens (IOL) | Monofocal, astigmatism correcting IOL | Cristalens | ARTIS T E 1.50 11.0D PL | ARTIS T PL E +11.0D, CYL: +1.50D | Standalone | DE0505117 | Indicated for patients with astigmatism of 2.5 dioptre cylinder (DC) and above in at least 1 eye; where correction of astigmatism is considered clinically necessary
Ophthalmic | Intraocular lens replacement | Intraocular lens (IOL) | Monofocal, astigmatism correcting IOL | Cristalens | ARTIS T E 1.50 11.5D PL | ARTIS T PL E +11.5D, CYL: +1.50D | Standalone | DE0505117 | Indicated for patients with astigmatism of 2.5 dioptre cylinder (DC) and above in at least 1 eye; where correction of astigmatism is considered clinically necessary
Ophthalmic | Intraocular lens replacement | Intraocular lens (IOL) | Monofocal, astigmatism correcting IOL | Cristalens | ARTIS T E 1.50 12.0D PL | ARTIS T PL E +12.0D, CYL: +1.50D | Standalone | DE0505117 | Indicated for patients with astigmatism of 2.5 dioptre cylinder (DC) and above in at least 1 eye; where correction of astigmatism is considered clinically necessary
Ophthalmic | Intraocular lens replacement | Intraocular lens (IOL) | Monofocal, astigmatism correcting IOL | Cristalens | ARTIS T E 1.50 12.5D PL | ARTIS T PL E +12.5D, CYL: +1.50D | Standalone | DE0505117 | Indicated for patients with astigmatism of 2.5 dioptre cylinder (DC) and above in at least 1 eye; where correction of astigmatism is considered clinically necessary
Ophthalmic | Intraocular lens replacement | Intraocular lens (IOL) | Monofocal, astigmatism correcting IOL | Cristalens | ARTIS T E 1.50 13.0D PL | ARTIS T PL E +13.0D, CYL: +1.50D | Standalone | DE0505117 | Indicated for patients with astigmatism of 2.5 dioptre cylinder (DC) and above in at least 1 eye; where correction of astigmatism is considered clinically necessary
Ophthalmic | Intraocular lens replacement | Intraocular lens (IOL) | Monofocal, astigmatism correcting IOL | Cristalens | ARTIS T E 1.50 13.5D PL | ARTIS T PL E +13.5D, CYL: +1.50D | Standalone | DE0505117 | Indicated for patients with astigmatism of 2.5 dioptre cylinder (DC) and above in at least 1 eye; where correction of astigmatism is considered clinically necessary
Ophthalmic | Intraocular lens replacement | Intraocular lens (IOL) | Monofocal, astigmatism correcting IOL | Cristalens | ARTIS T E 1.50 14.0D PL | ARTIS T PL E +14.0D, CYL: +1.50D | Standalone | DE0505117 | Indicated for patients with astigmatism of 2.5 dioptre cylinder (DC) and above in at least 1 eye; where correction of astigmatism is considered clinically necessary
Ophthalmic | Intraocular lens replacement | Intraocular lens (IOL) | Monofocal, astigmatism correcting IOL | Cristalens | ARTIS T E 1.50 14.5D PL | ARTIS T PL E +14.5D, CYL: +1.50D | Standalone | DE0505117 | Indicated for patients with astigmatism of 2.5 dioptre cylinder (DC) and above in at least 1 eye; where correction of astigmatism is considered clinically necessary
Ophthalmic | Intraocular lens replacement | Intraocular lens (IOL) | Monofocal, astigmatism correcting IOL | Cristalens | ARTIS T E 1.50 15.0D PL | ARTIS T PL E +15.0D, CYL: +1.50D | Standalone | DE0505117 | Indicated for patients with astigmatism of 2.5 dioptre cylinder (DC) and above in at least 1 eye; where correction of astigmatism is considered clinically necessary
Ophthalmic | Intraocular lens replacement | Intraocular lens (IOL) | Monofocal, astigmatism correcting IOL | Cristalens | ARTIS T E 1.50 15.5D PL | ARTIS T PL E +15.5D, CYL: +1.50D | Standalone | DE0505117 | Indicated for patients with astigmatism of 2.5 dioptre cylinder (DC) and above in at least 1 eye; where correction of astigmatism is considered clinically necessary
Ophthalmic | Intraocular lens replacement | Intraocular lens (IOL) | Monofocal, astigmatism correcting IOL | Cristalens | ARTIS T E 1.50 16.0D PL | ARTIS T PL E +16.0D, CYL: +1.50D | Standalone | DE0505117 | Indicated for patients with astigmatism of 2.5 dioptre cylinder (DC) and above in at least 1 eye; where correction of astigmatism is considered clinically necessary
Ophthalmic | Intraocular lens replacement | Intraocular lens (IOL) | Monofocal, astigmatism correcting IOL | Cristalens | ARTIS T E 1.50 16.5D PL | ARTIS T PL E +16.5D, CYL: +1.50D | Standalone | DE0505117 | Indicated for patients with astigmatism of 2.5 dioptre cylinder (DC) and above in at least 1 eye; where correction of astigmatism is considered clinically necessary
Ophthalmic | Intraocular lens replacement | Intraocular lens (IOL) | Monofocal, astigmatism correcting IOL | Cristalens | ARTIS T E 1.50 17.0D PL | ARTIS T PL E +17.0D, CYL: +1.50D | Standalone | DE0505117 | Indicated for patients with astigmatism of 2.5 dioptre cylinder (DC) and above in at least 1 eye; where correction of astigmatism is considered clinically necessary
Ophthalmic | Intraocular lens replacement | Intraocular lens (IOL) | Monofocal, astigmatism correcting IOL | Cristalens | ARTIS T E 1.50 17.5D PL | ARTIS T PL E +17.5D, CYL: +1.50D | Standalone | DE0505117 | Indicated for patients with astigmatism of 2.5 dioptre cylinder (DC) and above in at least 1 eye; where correction of astigmatism is considered clinically necessary
Ophthalmic | Intraocular lens replacement | Intraocular lens (IOL) | Monofocal, astigmatism correcting IOL | Cristalens | ARTIS T E 1.50 18.0D PL | ARTIS T PL E +18.0D, CYL: +1.50D | Standalone | DE0505117 | Indicated for patients with astigmatism of 2.5 dioptre cylinder (DC) and above in at least 1 eye; where correction of astigmatism is considered clinically necessary
Ophthalmic | Intraocular lens replacement | Intraocular lens (IOL) | Monofocal, astigmatism correcting IOL | Cristalens | ARTIS T E 1.50 18.5D PL | ARTIS T PL E +18.5D, CYL: +1.50D | Standalone | DE0505117 | Indicated for patients with astigmatism of 2.5 dioptre cylinder (DC) and above in at least 1 eye; where correction of astigmatism is considered clinically necessary
Ophthalmic | Intraocular lens replacement | Intraocular lens (IOL) | Monofocal, astigmatism correcting IOL | Cristalens | ARTIS T E 1.50 19.0D PL | ARTIS T PL E +19.0D, CYL: +1.50D | Standalone | DE0505117 | Indicated for patients with astigmatism of 2.5 dioptre cylinder (DC) and above in at least 1 eye; where correction of astigmatism is considered clinically necessary
Ophthalmic | Intraocular lens replacement | Intraocular lens (IOL) | Monofocal, astigmatism correcting IOL | Cristalens | ARTIS T E 1.50 19.5D PL | ARTIS T PL E +19.5D, CYL: +1.50D | Standalone | DE0505117 | Indicated for patients with astigmatism of 2.5 dioptre cylinder (DC) and above in at least 1 eye; where correction of astigmatism is considered clinically necessary
Ophthalmic | Intraocular lens replacement | Intraocular lens (IOL) | Monofocal, astigmatism correcting IOL | Cristalens | ARTIS T E 1.50 20.0D PL | ARTIS T PL E +20.0D, CYL: +1.50D | Standalone | DE0505117 | Indicated for patients with astigmatism of 2.5 dioptre cylinder (DC) and above in at least 1 eye; where correction of astigmatism is considered clinically necessary
Ophthalmic | Intraocular lens replacement | Intraocular lens (IOL) | Monofocal, astigmatism correcting IOL | Cristalens | ARTIS T E 1.50 20.5D PL | ARTIS T PL E +20.5D, CYL: +1.50D | Standalone | DE0505117 | Indicated for patients with astigmatism of 2.5 dioptre cylinder (DC) and above in at least 1 eye; where correction of astigmatism is considered clinically necessary
Ophthalmic | Intraocular lens replacement | Intraocular lens (IOL) | Monofocal, astigmatism correcting IOL | Cristalens | ARTIS T E 1.50 21.0D PL | ARTIS T PL E +21.0D, CYL: +1.50D | Standalone | DE0505117 | Indicated for patients with astigmatism of 2.5 dioptre cylinder (DC) and above in at least 1 eye; where correction of astigmatism is considered clinically necessary
Ophthalmic | Intraocular lens replacement | Intraocular lens (IOL) | Monofocal, astigmatism correcting IOL | Cristalens | ARTIS T E 1.50 21.5D PL | ARTIS T PL E +21.5D, CYL: +1.50D | Standalone | DE0505117 | Indicated for patients with astigmatism of 2.5 dioptre cylinder (DC) and above in at least 1 eye; where correction of astigmatism is considered clinically necessary
Ophthalmic | Intraocular lens replacement | Intraocular lens (IOL) | Monofocal, astigmatism correcting IOL | Cristalens | ARTIS T E 1.50 22.0D PL | ARTIS T PL E +22.0D, CYL: +1.50D | Standalone | DE0505117 | Indicated for patients with astigmatism of 2.5 dioptre cylinder (DC) and above in at least 1 eye; where correction of astigmatism is considered clinically necessary
Ophthalmic | Intraocular lens replacement | Intraocular lens (IOL) | Monofocal, astigmatism correcting IOL | Cristalens | ARTIS T E 1.50 22.5D PL | ARTIS T PL E +22.5D, CYL: +1.50D | Standalone | DE0505117 | Indicated for patients with astigmatism of 2.5 dioptre cylinder (DC) and above in at least 1 eye; where correction of astigmatism is considered clinically necessary
Ophthalmic | Intraocular lens replacement | Intraocular lens (IOL) | Monofocal, astigmatism correcting IOL | Cristalens | ARTIS T E 1.50 23.0D PL | ARTIS T PL E +23.0D, CYL: +1.50D | Standalone | DE0505117 | Indicated for patients with astigmatism of 2.5 dioptre cylinder (DC) and above in at least 1 eye; where correction of astigmatism is considered clinically necessary
Ophthalmic | Intraocular lens replacement | Intraocular lens (IOL) | Monofocal, astigmatism correcting IOL | Cristalens | ARTIS T E 1.50 23.5D PL | ARTIS T PL E +23.5D, CYL: +1.50D | Standalone | DE0505117 | Indicated for patients with astigmatism of 2.5 dioptre cylinder (DC) and above in at least 1 eye; where correction of astigmatism is considered clinically necessary
Ophthalmic | Intraocular lens replacement | Intraocular lens (IOL) | Monofocal, astigmatism correcting IOL | Cristalens | ARTIS T E 1.50 24.0D PL | ARTIS T PL E +24.0D, CYL: +1.50D | Standalone | DE0505117 | Indicated for patients with astigmatism of 2.5 dioptre cylinder (DC) and above in at least 1 eye; where correction of astigmatism is considered clinically necessary
Ophthalmic | Intraocular lens replacement | Intraocular lens (IOL) | Monofocal, astigmatism correcting IOL | Cristalens | ARTIS T E 1.50 24.5D PL | ARTIS T PL E +24.5D, CYL: +1.50D | Standalone | DE0505117 | Indicated for patients with astigmatism of 2.5 dioptre cylinder (DC) and above in at least 1 eye; where correction of astigmatism is considered clinically necessary
Ophthalmic | Intraocular lens replacement | Intraocular lens (IOL) | Monofocal, astigmatism correcting IOL | Cristalens | ARTIS T E 1.50 25.0D PL | ARTIS T PL E +25.0D, CYL: +1.50D | Standalone | DE0505117 | Indicated for patients with astigmatism of 2.5 dioptre cylinder (DC) and above in at least 1 eye; where correction of astigmatism is considered clinically necessary
Ophthalmic | Intraocular lens replacement | Intraocular lens (IOL) | Monofocal, astigmatism correcting IOL | Cristalens | ARTIS T E 1.50 25.5D PL | ARTIS T PL E +25.5D, CYL: +1.50D | Standalone | DE0505117 | Indicated for patients with astigmatism of 2.5 dioptre cylinder (DC) and above in at least 1 eye; where correction of astigmatism is considered clinically necessary
Ophthalmic | Intraocular lens replacement | Intraocular lens (IOL) | Monofocal, astigmatism correcting IOL | Cristalens | ARTIS T E 1.50 26.0D PL | ARTIS T PL E +26.0D, CYL: +1.50D | Standalone | DE0505117 | Indicated for patients with astigmatism of 2.5 dioptre cylinder (DC) and above in at least 1 eye; where correction of astigmatism is considered clinically necessary
Ophthalmic | Intraocular lens replacement | Intraocular lens (IOL) | Monofocal, astigmatism correcting IOL | Cristalens | ARTIS T E 1.50 26.5D PL | ARTIS T PL E +26.5D, CYL: +1.50D | Standalone | DE0505117 | Indicated for patients with astigmatism of 2.5 dioptre cylinder (DC) and above in at least 1 eye; where correction of astigmatism is considered clinically necessary
Ophthalmic | Intraocular lens replacement | Intraocular lens (IOL) | Monofocal, astigmatism correcting IOL | Cristalens | ARTIS T E 1.50 27.0D PL | ARTIS T PL E +27.0D, CYL: +1.50D | Standalone | DE0505117 | Indicated for patients with astigmatism of 2.5 dioptre cylinder (DC) and above in at least 1 eye; where correction of astigmatism is considered clinically necessary
Ophthalmic | Intraocular lens replacement | Intraocular lens (IOL) | Monofocal, astigmatism correcting IOL | Cristalens | ARTIS T E 1.50 27.5D PL | ARTIS T PL E +27.5D, CYL: +1.50D | Standalone | DE0505117 | Indicated for patients with astigmatism of 2.5 dioptre cylinder (DC) and above in at least 1 eye; where correction of astigmatism is considered clinically necessary
Ophthalmic | Intraocular lens replacement | Intraocular lens (IOL) | Monofocal, astigmatism correcting IOL | Cristalens | ARTIS T E 1.50 28.0D PL | ARTIS T PL E +28.0D, CYL: +1.50D | Standalone | DE0505117 | Indicated for patients with astigmatism of 2.5 dioptre cylinder (DC) and above in at least 1 eye; where correction of astigmatism is considered clinically necessary
Ophthalmic | Intraocular lens replacement | Intraocular lens (IOL) | Monofocal, astigmatism correcting IOL | Cristalens | ARTIS T E 1.50 28.5D PL | ARTIS T PL E +28.5D, CYL: +1.50D | Standalone | DE0505117 | Indicated for patients with astigmatism of 2.5 dioptre cylinder (DC) and above in at least 1 eye; where correction of astigmatism is considered clinically necessary
Ophthalmic | Intraocular lens replacement | Intraocular lens (IOL) | Monofocal, astigmatism correcting IOL | Cristalens | ARTIS T E 1.50 29.0D PL | ARTIS T PL E +29.0D, CYL: +1.50D | Standalone | DE0505117 | Indicated for patients with astigmatism of 2.5 dioptre cylinder (DC) and above in at least 1 eye; where correction of astigmatism is considered clinically necessary
Ophthalmic | Intraocular lens replacement | Intraocular lens (IOL) | Monofocal, astigmatism correcting IOL | Cristalens | ARTIS T E 1.50 29.5D PL | ARTIS T PL E +29.5D, CYL: +1.50D | Standalone | DE0505117 | Indicated for patients with astigmatism of 2.5 dioptre cylinder (DC) and above in at least 1 eye; where correction of astigmatism is considered clinically necessary
Ophthalmic | Intraocular lens replacement | Intraocular lens (IOL) | Monofocal, astigmatism correcting IOL | Cristalens | ARTIS T E 1.50 30.0D PL | ARTIS T PL E +30.0D, CYL: +1.50D | Standalone | DE0505117 | Indicated for patients with astigmatism of 2.5 dioptre cylinder (DC) and above in at least 1 eye; where correction of astigmatism is considered clinically necessary
Ophthalmic | Intraocular lens replacement | Intraocular lens (IOL) | Monofocal, astigmatism correcting IOL | Cristalens | ARTIS T E 1.50 30.5D PL | ARTIS T PL E +30.5D, CYL: +1.50D | Standalone | DE0505117 | Indicated for patients with astigmatism of 2.5 dioptre cylinder (DC) and above in at least 1 eye; where correction of astigmatism is considered clinically necessary
Ophthalmic | Intraocular lens replacement | Intraocular lens (IOL) | Monofocal, astigmatism correcting IOL | Cristalens | ARTIS T E 1.50 31.0D PL | ARTIS T PL E +31.0D, CYL: +1.50D | Standalone | DE0505117 | Indicated for patients with astigmatism of 2.5 dioptre cylinder (DC) and above in at least 1 eye; where correction of astigmatism is considered clinically necessary
Ophthalmic | Intraocular lens replacement | Intraocular lens (IOL) | Monofocal, astigmatism correcting IOL | Cristalens | ARTIS T E 1.50 31.5D PL | ARTIS T PL E +31.5D, CYL: +1.50D | Standalone | DE0505117 | Indicated for patients with astigmatism of 2.5 dioptre cylinder (DC) and above in at least 1 eye; where correction of astigmatism is considered clinically necessary
Ophthalmic | Intraocular lens replacement | Intraocular lens (IOL) | Monofocal, astigmatism correcting IOL | Cristalens | ARTIS T E 1.50 32.0D PL | ARTIS T PL E +32.0D, CYL: +1.50D | Standalone | DE0505117 | Indicated for patients with astigmatism of 2.5 dioptre cylinder (DC) and above in at least 1 eye; where correction of astigmatism is considered clinically necessary
Ophthalmic | Intraocular lens replacement | Intraocular lens (IOL) | Monofocal, astigmatism correcting IOL | Cristalens | ARTIS T E 1.50 32.5D PL | ARTIS T PL E +32.5D, CYL: +1.50D | Standalone | DE0505117 | Indicated for patients with astigmatism of 2.5 dioptre cylinder (DC) and above in at least 1 eye; where correction of astigmatism is considered clinically necessary
Ophthalmic | Intraocular lens replacement | Intraocular lens (IOL) | Monofocal, astigmatism correcting IOL | Cristalens | ARTIS T E 1.50 33.0D PL | ARTIS T PL E +33.0D, CYL: +1.50D | Standalone | DE0505117 | Indicated for patients with astigmatism of 2.5 dioptre cylinder (DC) and above in at least 1 eye; where correction of astigmatism is considered clinically necessary
Ophthalmic | Intraocular lens replacement | Intraocular lens (IOL) | Monofocal, astigmatism correcting IOL | Cristalens | ARTIS T E 1.50 33.5D PL | ARTIS T PL E +33.5D, CYL: +1.50D | Standalone | DE0505117 | Indicated for patients with astigmatism of 2.5 dioptre cylinder (DC) and above in at least 1 eye; where correction of astigmatism is considered clinically necessary
Ophthalmic | Intraocular lens replacement | Intraocular lens (IOL) | Monofocal, astigmatism correcting IOL | Cristalens | ARTIS T E 1.50 34.0D PL | ARTIS T PL E +34.0D, CYL: +1.50D | Standalone | DE0505117 | Indicated for patients with astigmatism of 2.5 dioptre cylinder (DC) and above in at least 1 eye; where correction of astigmatism is considered clinically necessary
Ophthalmic | Intraocular lens replacement | Intraocular lens (IOL) | Monofocal, astigmatism correcting IOL | Cristalens | ARTIS T E 1.50 34.5D PL | ARTIS T PL E +34.5D, CYL: +1.50D | Standalone | DE0505117 | Indicated for patients with astigmatism of 2.5 dioptre cylinder (DC) and above in at least 1 eye; where correction of astigmatism is considered clinically necessary
Ophthalmic | Intraocular lens replacement | Intraocular lens (IOL) | Monofocal, astigmatism correcting IOL | Cristalens | ARTIS T E 1.50 35.0D PL | ARTIS T PL E +35.0D, CYL: +1.50D | Standalone | DE0505117 | Indicated for patients with astigmatism of 2.5 dioptre cylinder (DC) and above in at least 1 eye; where correction of astigmatism is considered clinically necessary
Ophthalmic | Intraocular lens replacement | Intraocular lens (IOL) | Monofocal, astigmatism correcting IOL | Cristalens | ARTIS T E 2.25 10.0D PL | ARTIS T PL E +10.0D, CYL: +2.25D | Standalone | DE0505117 | Indicated for patients with astigmatism of 2.5 dioptre cylinder (DC) and above in at least 1 eye; where correction of astigmatism is considered clinically necessary
Ophthalmic | Intraocular lens replacement | Intraocular lens (IOL) | Monofocal, astigmatism correcting IOL | Cristalens | ARTIS T E 2.25 10.5D PL | ARTIS T PL E +10.5D, CYL: +2.25D | Standalone | DE0505117 | Indicated for patients with astigmatism of 2.5 dioptre cylinder (DC) and above in at least 1 eye; where correction of astigmatism is considered clinically necessary
Ophthalmic | Intraocular lens replacement | Intraocular lens (IOL) | Monofocal, astigmatism correcting IOL | Cristalens | ARTIS T E 2.25 11.0D PL | ARTIS T PL E +11.0D, CYL: +2.25D | Standalone | DE0505117 | Indicated for patients with astigmatism of 2.5 dioptre cylinder (DC) and above in at least 1 eye; where correction of astigmatism is considered clinically necessary
Ophthalmic | Intraocular lens replacement | Intraocular lens (IOL) | Monofocal, astigmatism correcting IOL | Cristalens | ARTIS T E 2.25 11.5D PL | ARTIS T PL E +11.5D, CYL: +2.25D | Standalone | DE0505117 | Indicated for patients with astigmatism of 2.5 dioptre cylinder (DC) and above in at least 1 eye; where correction of astigmatism is considered clinically necessary
Ophthalmic | Intraocular lens replacement | Intraocular lens (IOL) | Monofocal, astigmatism correcting IOL | Cristalens | ARTIS T E 2.25 12.0D PL | ARTIS T PL E +12.0D, CYL: +2.25D | Standalone | DE0505117 | Indicated for patients with astigmatism of 2.5 dioptre cylinder (DC) and above in at least 1 eye; where correction of astigmatism is considered clinically necessary
Ophthalmic | Intraocular lens replacement | Intraocular lens (IOL) | Monofocal, astigmatism correcting IOL | Cristalens | ARTIS T E 2.25 12.5D PL | ARTIS T PL E +12.5D, CYL: +2.25D | Standalone | DE0505117 | Indicated for patients with astigmatism of 2.5 dioptre cylinder (DC) and above in at least 1 eye; where correction of astigmatism is considered clinically necessary
Ophthalmic | Intraocular lens replacement | Intraocular lens (IOL) | Monofocal, astigmatism correcting IOL | Cristalens | ARTIS T E 2.25 13.0D PL | ARTIS T PL E +13.0D, CYL: +2.25D | Standalone | DE0505117 | Indicated for patients with astigmatism of 2.5 dioptre cylinder (DC) and above in at least 1 eye; where correction of astigmatism is considered clinically necessary
Ophthalmic | Intraocular lens replacement | Intraocular lens (IOL) | Monofocal, astigmatism correcting IOL | Cristalens | ARTIS T E 2.25 13.5D PL | ARTIS T PL E +13.5D, CYL: +2.25D | Standalone | DE0505117 | Indicated for patients with astigmatism of 2.5 dioptre cylinder (DC) and above in at least 1 eye; where correction of astigmatism is considered clinically necessary
Ophthalmic | Intraocular lens replacement | Intraocular lens (IOL) | Monofocal, astigmatism correcting IOL | Cristalens | ARTIS T E 2.25 14.0D PL | ARTIS T PL E +14.0D, CYL: +2.25D | Standalone | DE0505117 | Indicated for patients with astigmatism of 2.5 dioptre cylinder (DC) and above in at least 1 eye; where correction of astigmatism is considered clinically necessary
Ophthalmic | Intraocular lens replacement | Intraocular lens (IOL) | Monofocal, astigmatism correcting IOL | Cristalens | ARTIS T E 2.25 14.5D PL | ARTIS T PL E +14.5D, CYL: +2.25D | Standalone | DE0505117 | Indicated for patients with astigmatism of 2.5 dioptre cylinder (DC) and above in at least 1 eye; where correction of astigmatism is considered clinically necessary
Ophthalmic | Intraocular lens replacement | Intraocular lens (IOL) | Monofocal, astigmatism correcting IOL | Cristalens | ARTIS T E 2.25 15.0D PL | ARTIS T PL E +15.0D, CYL: +2.25D | Standalone | DE0505117 | Indicated for patients with astigmatism of 2.5 dioptre cylinder (DC) and above in at least 1 eye; where correction of astigmatism is considered clinically necessary
Ophthalmic | Intraocular lens replacement | Intraocular lens (IOL) | Monofocal, astigmatism correcting IOL | Cristalens | ARTIS T E 2.25 15.5D PL | ARTIS T PL E +15.5D, CYL: +2.25D | Standalone | DE0505117 | Indicated for patients with astigmatism of 2.5 dioptre cylinder (DC) and above in at least 1 eye; where correction of astigmatism is considered clinically necessary
Ophthalmic | Intraocular lens replacement | Intraocular lens (IOL) | Monofocal, astigmatism correcting IOL | Cristalens | ARTIS T E 2.25 16.0D PL | ARTIS T PL E +16.0D, CYL: +2.25D | Standalone | DE0505117 | Indicated for patients with astigmatism of 2.5 dioptre cylinder (DC) and above in at least 1 eye; where correction of astigmatism is considered clinically necessary
Ophthalmic | Intraocular lens replacement | Intraocular lens (IOL) | Monofocal, astigmatism correcting IOL | Cristalens | ARTIS T E 2.25 16.5D PL | ARTIS T PL E +16.5D, CYL: +2.25D | Standalone | DE0505117 | Indicated for patients with astigmatism of 2.5 dioptre cylinder (DC) and above in at least 1 eye; where correction of astigmatism is considered clinically necessary
Ophthalmic | Intraocular lens replacement | Intraocular lens (IOL) | Monofocal, astigmatism correcting IOL | Cristalens | ARTIS T E 2.25 17.0D PL | ARTIS T PL E +17.0D, CYL: +2.25D | Standalone | DE0505117 | Indicated for patients with astigmatism of 2.5 dioptre cylinder (DC) and above in at least 1 eye; where correction of astigmatism is considered clinically necessary
Ophthalmic | Intraocular lens replacement | Intraocular lens (IOL) | Monofocal, astigmatism correcting IOL | Cristalens | ARTIS T E 2.25 17.5D PL | ARTIS T PL E +17.5D, CYL: +2.25D | Standalone | DE0505117 | Indicated for patients with astigmatism of 2.5 dioptre cylinder (DC) and above in at least 1 eye; where correction of astigmatism is considered clinically necessary
Ophthalmic | Intraocular lens replacement | Intraocular lens (IOL) | Monofocal, astigmatism correcting IOL | Cristalens | ARTIS T E 2.25 18.0D PL | ARTIS T PL E +18.0D, CYL: +2.25D | Standalone | DE0505117 | Indicated for patients with astigmatism of 2.5 dioptre cylinder (DC) and above in at least 1 eye; where correction of astigmatism is considered clinically necessary
Ophthalmic | Intraocular lens replacement | Intraocular lens (IOL) | Monofocal, astigmatism correcting IOL | Cristalens | ARTIS T E 2.25 18.5D PL | ARTIS T PL E +18.5D, CYL: +2.25D | Standalone | DE0505117 | Indicated for patients with astigmatism of 2.5 dioptre cylinder (DC) and above in at least 1 eye; where correction of astigmatism is considered clinically necessary
Ophthalmic | Intraocular lens replacement | Intraocular lens (IOL) | Monofocal, astigmatism correcting IOL | Cristalens | ARTIS T E 2.25 19.0D PL | ARTIS T PL E +19.0D, CYL: +2.25D | Standalone | DE0505117 | Indicated for patients with astigmatism of 2.5 dioptre cylinder (DC) and above in at least 1 eye; where correction of astigmatism is considered clinically necessary
Ophthalmic | Intraocular lens replacement | Intraocular lens (IOL) | Monofocal, astigmatism correcting IOL | Cristalens | ARTIS T E 2.25 19.5D PL | ARTIS T PL E +19.5D, CYL: +2.25D | Standalone | DE0505117 | Indicated for patients with astigmatism of 2.5 dioptre cylinder (DC) and above in at least 1 eye; where correction of astigmatism is considered clinically necessary
Ophthalmic | Intraocular lens replacement | Intraocular lens (IOL) | Monofocal, astigmatism correcting IOL | Cristalens | ARTIS T E 2.25 20.0D PL | ARTIS T PL E +20.0D, CYL: +2.25D | Standalone | DE0505117 | Indicated for patients with astigmatism of 2.5 dioptre cylinder (DC) and above in at least 1 eye; where correction of astigmatism is considered clinically necessary
Ophthalmic | Intraocular lens replacement | Intraocular lens (IOL) | Monofocal, astigmatism correcting IOL | Cristalens | ARTIS T E 2.25 20.5D PL | ARTIS T PL E +20.5D, CYL: +2.25D | Standalone | DE0505117 | Indicated for patients with astigmatism of 2.5 dioptre cylinder (DC) and above in at least 1 eye; where correction of astigmatism is considered clinically necessary
Ophthalmic | Intraocular lens replacement | Intraocular lens (IOL) | Monofocal, astigmatism correcting IOL | Cristalens | ARTIS T E 2.25 21.0D PL | ARTIS T PL E +21.0D, CYL: +2.25D | Standalone | DE0505117 | Indicated for patients with astigmatism of 2.5 dioptre cylinder (DC) and above in at least 1 eye; where correction of astigmatism is considered clinically necessary
Ophthalmic | Intraocular lens replacement | Intraocular lens (IOL) | Monofocal, astigmatism correcting IOL | Cristalens | ARTIS T E 2.25 21.5D PL | ARTIS T PL E +21.5D, CYL: +2.25D | Standalone | DE0505117 | Indicated for patients with astigmatism of 2.5 dioptre cylinder (DC) and above in at least 1 eye; where correction of astigmatism is considered clinically necessary
Ophthalmic | Intraocular lens replacement | Intraocular lens (IOL) | Monofocal, astigmatism correcting IOL | Cristalens | ARTIS T E 2.25 22.0D PL | ARTIS T PL E +22.0D, CYL: +2.25D | Standalone | DE0505117 | Indicated for patients with astigmatism of 2.5 dioptre cylinder (DC) and above in at least 1 eye; where correction of astigmatism is considered clinically necessary
Ophthalmic | Intraocular lens replacement | Intraocular lens (IOL) | Monofocal, astigmatism correcting IOL | Cristalens | ARTIS T E 2.25 22.5D PL | ARTIS T PL E +22.5D, CYL: +2.25D | Standalone | DE0505117 | Indicated for patients with astigmatism of 2.5 dioptre cylinder (DC) and above in at least 1 eye; where correction of astigmatism is considered clinically necessary
Ophthalmic | Intraocular lens replacement | Intraocular lens (IOL) | Monofocal, astigmatism correcting IOL | Cristalens | ARTIS T E 2.25 23.0D PL | ARTIS T PL E +23.0D, CYL: +2.25D | Standalone | DE0505117 | Indicated for patients with astigmatism of 2.5 dioptre cylinder (DC) and above in at least 1 eye; where correction of astigmatism is considered clinically necessary
Ophthalmic | Intraocular lens replacement | Intraocular lens (IOL) | Monofocal, astigmatism correcting IOL | Cristalens | ARTIS T E 2.25 23.5D PL | ARTIS T PL E +23.5D, CYL: +2.25D | Standalone | DE0505117 | Indicated for patients with astigmatism of 2.5 dioptre cylinder (DC) and above in at least 1 eye; where correction of astigmatism is considered clinically necessary
Ophthalmic | Intraocular lens replacement | Intraocular lens (IOL) | Monofocal, astigmatism correcting IOL | Cristalens | ARTIS T E 2.25 24.0D PL | ARTIS T PL E +24.0D, CYL: +2.25D | Standalone | DE0505117 | Indicated for patients with astigmatism of 2.5 dioptre cylinder (DC) and above in at least 1 eye; where correction of astigmatism is considered clinically necessary
Ophthalmic | Intraocular lens replacement | Intraocular lens (IOL) | Monofocal, astigmatism correcting IOL | Cristalens | ARTIS T E 2.25 24.5D PL | ARTIS T PL E +24.5D, CYL: +2.25D | Standalone | DE0505117 | Indicated for patients with astigmatism of 2.5 dioptre cylinder (DC) and above in at least 1 eye; where correction of astigmatism is considered clinically necessary
Ophthalmic | Intraocular lens replacement | Intraocular lens (IOL) | Monofocal, astigmatism correcting IOL | Cristalens | ARTIS T E 2.25 25.0D PL | ARTIS T PL E +25.0D, CYL: +2.25D | Standalone | DE0505117 | Indicated for patients with astigmatism of 2.5 dioptre cylinder (DC) and above in at least 1 eye; where correction of astigmatism is considered clinically necessary
Ophthalmic | Intraocular lens replacement | Intraocular lens (IOL) | Monofocal, astigmatism correcting IOL | Cristalens | ARTIS T E 2.25 25.5D PL | ARTIS T PL E +25.5D, CYL: +2.25D | Standalone | DE0505117 | Indicated for patients with astigmatism of 2.5 dioptre cylinder (DC) and above in at least 1 eye; where correction of astigmatism is considered clinically necessary
Ophthalmic | Intraocular lens replacement | Intraocular lens (IOL) | Monofocal, astigmatism correcting IOL | Cristalens | ARTIS T E 2.25 26.0D PL | ARTIS T PL E +26.0D, CYL: +2.25D | Standalone | DE0505117 | Indicated for patients with astigmatism of 2.5 dioptre cylinder (DC) and above in at least 1 eye; where correction of astigmatism is considered clinically necessary
Ophthalmic | Intraocular lens replacement | Intraocular lens (IOL) | Monofocal, astigmatism correcting IOL | Cristalens | ARTIS T E 2.25 26.5D PL | ARTIS T PL E +26.5D, CYL: +2.25D | Standalone | DE0505117 | Indicated for patients with astigmatism of 2.5 dioptre cylinder (DC) and above in at least 1 eye; where correction of astigmatism is considered clinically necessary
Ophthalmic | Intraocular lens replacement | Intraocular lens (IOL) | Monofocal, astigmatism correcting IOL | Cristalens | ARTIS T E 2.25 27.0D PL | ARTIS T PL E +27.0D, CYL: +2.25D | Standalone | DE0505117 | Indicated for patients with astigmatism of 2.5 dioptre cylinder (DC) and above in at least 1 eye; where correction of astigmatism is considered clinically necessary
Ophthalmic | Intraocular lens replacement | Intraocular lens (IOL) | Monofocal, astigmatism correcting IOL | Cristalens | ARTIS T E 2.25 27.5D PL | ARTIS T PL E +27.5D, CYL: +2.25D | Standalone | DE0505117 | Indicated for patients with astigmatism of 2.5 dioptre cylinder (DC) and above in at least 1 eye; where correction of astigmatism is considered clinically necessary
Ophthalmic | Intraocular lens replacement | Intraocular lens (IOL) | Monofocal, astigmatism correcting IOL | Cristalens | ARTIS T E 2.25 28.0D PL | ARTIS T PL E +28.0D, CYL: +2.25D | Standalone | DE0505117 | Indicated for patients with astigmatism of 2.5 dioptre cylinder (DC) and above in at least 1 eye; where correction of astigmatism is considered clinically necessary
Ophthalmic | Intraocular lens replacement | Intraocular lens (IOL) | Monofocal, astigmatism correcting IOL | Cristalens | ARTIS T E 2.25 28.5D PL | ARTIS T PL E +28.5D, CYL: +2.25D | Standalone | DE0505117 | Indicated for patients with astigmatism of 2.5 dioptre cylinder (DC) and above in at least 1 eye; where correction of astigmatism is considered clinically necessary
Ophthalmic | Intraocular lens replacement | Intraocular lens (IOL) | Monofocal, astigmatism correcting IOL | Cristalens | ARTIS T E 2.25 29.0D PL | ARTIS T PL E +29.0D, CYL: +2.25D | Standalone | DE0505117 | Indicated for patients with astigmatism of 2.5 dioptre cylinder (DC) and above in at least 1 eye; where correction of astigmatism is considered clinically necessary
Ophthalmic | Intraocular lens replacement | Intraocular lens (IOL) | Monofocal, astigmatism correcting IOL | Cristalens | ARTIS T E 2.25 29.5D PL | ARTIS T PL E +29.5D, CYL: +2.25D | Standalone | DE0505117 | Indicated for patients with astigmatism of 2.5 dioptre cylinder (DC) and above in at least 1 eye; where correction of astigmatism is considered clinically necessary
Ophthalmic | Intraocular lens replacement | Intraocular lens (IOL) | Monofocal, astigmatism correcting IOL | Cristalens | ARTIS T E 2.25 30.0D PL | ARTIS T PL E +30.0D, CYL: +2.25D | Standalone | DE0505117 | Indicated for patients with astigmatism of 2.5 dioptre cylinder (DC) and above in at least 1 eye; where correction of astigmatism is considered clinically necessary
Ophthalmic | Intraocular lens replacement | Intraocular lens (IOL) | Monofocal, astigmatism correcting IOL | Cristalens | ARTIS T E 2.25 30.5D PL | ARTIS T PL E +30.5D, CYL: +2.25D | Standalone | DE0505117 | Indicated for patients with astigmatism of 2.5 dioptre cylinder (DC) and above in at least 1 eye; where correction of astigmatism is considered clinically necessary
Ophthalmic | Intraocular lens replacement | Intraocular lens (IOL) | Monofocal, astigmatism correcting IOL | Cristalens | ARTIS T E 2.25 31.0D PL | ARTIS T PL E +31.0D, CYL: +2.25D | Standalone | DE0505117 | Indicated for patients with astigmatism of 2.5 dioptre cylinder (DC) and above in at least 1 eye; where correction of astigmatism is considered clinically necessary
Ophthalmic | Intraocular lens replacement | Intraocular lens (IOL) | Monofocal, astigmatism correcting IOL | Cristalens | ARTIS T E 2.25 31.5D PL | ARTIS T PL E +31.5D, CYL: +2.25D | Standalone | DE0505117 | Indicated for patients with astigmatism of 2.5 dioptre cylinder (DC) and above in at least 1 eye; where correction of astigmatism is considered clinically necessary
Ophthalmic | Intraocular lens replacement | Intraocular lens (IOL) | Monofocal, astigmatism correcting IOL | Cristalens | ARTIS T E 2.25 32.0D PL | ARTIS T PL E +32.0D, CYL: +2.25D | Standalone | DE0505117 | Indicated for patients with astigmatism of 2.5 dioptre cylinder (DC) and above in at least 1 eye; where correction of astigmatism is considered clinically necessary
Ophthalmic | Intraocular lens replacement | Intraocular lens (IOL) | Monofocal, astigmatism correcting IOL | Cristalens | ARTIS T E 2.25 32.5D PL | ARTIS T PL E +32.5D, CYL: +2.25D | Standalone | DE0505117 | Indicated for patients with astigmatism of 2.5 dioptre cylinder (DC) and above in at least 1 eye; where correction of astigmatism is considered clinically necessary
Ophthalmic | Intraocular lens replacement | Intraocular lens (IOL) | Monofocal, astigmatism correcting IOL | Cristalens | ARTIS T E 2.25 33.0D PL | ARTIS T PL E +33.0D, CYL: +2.25D | Standalone | DE0505117 | Indicated for patients with astigmatism of 2.5 dioptre cylinder (DC) and above in at least 1 eye; where correction of astigmatism is considered clinically necessary
Ophthalmic | Intraocular lens replacement | Intraocular lens (IOL) | Monofocal, astigmatism correcting IOL | Cristalens | ARTIS T E 2.25 33.5D PL | ARTIS T PL E +33.5D, CYL: +2.25D | Standalone | DE0505117 | Indicated for patients with astigmatism of 2.5 dioptre cylinder (DC) and above in at least 1 eye; where correction of astigmatism is considered clinically necessary
Ophthalmic | Intraocular lens replacement | Intraocular lens (IOL) | Monofocal, astigmatism correcting IOL | Cristalens | ARTIS T E 2.25 34.0D PL | ARTIS T PL E +34.0D, CYL: +2.25D | Standalone | DE0505117 | Indicated for patients with astigmatism of 2.5 dioptre cylinder (DC) and above in at least 1 eye; where correction of astigmatism is considered clinically necessary
Ophthalmic | Intraocular lens replacement | Intraocular lens (IOL) | Monofocal, astigmatism correcting IOL | Cristalens | ARTIS T E 2.25 34.5D PL | ARTIS T PL E +34.5D, CYL: +2.25D | Standalone | DE0505117 | Indicated for patients with astigmatism of 2.5 dioptre cylinder (DC) and above in at least 1 eye; where correction of astigmatism is considered clinically necessary
Ophthalmic | Intraocular lens replacement | Intraocular lens (IOL) | Monofocal, astigmatism correcting IOL | Cristalens | ARTIS T E 2.25 35.0D PL | ARTIS T PL E +35.0D, CYL: +2.25D | Standalone | DE0505117 | Indicated for patients with astigmatism of 2.5 dioptre cylinder (DC) and above in at least 1 eye; where correction of astigmatism is considered clinically necessary
Ophthalmic | Intraocular lens replacement | Intraocular lens (IOL) | Monofocal, astigmatism correcting IOL | Cristalens | ARTIS T E 3.00 10.0D PL | ARTIS T PL E +10.0D, CYL: +3.00D | Standalone | DE0505117 | Indicated for patients with astigmatism of 2.5 dioptre cylinder (DC) and above in at least 1 eye; where correction of astigmatism is considered clinically necessary
Ophthalmic | Intraocular lens replacement | Intraocular lens (IOL) | Monofocal, astigmatism correcting IOL | Cristalens | ARTIS T E 3.00 10.5D PL | ARTIS T PL E +10.5D, CYL: +3.00D | Standalone | DE0505117 | Indicated for patients with astigmatism of 2.5 dioptre cylinder (DC) and above in at least 1 eye; where correction of astigmatism is considered clinically necessary
Ophthalmic | Intraocular lens replacement | Intraocular lens (IOL) | Monofocal, astigmatism correcting IOL | Cristalens | ARTIS T E 3.00 11.0D PL | ARTIS T PL E +11.0D, CYL: +3.00D | Standalone | DE0505117 | Indicated for patients with astigmatism of 2.5 dioptre cylinder (DC) and above in at least 1 eye; where correction of astigmatism is considered clinically necessary
Ophthalmic | Intraocular lens replacement | Intraocular lens (IOL) | Monofocal, astigmatism correcting IOL | Cristalens | ARTIS T E 3.00 11.5D PL | ARTIS T PL E +11.5D, CYL: +3.00D | Standalone | DE0505117 | Indicated for patients with astigmatism of 2.5 dioptre cylinder (DC) and above in at least 1 eye; where correction of astigmatism is considered clinically necessary
Ophthalmic | Intraocular lens replacement | Intraocular lens (IOL) | Monofocal, astigmatism correcting IOL | Cristalens | ARTIS T E 3.00 12.0D PL | ARTIS T PL E +12.0D, CYL: +3.00D | Standalone | DE0505117 | Indicated for patients with astigmatism of 2.5 dioptre cylinder (DC) and above in at least 1 eye; where correction of astigmatism is considered clinically necessary
Ophthalmic | Intraocular lens replacement | Intraocular lens (IOL) | Monofocal, astigmatism correcting IOL | Cristalens | ARTIS T E 3.00 12.5D PL | ARTIS T PL E +12.5D, CYL: +3.00D | Standalone | DE0505117 | Indicated for patients with astigmatism of 2.5 dioptre cylinder (DC) and above in at least 1 eye; where correction of astigmatism is considered clinically necessary
Ophthalmic | Intraocular lens replacement | Intraocular lens (IOL) | Monofocal, astigmatism correcting IOL | Cristalens | ARTIS T E 3.00 13.0D PL | ARTIS T PL E +13.0D, CYL: +3.00D | Standalone | DE0505117 | Indicated for patients with astigmatism of 2.5 dioptre cylinder (DC) and above in at least 1 eye; where correction of astigmatism is considered clinically necessary
Ophthalmic | Intraocular lens replacement | Intraocular lens (IOL) | Monofocal, astigmatism correcting IOL | Cristalens | ARTIS T E 3.00 13.5D PL | ARTIS T PL E +13.5D, CYL: +3.00D | Standalone | DE0505117 | Indicated for patients with astigmatism of 2.5 dioptre cylinder (DC) and above in at least 1 eye; where correction of astigmatism is considered clinically necessary
Ophthalmic | Intraocular lens replacement | Intraocular lens (IOL) | Monofocal, astigmatism correcting IOL | Cristalens | ARTIS T E 3.00 14.0D PL | ARTIS T PL E +14.0D, CYL: +3.00D | Standalone | DE0505117 | Indicated for patients with astigmatism of 2.5 dioptre cylinder (DC) and above in at least 1 eye; where correction of astigmatism is considered clinically necessary
Ophthalmic | Intraocular lens replacement | Intraocular lens (IOL) | Monofocal, astigmatism correcting IOL | Cristalens | ARTIS T E 3.00 14.5D PL | ARTIS T PL E +14.5D, CYL: +3.00D | Standalone | DE0505117 | Indicated for patients with astigmatism of 2.5 dioptre cylinder (DC) and above in at least 1 eye; where correction of astigmatism is considered clinically necessary
Ophthalmic | Intraocular lens replacement | Intraocular lens (IOL) | Monofocal, astigmatism correcting IOL | Cristalens | ARTIS T E 3.00 15.0D PL | ARTIS T PL E +15.0D, CYL: +3.00D | Standalone | DE0505117 | Indicated for patients with astigmatism of 2.5 dioptre cylinder (DC) and above in at least 1 eye; where correction of astigmatism is considered clinically necessary
Ophthalmic | Intraocular lens replacement | Intraocular lens (IOL) | Monofocal, astigmatism correcting IOL | Cristalens | ARTIS T E 3.00 15.5D PL | ARTIS T PL E +15.5D, CYL: +3.00D | Standalone | DE0505117 | Indicated for patients with astigmatism of 2.5 dioptre cylinder (DC) and above in at least 1 eye; where correction of astigmatism is considered clinically necessary
Ophthalmic | Intraocular lens replacement | Intraocular lens (IOL) | Monofocal, astigmatism correcting IOL | Cristalens | ARTIS T E 3.00 16.0D PL | ARTIS T PL E +16.0D, CYL: +3.00D | Standalone | DE0505117 | Indicated for patients with astigmatism of 2.5 dioptre cylinder (DC) and above in at least 1 eye; where correction of astigmatism is considered clinically necessary
Ophthalmic | Intraocular lens replacement | Intraocular lens (IOL) | Monofocal, astigmatism correcting IOL | Cristalens | ARTIS T E 3.00 16.5D PL | ARTIS T PL E +16.5D, CYL: +3.00D | Standalone | DE0505117 | Indicated for patients with astigmatism of 2.5 dioptre cylinder (DC) and above in at least 1 eye; where correction of astigmatism is considered clinically necessary
Ophthalmic | Intraocular lens replacement | Intraocular lens (IOL) | Monofocal, astigmatism correcting IOL | Cristalens | ARTIS T E 3.00 17.0D PL | ARTIS T PL E +17.0D, CYL: +3.00D | Standalone | DE0505117 | Indicated for patients with astigmatism of 2.5 dioptre cylinder (DC) and above in at least 1 eye; where correction of astigmatism is considered clinically necessary
Ophthalmic | Intraocular lens replacement | Intraocular lens (IOL) | Monofocal, astigmatism correcting IOL | Cristalens | ARTIS T E 3.00 17.5D PL | ARTIS T PL E +17.5D, CYL: +3.00D | Standalone | DE0505117 | Indicated for patients with astigmatism of 2.5 dioptre cylinder (DC) and above in at least 1 eye; where correction of astigmatism is considered clinically necessary
Ophthalmic | Intraocular lens replacement | Intraocular lens (IOL) | Monofocal, astigmatism correcting IOL | Cristalens | ARTIS T E 3.00 18.0D PL | ARTIS T PL E +18.0D, CYL: +3.00D | Standalone | DE0505117 | Indicated for patients with astigmatism of 2.5 dioptre cylinder (DC) and above in at least 1 eye; where correction of astigmatism is considered clinically necessary
Ophthalmic | Intraocular lens replacement | Intraocular lens (IOL) | Monofocal, astigmatism correcting IOL | Cristalens | ARTIS T E 3.00 18.5D PL | ARTIS T PL E +18.5D, CYL: +3.00D | Standalone | DE0505117 | Indicated for patients with astigmatism of 2.5 dioptre cylinder (DC) and above in at least 1 eye; where correction of astigmatism is considered clinically necessary
Ophthalmic | Intraocular lens replacement | Intraocular lens (IOL) | Monofocal, astigmatism correcting IOL | Cristalens | ARTIS T E 3.00 19.0D PL | ARTIS T PL E +19.0D, CYL: +3.00D | Standalone | DE0505117 | Indicated for patients with astigmatism of 2.5 dioptre cylinder (DC) and above in at least 1 eye; where correction of astigmatism is considered clinically necessary
Ophthalmic | Intraocular lens replacement | Intraocular lens (IOL) | Monofocal, astigmatism correcting IOL | Cristalens | ARTIS T E 3.00 19.5D PL | ARTIS T PL E +19.5D, CYL: +3.00D | Standalone | DE0505117 | Indicated for patients with astigmatism of 2.5 dioptre cylinder (DC) and above in at least 1 eye; where correction of astigmatism is considered clinically necessary
Ophthalmic | Intraocular lens replacement | Intraocular lens (IOL) | Monofocal, astigmatism correcting IOL | Cristalens | ARTIS T E 3.00 20.0D PL | ARTIS T PL E +20.0D, CYL: +3.00D | Standalone | DE0505117 | Indicated for patients with astigmatism of 2.5 dioptre cylinder (DC) and above in at least 1 eye; where correction of astigmatism is considered clinically necessary
Ophthalmic | Intraocular lens replacement | Intraocular lens (IOL) | Monofocal, astigmatism correcting IOL | Cristalens | ARTIS T E 3.00 20.5D PL | ARTIS T PL E +20.5D, CYL: +3.00D | Standalone | DE0505117 | Indicated for patients with astigmatism of 2.5 dioptre cylinder (DC) and above in at least 1 eye; where correction of astigmatism is considered clinically necessary
Ophthalmic | Intraocular lens replacement | Intraocular lens (IOL) | Monofocal, astigmatism correcting IOL | Cristalens | ARTIS T E 3.00 21.0D PL | ARTIS T PL E +21.0D, CYL: +3.00D | Standalone | DE0505117 | Indicated for patients with astigmatism of 2.5 dioptre cylinder (DC) and above in at least 1 eye; where correction of astigmatism is considered clinically necessary
Ophthalmic | Intraocular lens replacement | Intraocular lens (IOL) | Monofocal, astigmatism correcting IOL | Cristalens | ARTIS T E 3.00 21.5D PL | ARTIS T PL E +21.5D, CYL: +3.00D | Standalone | DE0505117 | Indicated for patients with astigmatism of 2.5 dioptre cylinder (DC) and above in at least 1 eye; where correction of astigmatism is considered clinically necessary
Ophthalmic | Intraocular lens replacement | Intraocular lens (IOL) | Monofocal, astigmatism correcting IOL | Cristalens | ARTIS T E 3.00 22.0D PL | ARTIS T PL E +22.0D, CYL: +3.00D | Standalone | DE0505117 | Indicated for patients with astigmatism of 2.5 dioptre cylinder (DC) and above in at least 1 eye; where correction of astigmatism is considered clinically necessary
Ophthalmic | Intraocular lens replacement | Intraocular lens (IOL) | Monofocal, astigmatism correcting IOL | Cristalens | ARTIS T E 3.00 22.5D PL | ARTIS T PL E +22.5D, CYL: +3.00D | Standalone | DE0505117 | Indicated for patients with astigmatism of 2.5 dioptre cylinder (DC) and above in at least 1 eye; where correction of astigmatism is considered clinically necessary
Ophthalmic | Intraocular lens replacement | Intraocular lens (IOL) | Monofocal, astigmatism correcting IOL | Cristalens | ARTIS T E 3.00 23.0D PL | ARTIS T PL E +23.0D, CYL: +3.00D | Standalone | DE0505117 | Indicated for patients with astigmatism of 2.5 dioptre cylinder (DC) and above in at least 1 eye; where correction of astigmatism is considered clinically necessary
Ophthalmic | Intraocular lens replacement | Intraocular lens (IOL) | Monofocal, astigmatism correcting IOL | Cristalens | ARTIS T E 3.00 23.5D PL | ARTIS T PL E +23.5D, CYL: +3.00D | Standalone | DE0505117 | Indicated for patients with astigmatism of 2.5 dioptre cylinder (DC) and above in at least 1 eye; where correction of astigmatism is considered clinically necessary
Ophthalmic | Intraocular lens replacement | Intraocular lens (IOL) | Monofocal, astigmatism correcting IOL | Cristalens | ARTIS T E 3.00 24.0D PL | ARTIS T PL E +24.0D, CYL: +3.00D | Standalone | DE0505117 | Indicated for patients with astigmatism of 2.5 dioptre cylinder (DC) and above in at least 1 eye; where correction of astigmatism is considered clinically necessary
Ophthalmic | Intraocular lens replacement | Intraocular lens (IOL) | Monofocal, astigmatism correcting IOL | Cristalens | ARTIS T E 3.00 24.5D PL | ARTIS T PL E +24.5D, CYL: +3.00D | Standalone | DE0505117 | Indicated for patients with astigmatism of 2.5 dioptre cylinder (DC) and above in at least 1 eye; where correction of astigmatism is considered clinically necessary
Ophthalmic | Intraocular lens replacement | Intraocular lens (IOL) | Monofocal, astigmatism correcting IOL | Cristalens | ARTIS T E 3.00 25.0D PL | ARTIS T PL E +25.0D, CYL: +3.00D | Standalone | DE0505117 | Indicated for patients with astigmatism of 2.5 dioptre cylinder (DC) and above in at least 1 eye; where correction of astigmatism is considered clinically necessary
Ophthalmic | Intraocular lens replacement | Intraocular lens (IOL) | Monofocal, astigmatism correcting IOL | Cristalens | ARTIS T E 3.00 25.5D PL | ARTIS T PL E +25.5D, CYL: +3.00D | Standalone | DE0505117 | Indicated for patients with astigmatism of 2.5 dioptre cylinder (DC) and above in at least 1 eye; where correction of astigmatism is considered clinically necessary
Ophthalmic | Intraocular lens replacement | Intraocular lens (IOL) | Monofocal, astigmatism correcting IOL | Cristalens | ARTIS T E 3.00 26.0D PL | ARTIS T PL E +26.0D, CYL: +3.00D | Standalone | DE0505117 | Indicated for patients with astigmatism of 2.5 dioptre cylinder (DC) and above in at least 1 eye; where correction of astigmatism is considered clinically necessary
Ophthalmic | Intraocular lens replacement | Intraocular lens (IOL) | Monofocal, astigmatism correcting IOL | Cristalens | ARTIS T E 3.00 26.5D PL | ARTIS T PL E +26.5D, CYL: +3.00D | Standalone | DE0505117 | Indicated for patients with astigmatism of 2.5 dioptre cylinder (DC) and above in at least 1 eye; where correction of astigmatism is considered clinically necessary
Ophthalmic | Intraocular lens replacement | Intraocular lens (IOL) | Monofocal, astigmatism correcting IOL | Cristalens | ARTIS T E 3.00 27.0D PL | ARTIS T PL E +27.0D, CYL: +3.00D | Standalone | DE0505117 | Indicated for patients with astigmatism of 2.5 dioptre cylinder (DC) and above in at least 1 eye; where correction of astigmatism is considered clinically necessary
Ophthalmic | Intraocular lens replacement | Intraocular lens (IOL) | Monofocal, astigmatism correcting IOL | Cristalens | ARTIS T E 3.00 27.5D PL | ARTIS T PL E +27.5D, CYL: +3.00D | Standalone | DE0505117 | Indicated for patients with astigmatism of 2.5 dioptre cylinder (DC) and above in at least 1 eye; where correction of astigmatism is considered clinically necessary
Ophthalmic | Intraocular lens replacement | Intraocular lens (IOL) | Monofocal, astigmatism correcting IOL | Cristalens | ARTIS T E 3.00 28.0D PL | ARTIS T PL E +28.0D, CYL: +3.00D | Standalone | DE0505117 | Indicated for patients with astigmatism of 2.5 dioptre cylinder (DC) and above in at least 1 eye; where correction of astigmatism is considered clinically necessary
Ophthalmic | Intraocular lens replacement | Intraocular lens (IOL) | Monofocal, astigmatism correcting IOL | Cristalens | ARTIS T E 3.00 28.5D PL | ARTIS T PL E +28.5D, CYL: +3.00D | Standalone | DE0505117 | Indicated for patients with astigmatism of 2.5 dioptre cylinder (DC) and above in at least 1 eye; where correction of astigmatism is considered clinically necessary
Ophthalmic | Intraocular lens replacement | Intraocular lens (IOL) | Monofocal, astigmatism correcting IOL | Cristalens | ARTIS T E 3.00 29.0D PL | ARTIS T PL E +29.0D, CYL: +3.00D | Standalone | DE0505117 | Indicated for patients with astigmatism of 2.5 dioptre cylinder (DC) and above in at least 1 eye; where correction of astigmatism is considered clinically necessary
Ophthalmic | Intraocular lens replacement | Intraocular lens (IOL) | Monofocal, astigmatism correcting IOL | Cristalens | ARTIS T E 3.00 29.5D PL | ARTIS T PL E +29.5D, CYL: +3.00D | Standalone | DE0505117 | Indicated for patients with astigmatism of 2.5 dioptre cylinder (DC) and above in at least 1 eye; where correction of astigmatism is considered clinically necessary
Ophthalmic | Intraocular lens replacement | Intraocular lens (IOL) | Monofocal, astigmatism correcting IOL | Cristalens | ARTIS T E 3.00 30.0D PL | ARTIS T PL E +30.0D, CYL: +3.00D | Standalone | DE0505117 | Indicated for patients with astigmatism of 2.5 dioptre cylinder (DC) and above in at least 1 eye; where correction of astigmatism is considered clinically necessary
Ophthalmic | Intraocular lens replacement | Intraocular lens (IOL) | Monofocal, astigmatism correcting IOL | Cristalens | ARTIS T E 3.00 30.5D PL | ARTIS T PL E +30.5D, CYL: +3.00D | Standalone | DE0505117 | Indicated for patients with astigmatism of 2.5 dioptre cylinder (DC) and above in at least 1 eye; where correction of astigmatism is considered clinically necessary
Ophthalmic | Intraocular lens replacement | Intraocular lens (IOL) | Monofocal, astigmatism correcting IOL | Cristalens | ARTIS T E 3.00 31.0D PL | ARTIS T PL E +31.0D, CYL: +3.00D | Standalone | DE0505117 | Indicated for patients with astigmatism of 2.5 dioptre cylinder (DC) and above in at least 1 eye; where correction of astigmatism is considered clinically necessary
Ophthalmic | Intraocular lens replacement | Intraocular lens (IOL) | Monofocal, astigmatism correcting IOL | Cristalens | ARTIS T E 3.00 31.5D PL | ARTIS T PL E +31.5D, CYL: +3.00D | Standalone | DE0505117 | Indicated for patients with astigmatism of 2.5 dioptre cylinder (DC) and above in at least 1 eye; where correction of astigmatism is considered clinically necessary
Ophthalmic | Intraocular lens replacement | Intraocular lens (IOL) | Monofocal, astigmatism correcting IOL | Cristalens | ARTIS T E 3.00 32.0D PL | ARTIS T PL E +32.0D, CYL: +3.00D | Standalone | DE0505117 | Indicated for patients with astigmatism of 2.5 dioptre cylinder (DC) and above in at least 1 eye; where correction of astigmatism is considered clinically necessary
Ophthalmic | Intraocular lens replacement | Intraocular lens (IOL) | Monofocal, astigmatism correcting IOL | Cristalens | ARTIS T E 3.00 32.5D PL | ARTIS T PL E +32.5D, CYL: +3.00D | Standalone | DE0505117 | Indicated for patients with astigmatism of 2.5 dioptre cylinder (DC) and above in at least 1 eye; where correction of astigmatism is considered clinically necessary
Ophthalmic | Intraocular lens replacement | Intraocular lens (IOL) | Monofocal, astigmatism correcting IOL | Cristalens | ARTIS T E 3.00 33.0D PL | ARTIS T PL E +33.0D, CYL: +3.00D | Standalone | DE0505117 | Indicated for patients with astigmatism of 2.5 dioptre cylinder (DC) and above in at least 1 eye; where correction of astigmatism is considered clinically necessary
Ophthalmic | Intraocular lens replacement | Intraocular lens (IOL) | Monofocal, astigmatism correcting IOL | Cristalens | ARTIS T E 3.00 33.5D PL | ARTIS T PL E +33.5D, CYL: +3.00D | Standalone | DE0505117 | Indicated for patients with astigmatism of 2.5 dioptre cylinder (DC) and above in at least 1 eye; where correction of astigmatism is considered clinically necessary
Ophthalmic | Intraocular lens replacement | Intraocular lens (IOL) | Monofocal, astigmatism correcting IOL | Cristalens | ARTIS T E 3.00 34.0D PL | ARTIS T PL E +34.0D, CYL: +3.00D | Standalone | DE0505117 | Indicated for patients with astigmatism of 2.5 dioptre cylinder (DC) and above in at least 1 eye; where correction of astigmatism is considered clinically necessary
Ophthalmic | Intraocular lens replacement | Intraocular lens (IOL) | Monofocal, astigmatism correcting IOL | Cristalens | ARTIS T E 3.00 34.5D PL | ARTIS T PL E +34.5D, CYL: +3.00D | Standalone | DE0505117 | Indicated for patients with astigmatism of 2.5 dioptre cylinder (DC) and above in at least 1 eye; where correction of astigmatism is considered clinically necessary
Ophthalmic | Intraocular lens replacement | Intraocular lens (IOL) | Monofocal, astigmatism correcting IOL | Cristalens | ARTIS T E 3.00 35.0D PL | ARTIS T PL E +35.0D, CYL: +3.00D | Standalone | DE0505117 | Indicated for patients with astigmatism of 2.5 dioptre cylinder (DC) and above in at least 1 eye; where correction of astigmatism is considered clinically necessary
Ophthalmic | Intraocular lens replacement | Intraocular lens (IOL) | Monofocal, astigmatism correcting IOL | Cristalens | ARTIS T E 3.75 10.0D PL | ARTIS T PL E +10.0D, CYL: +3.75D | Standalone | DE0505117 | Indicated for patients with astigmatism of 2.5 dioptre cylinder (DC) and above in at least 1 eye; where correction of astigmatism is considered clinically necessary
Ophthalmic | Intraocular lens replacement | Intraocular lens (IOL) | Monofocal, astigmatism correcting IOL | Cristalens | ARTIS T E 3.75 10.5D PL | ARTIS T PL E +10.5D, CYL: +3.75D | Standalone | DE0505117 | Indicated for patients with astigmatism of 2.5 dioptre cylinder (DC) and above in at least 1 eye; where correction of astigmatism is considered clinically necessary
Ophthalmic | Intraocular lens replacement | Intraocular lens (IOL) | Monofocal, astigmatism correcting IOL | Cristalens | ARTIS T E 3.75 11.0D PL | ARTIS T PL E +11.0D, CYL: +3.75D | Standalone | DE0505117 | Indicated for patients with astigmatism of 2.5 dioptre cylinder (DC) and above in at least 1 eye; where correction of astigmatism is considered clinically necessary
Ophthalmic | Intraocular lens replacement | Intraocular lens (IOL) | Monofocal, astigmatism correcting IOL | Cristalens | ARTIS T E 3.75 11.5D PL | ARTIS T PL E +11.5D, CYL: +3.75D | Standalone | DE0505117 | Indicated for patients with astigmatism of 2.5 dioptre cylinder (DC) and above in at least 1 eye; where correction of astigmatism is considered clinically necessary
Ophthalmic | Intraocular lens replacement | Intraocular lens (IOL) | Monofocal, astigmatism correcting IOL | Cristalens | ARTIS T E 3.75 12.0D PL | ARTIS T PL E +12.0D, CYL: +3.75D | Standalone | DE0505117 | Indicated for patients with astigmatism of 2.5 dioptre cylinder (DC) and above in at least 1 eye; where correction of astigmatism is considered clinically necessary
Ophthalmic | Intraocular lens replacement | Intraocular lens (IOL) | Monofocal, astigmatism correcting IOL | Cristalens | ARTIS T E 3.75 12.5D PL | ARTIS T PL E +12.5D, CYL: +3.75D | Standalone | DE0505117 | Indicated for patients with astigmatism of 2.5 dioptre cylinder (DC) and above in at least 1 eye; where correction of astigmatism is considered clinically necessary
Ophthalmic | Intraocular lens replacement | Intraocular lens (IOL) | Monofocal, astigmatism correcting IOL | Cristalens | ARTIS T E 3.75 13.0D PL | ARTIS T PL E +13.0D, CYL: +3.75D | Standalone | DE0505117 | Indicated for patients with astigmatism of 2.5 dioptre cylinder (DC) and above in at least 1 eye; where correction of astigmatism is considered clinically necessary
Ophthalmic | Intraocular lens replacement | Intraocular lens (IOL) | Monofocal, astigmatism correcting IOL | Cristalens | ARTIS T E 3.75 13.5D PL | ARTIS T PL E +13.5D, CYL: +3.75D | Standalone | DE0505117 | Indicated for patients with astigmatism of 2.5 dioptre cylinder (DC) and above in at least 1 eye; where correction of astigmatism is considered clinically necessary
Ophthalmic | Intraocular lens replacement | Intraocular lens (IOL) | Monofocal, astigmatism correcting IOL | Cristalens | ARTIS T E 3.75 14.0D PL | ARTIS T PL E +14.0D, CYL: +3.75D | Standalone | DE0505117 | Indicated for patients with astigmatism of 2.5 dioptre cylinder (DC) and above in at least 1 eye; where correction of astigmatism is considered clinically necessary
Ophthalmic | Intraocular lens replacement | Intraocular lens (IOL) | Monofocal, astigmatism correcting IOL | Cristalens | ARTIS T E 3.75 14.5D PL | ARTIS T PL E +14.5D, CYL: +3.75D | Standalone | DE0505117 | Indicated for patients with astigmatism of 2.5 dioptre cylinder (DC) and above in at least 1 eye; where correction of astigmatism is considered clinically necessary
Ophthalmic | Intraocular lens replacement | Intraocular lens (IOL) | Monofocal, astigmatism correcting IOL | Cristalens | ARTIS T E 3.75 15.0D PL | ARTIS T PL E +15.0D, CYL: +3.75D | Standalone | DE0505117 | Indicated for patients with astigmatism of 2.5 dioptre cylinder (DC) and above in at least 1 eye; where correction of astigmatism is considered clinically necessary
Ophthalmic | Intraocular lens replacement | Intraocular lens (IOL) | Monofocal, astigmatism correcting IOL | Cristalens | ARTIS T E 3.75 15.5D PL | ARTIS T PL E +15.5D, CYL: +3.75D | Standalone | DE0505117 | Indicated for patients with astigmatism of 2.5 dioptre cylinder (DC) and above in at least 1 eye; where correction of astigmatism is considered clinically necessary
Ophthalmic | Intraocular lens replacement | Intraocular lens (IOL) | Monofocal, astigmatism correcting IOL | Cristalens | ARTIS T E 3.75 16.0D PL | ARTIS T PL E +16.0D, CYL: +3.75D | Standalone | DE0505117 | Indicated for patients with astigmatism of 2.5 dioptre cylinder (DC) and above in at least 1 eye; where correction of astigmatism is considered clinically necessary
Ophthalmic | Intraocular lens replacement | Intraocular lens (IOL) | Monofocal, astigmatism correcting IOL | Cristalens | ARTIS T E 3.75 16.5D PL | ARTIS T PL E +16.5D, CYL: +3.75D | Standalone | DE0505117 | Indicated for patients with astigmatism of 2.5 dioptre cylinder (DC) and above in at least 1 eye; where correction of astigmatism is considered clinically necessary
Ophthalmic | Intraocular lens replacement | Intraocular lens (IOL) | Monofocal, astigmatism correcting IOL | Cristalens | ARTIS T E 3.75 17.0D PL | ARTIS T PL E +17.0D, CYL: +3.75D | Standalone | DE0505117 | Indicated for patients with astigmatism of 2.5 dioptre cylinder (DC) and above in at least 1 eye; where correction of astigmatism is considered clinically necessary
Ophthalmic | Intraocular lens replacement | Intraocular lens (IOL) | Monofocal, astigmatism correcting IOL | Cristalens | ARTIS T E 3.75 17.5D PL | ARTIS T PL E +17.5D, CYL: +3.75D | Standalone | DE0505117 | Indicated for patients with astigmatism of 2.5 dioptre cylinder (DC) and above in at least 1 eye; where correction of astigmatism is considered clinically necessary
Ophthalmic | Intraocular lens replacement | Intraocular lens (IOL) | Monofocal, astigmatism correcting IOL | Cristalens | ARTIS T E 3.75 18.0D PL | ARTIS T PL E +18.0D, CYL: +3.75D | Standalone | DE0505117 | Indicated for patients with astigmatism of 2.5 dioptre cylinder (DC) and above in at least 1 eye; where correction of astigmatism is considered clinically necessary
Ophthalmic | Intraocular lens replacement | Intraocular lens (IOL) | Monofocal, astigmatism correcting IOL | Cristalens | ARTIS T E 3.75 18.5D PL | ARTIS T PL E +18.5D, CYL: +3.75D | Standalone | DE0505117 | Indicated for patients with astigmatism of 2.5 dioptre cylinder (DC) and above in at least 1 eye; where correction of astigmatism is considered clinically necessary
Ophthalmic | Intraocular lens replacement | Intraocular lens (IOL) | Monofocal, astigmatism correcting IOL | Cristalens | ARTIS T E 3.75 19.0D PL | ARTIS T PL E +19.0D, CYL: +3.75D | Standalone | DE0505117 | Indicated for patients with astigmatism of 2.5 dioptre cylinder (DC) and above in at least 1 eye; where correction of astigmatism is considered clinically necessary
Ophthalmic | Intraocular lens replacement | Intraocular lens (IOL) | Monofocal, astigmatism correcting IOL | Cristalens | ARTIS T E 3.75 19.5D PL | ARTIS T PL E +19.5D, CYL: +3.75D | Standalone | DE0505117 | Indicated for patients with astigmatism of 2.5 dioptre cylinder (DC) and above in at least 1 eye; where correction of astigmatism is considered clinically necessary
Ophthalmic | Intraocular lens replacement | Intraocular lens (IOL) | Monofocal, astigmatism correcting IOL | Cristalens | ARTIS T E 3.75 20.0D PL | ARTIS T PL E +20.0D, CYL: +3.75D | Standalone | DE0505117 | Indicated for patients with astigmatism of 2.5 dioptre cylinder (DC) and above in at least 1 eye; where correction of astigmatism is considered clinically necessary
Ophthalmic | Intraocular lens replacement | Intraocular lens (IOL) | Monofocal, astigmatism correcting IOL | Cristalens | ARTIS T E 3.75 20.5D PL | ARTIS T PL E +20.5D, CYL: +3.75D | Standalone | DE0505117 | Indicated for patients with astigmatism of 2.5 dioptre cylinder (DC) and above in at least 1 eye; where correction of astigmatism is considered clinically necessary
Ophthalmic | Intraocular lens replacement | Intraocular lens (IOL) | Monofocal, astigmatism correcting IOL | Cristalens | ARTIS T E 3.75 21.0D PL | ARTIS T PL E +21.0D, CYL: +3.75D | Standalone | DE0505117 | Indicated for patients with astigmatism of 2.5 dioptre cylinder (DC) and above in at least 1 eye; where correction of astigmatism is considered clinically necessary
Ophthalmic | Intraocular lens replacement | Intraocular lens (IOL) | Monofocal, astigmatism correcting IOL | Cristalens | ARTIS T E 3.75 21.5D PL | ARTIS T PL E +21.5D, CYL: +3.75D | Standalone | DE0505117 | Indicated for patients with astigmatism of 2.5 dioptre cylinder (DC) and above in at least 1 eye; where correction of astigmatism is considered clinically necessary
Ophthalmic | Intraocular lens replacement | Intraocular lens (IOL) | Monofocal, astigmatism correcting IOL | Cristalens | ARTIS T E 3.75 22.0D PL | ARTIS T PL E +22.0D, CYL: +3.75D | Standalone | DE0505117 | Indicated for patients with astigmatism of 2.5 dioptre cylinder (DC) and above in at least 1 eye; where correction of astigmatism is considered clinically necessary
Ophthalmic | Intraocular lens replacement | Intraocular lens (IOL) | Monofocal, astigmatism correcting IOL | Cristalens | ARTIS T E 3.75 22.5D PL | ARTIS T PL E +22.5D, CYL: +3.75D | Standalone | DE0505117 | Indicated for patients with astigmatism of 2.5 dioptre cylinder (DC) and above in at least 1 eye; where correction of astigmatism is considered clinically necessary
Ophthalmic | Intraocular lens replacement | Intraocular lens (IOL) | Monofocal, astigmatism correcting IOL | Cristalens | ARTIS T E 3.75 23.0D PL | ARTIS T PL E +23.0D, CYL: +3.75D | Standalone | DE0505117 | Indicated for patients with astigmatism of 2.5 dioptre cylinder (DC) and above in at least 1 eye; where correction of astigmatism is considered clinically necessary
Ophthalmic | Intraocular lens replacement | Intraocular lens (IOL) | Monofocal, astigmatism correcting IOL | Cristalens | ARTIS T E 3.75 23.5D PL | ARTIS T PL E +23.5D, CYL: +3.75D | Standalone | DE0505117 | Indicated for patients with astigmatism of 2.5 dioptre cylinder (DC) and above in at least 1 eye; where correction of astigmatism is considered clinically necessary
Ophthalmic | Intraocular lens replacement | Intraocular lens (IOL) | Monofocal, astigmatism correcting IOL | Cristalens | ARTIS T E 3.75 24.0D PL | ARTIS T PL E +24.0D, CYL: +3.75D | Standalone | DE0505117 | Indicated for patients with astigmatism of 2.5 dioptre cylinder (DC) and above in at least 1 eye; where correction of astigmatism is considered clinically necessary
Ophthalmic | Intraocular lens replacement | Intraocular lens (IOL) | Monofocal, astigmatism correcting IOL | Cristalens | ARTIS T E 3.75 24.5D PL | ARTIS T PL E +24.5D, CYL: +3.75D | Standalone | DE0505117 | Indicated for patients with astigmatism of 2.5 dioptre cylinder (DC) and above in at least 1 eye; where correction of astigmatism is considered clinically necessary
Ophthalmic | Intraocular lens replacement | Intraocular lens (IOL) | Monofocal, astigmatism correcting IOL | Cristalens | ARTIS T E 3.75 25.0D PL | ARTIS T PL E +25.0D, CYL: +3.75D | Standalone | DE0505117 | Indicated for patients with astigmatism of 2.5 dioptre cylinder (DC) and above in at least 1 eye; where correction of astigmatism is considered clinically necessary
Ophthalmic | Intraocular lens replacement | Intraocular lens (IOL) | Monofocal, astigmatism correcting IOL | Cristalens | ARTIS T E 3.75 25.5D PL | ARTIS T PL E +25.5D, CYL: +3.75D | Standalone | DE0505117 | Indicated for patients with astigmatism of 2.5 dioptre cylinder (DC) and above in at least 1 eye; where correction of astigmatism is considered clinically necessary
Ophthalmic | Intraocular lens replacement | Intraocular lens (IOL) | Monofocal, astigmatism correcting IOL | Cristalens | ARTIS T E 3.75 26.0D PL | ARTIS T PL E +26.0D, CYL: +3.75D | Standalone | DE0505117 | Indicated for patients with astigmatism of 2.5 dioptre cylinder (DC) and above in at least 1 eye; where correction of astigmatism is considered clinically necessary
Ophthalmic | Intraocular lens replacement | Intraocular lens (IOL) | Monofocal, astigmatism correcting IOL | Cristalens | ARTIS T E 3.75 26.5D PL | ARTIS T PL E +26.5D, CYL: +3.75D | Standalone | DE0505117 | Indicated for patients with astigmatism of 2.5 dioptre cylinder (DC) and above in at least 1 eye; where correction of astigmatism is considered clinically necessary
Ophthalmic | Intraocular lens replacement | Intraocular lens (IOL) | Monofocal, astigmatism correcting IOL | Cristalens | ARTIS T E 3.75 27.0D PL | ARTIS T PL E +27.0D, CYL: +3.75D | Standalone | DE0505117 | Indicated for patients with astigmatism of 2.5 dioptre cylinder (DC) and above in at least 1 eye; where correction of astigmatism is considered clinically necessary
Ophthalmic | Intraocular lens replacement | Intraocular lens (IOL) | Monofocal, astigmatism correcting IOL | Cristalens | ARTIS T E 3.75 27.5D PL | ARTIS T PL E +27.5D, CYL: +3.75D | Standalone | DE0505117 | Indicated for patients with astigmatism of 2.5 dioptre cylinder (DC) and above in at least 1 eye; where correction of astigmatism is considered clinically necessary
Ophthalmic | Intraocular lens replacement | Intraocular lens (IOL) | Monofocal, astigmatism correcting IOL | Cristalens | ARTIS T E 3.75 28.0D PL | ARTIS T PL E +28.0D, CYL: +3.75D | Standalone | DE0505117 | Indicated for patients with astigmatism of 2.5 dioptre cylinder (DC) and above in at least 1 eye; where correction of astigmatism is considered clinically necessary
Ophthalmic | Intraocular lens replacement | Intraocular lens (IOL) | Monofocal, astigmatism correcting IOL | Cristalens | ARTIS T E 3.75 28.5D PL | ARTIS T PL E +28.5D, CYL: +3.75D | Standalone | DE0505117 | Indicated for patients with astigmatism of 2.5 dioptre cylinder (DC) and above in at least 1 eye; where correction of astigmatism is considered clinically necessary
Ophthalmic | Intraocular lens replacement | Intraocular lens (IOL) | Monofocal, astigmatism correcting IOL | Cristalens | ARTIS T E 3.75 29.0D PL | ARTIS T PL E +29.0D, CYL: +3.75D | Standalone | DE0505117 | Indicated for patients with astigmatism of 2.5 dioptre cylinder (DC) and above in at least 1 eye; where correction of astigmatism is considered clinically necessary
Ophthalmic | Intraocular lens replacement | Intraocular lens (IOL) | Monofocal, astigmatism correcting IOL | Cristalens | ARTIS T E 3.75 29.5D PL | ARTIS T PL E +29.5D, CYL: +3.75D | Standalone | DE0505117 | Indicated for patients with astigmatism of 2.5 dioptre cylinder (DC) and above in at least 1 eye; where correction of astigmatism is considered clinically necessary
Ophthalmic | Intraocular lens replacement | Intraocular lens (IOL) | Monofocal, astigmatism correcting IOL | Cristalens | ARTIS T E 3.75 30.0D PL | ARTIS T PL E +30.0D, CYL: +3.75D | Standalone | DE0505117 | Indicated for patients with astigmatism of 2.5 dioptre cylinder (DC) and above in at least 1 eye; where correction of astigmatism is considered clinically necessary
Ophthalmic | Intraocular lens replacement | Intraocular lens (IOL) | Monofocal, astigmatism correcting IOL | Cristalens | ARTIS T E 3.75 30.5D PL | ARTIS T PL E +30.5D, CYL: +3.75D | Standalone | DE0505117 | Indicated for patients with astigmatism of 2.5 dioptre cylinder (DC) and above in at least 1 eye; where correction of astigmatism is considered clinically necessary
Ophthalmic | Intraocular lens replacement | Intraocular lens (IOL) | Monofocal, astigmatism correcting IOL | Cristalens | ARTIS T E 3.75 31.0D PL | ARTIS T PL E +31.0D, CYL: +3.75D | Standalone | DE0505117 | Indicated for patients with astigmatism of 2.5 dioptre cylinder (DC) and above in at least 1 eye; where correction of astigmatism is considered clinically necessary
Ophthalmic | Intraocular lens replacement | Intraocular lens (IOL) | Monofocal, astigmatism correcting IOL | Cristalens | ARTIS T E 3.75 31.5D PL | ARTIS T PL E +31.5D, CYL: +3.75D | Standalone | DE0505117 | Indicated for patients with astigmatism of 2.5 dioptre cylinder (DC) and above in at least 1 eye; where correction of astigmatism is considered clinically necessary
Ophthalmic | Intraocular lens replacement | Intraocular lens (IOL) | Monofocal, astigmatism correcting IOL | Cristalens | ARTIS T E 3.75 32.0D PL | ARTIS T PL E +32.0D, CYL: +3.75D | Standalone | DE0505117 | Indicated for patients with astigmatism of 2.5 dioptre cylinder (DC) and above in at least 1 eye; where correction of astigmatism is considered clinically necessary
Ophthalmic | Intraocular lens replacement | Intraocular lens (IOL) | Monofocal, astigmatism correcting IOL | Cristalens | ARTIS T E 3.75 32.5D PL | ARTIS T PL E +32.5D, CYL: +3.75D | Standalone | DE0505117 | Indicated for patients with astigmatism of 2.5 dioptre cylinder (DC) and above in at least 1 eye; where correction of astigmatism is considered clinically necessary
Ophthalmic | Intraocular lens replacement | Intraocular lens (IOL) | Monofocal, astigmatism correcting IOL | Cristalens | ARTIS T E 3.75 33.0D PL | ARTIS T PL E +33.0D, CYL: +3.75D | Standalone | DE0505117 | Indicated for patients with astigmatism of 2.5 dioptre cylinder (DC) and above in at least 1 eye; where correction of astigmatism is considered clinically necessary
Ophthalmic | Intraocular lens replacement | Intraocular lens (IOL) | Monofocal, astigmatism correcting IOL | Cristalens | ARTIS T E 3.75 33.5D PL | ARTIS T PL E +33.5D, CYL: +3.75D | Standalone | DE0505117 | Indicated for patients with astigmatism of 2.5 dioptre cylinder (DC) and above in at least 1 eye; where correction of astigmatism is considered clinically necessary
Ophthalmic | Intraocular lens replacement | Intraocular lens (IOL) | Monofocal, astigmatism correcting IOL | Cristalens | ARTIS T E 3.75 34.0D PL | ARTIS T PL E +34.0D, CYL: +3.75D | Standalone | DE0505117 | Indicated for patients with astigmatism of 2.5 dioptre cylinder (DC) and above in at least 1 eye; where correction of astigmatism is considered clinically necessary
Ophthalmic | Intraocular lens replacement | Intraocular lens (IOL) | Monofocal, astigmatism correcting IOL | Cristalens | ARTIS T E 3.75 34.5D PL | ARTIS T PL E +34.5D, CYL: +3.75D | Standalone | DE0505117 | Indicated for patients with astigmatism of 2.5 dioptre cylinder (DC) and above in at least 1 eye; where correction of astigmatism is considered clinically necessary
Ophthalmic | Intraocular lens replacement | Intraocular lens (IOL) | Monofocal, astigmatism correcting IOL | Cristalens | ARTIS T E 3.75 35.0D PL | ARTIS T PL E +35.0D, CYL: +3.75D | Standalone | DE0505117 | Indicated for patients with astigmatism of 2.5 dioptre cylinder (DC) and above in at least 1 eye; where correction of astigmatism is considered clinically necessary
Ophthalmic | Intraocular lens replacement | Intraocular lens (IOL) | Monofocal, astigmatism correcting IOL | Cristalens | ARTIS T E 4.50 10.0D PL | ARTIS T PL E +10.0D, CYL: +4.50D | Standalone | DE0505117 | Indicated for patients with astigmatism of 2.5 dioptre cylinder (DC) and above in at least 1 eye; where correction of astigmatism is considered clinically necessary
Ophthalmic | Intraocular lens replacement | Intraocular lens (IOL) | Monofocal, astigmatism correcting IOL | Cristalens | ARTIS T E 4.50 10.5D PL | ARTIS T PL E +10.5D, CYL: +4.50D | Standalone | DE0505117 | Indicated for patients with astigmatism of 2.5 dioptre cylinder (DC) and above in at least 1 eye; where correction of astigmatism is considered clinically necessary
Ophthalmic | Intraocular lens replacement | Intraocular lens (IOL) | Monofocal, astigmatism correcting IOL | Cristalens | ARTIS T E 4.50 11.0D PL | ARTIS T PL E +11.0D, CYL: +4.50D | Standalone | DE0505117 | Indicated for patients with astigmatism of 2.5 dioptre cylinder (DC) and above in at least 1 eye; where correction of astigmatism is considered clinically necessary
Ophthalmic | Intraocular lens replacement | Intraocular lens (IOL) | Monofocal, astigmatism correcting IOL | Cristalens | ARTIS T E 4.50 11.5D PL | ARTIS T PL E +11.5D, CYL: +4.50D | Standalone | DE0505117 | Indicated for patients with astigmatism of 2.5 dioptre cylinder (DC) and above in at least 1 eye; where correction of astigmatism is considered clinically necessary
Ophthalmic | Intraocular lens replacement | Intraocular lens (IOL) | Monofocal, astigmatism correcting IOL | Cristalens | ARTIS T E 4.50 12.0D PL | ARTIS T PL E +12.0D, CYL: +4.50D | Standalone | DE0505117 | Indicated for patients with astigmatism of 2.5 dioptre cylinder (DC) and above in at least 1 eye; where correction of astigmatism is considered clinically necessary
Ophthalmic | Intraocular lens replacement | Intraocular lens (IOL) | Monofocal, astigmatism correcting IOL | Cristalens | ARTIS T E 4.50 12.5D PL | ARTIS T PL E +12.5D, CYL: +4.50D | Standalone | DE0505117 | Indicated for patients with astigmatism of 2.5 dioptre cylinder (DC) and above in at least 1 eye; where correction of astigmatism is considered clinically necessary
Ophthalmic | Intraocular lens replacement | Intraocular lens (IOL) | Monofocal, astigmatism correcting IOL | Cristalens | ARTIS T E 4.50 13.0D PL | ARTIS T PL E +13.0D, CYL: +4.50D | Standalone | DE0505117 | Indicated for patients with astigmatism of 2.5 dioptre cylinder (DC) and above in at least 1 eye; where correction of astigmatism is considered clinically necessary
Ophthalmic | Intraocular lens replacement | Intraocular lens (IOL) | Monofocal, astigmatism correcting IOL | Cristalens | ARTIS T E 4.50 13.5D PL | ARTIS T PL E +13.5D, CYL: +4.50D | Standalone | DE0505117 | Indicated for patients with astigmatism of 2.5 dioptre cylinder (DC) and above in at least 1 eye; where correction of astigmatism is considered clinically necessary
Ophthalmic | Intraocular lens replacement | Intraocular lens (IOL) | Monofocal, astigmatism correcting IOL | Cristalens | ARTIS T E 4.50 14.0D PL | ARTIS T PL E +14.0D, CYL: +4.50D | Standalone | DE0505117 | Indicated for patients with astigmatism of 2.5 dioptre cylinder (DC) and above in at least 1 eye; where correction of astigmatism is considered clinically necessary
Ophthalmic | Intraocular lens replacement | Intraocular lens (IOL) | Monofocal, astigmatism correcting IOL | Cristalens | ARTIS T E 4.50 14.5D PL | ARTIS T PL E +14.5D, CYL: +4.50D | Standalone | DE0505117 | Indicated for patients with astigmatism of 2.5 dioptre cylinder (DC) and above in at least 1 eye; where correction of astigmatism is considered clinically necessary
Ophthalmic | Intraocular lens replacement | Intraocular lens (IOL) | Monofocal, astigmatism correcting IOL | Cristalens | ARTIS T E 4.50 15.0D PL | ARTIS T PL E +15.0D, CYL: +4.50D | Standalone | DE0505117 | Indicated for patients with astigmatism of 2.5 dioptre cylinder (DC) and above in at least 1 eye; where correction of astigmatism is considered clinically necessary
Ophthalmic | Intraocular lens replacement | Intraocular lens (IOL) | Monofocal, astigmatism correcting IOL | Cristalens | ARTIS T E 4.50 15.5D PL | ARTIS T PL E +15.5D, CYL: +4.50D | Standalone | DE0505117 | Indicated for patients with astigmatism of 2.5 dioptre cylinder (DC) and above in at least 1 eye; where correction of astigmatism is considered clinically necessary
Ophthalmic | Intraocular lens replacement | Intraocular lens (IOL) | Monofocal, astigmatism correcting IOL | Cristalens | ARTIS T E 4.50 16.0D PL | ARTIS T PL E +16.0D, CYL: +4.50D | Standalone | DE0505117 | Indicated for patients with astigmatism of 2.5 dioptre cylinder (DC) and above in at least 1 eye; where correction of astigmatism is considered clinically necessary
Ophthalmic | Intraocular lens replacement | Intraocular lens (IOL) | Monofocal, astigmatism correcting IOL | Cristalens | ARTIS T E 4.50 16.5D PL | ARTIS T PL E +16.5D, CYL: +4.50D | Standalone | DE0505117 | Indicated for patients with astigmatism of 2.5 dioptre cylinder (DC) and above in at least 1 eye; where correction of astigmatism is considered clinically necessary
Ophthalmic | Intraocular lens replacement | Intraocular lens (IOL) | Monofocal, astigmatism correcting IOL | Cristalens | ARTIS T E 4.50 17.0D PL | ARTIS T PL E +17.0D, CYL: +4.50D | Standalone | DE0505117 | Indicated for patients with astigmatism of 2.5 dioptre cylinder (DC) and above in at least 1 eye; where correction of astigmatism is considered clinically necessary
Ophthalmic | Intraocular lens replacement | Intraocular lens (IOL) | Monofocal, astigmatism correcting IOL | Cristalens | ARTIS T E 4.50 17.5D PL | ARTIS T PL E +17.5D, CYL: +4.50D | Standalone | DE0505117 | Indicated for patients with astigmatism of 2.5 dioptre cylinder (DC) and above in at least 1 eye; where correction of astigmatism is considered clinically necessary
Ophthalmic | Intraocular lens replacement | Intraocular lens (IOL) | Monofocal, astigmatism correcting IOL | Cristalens | ARTIS T E 4.50 18.0D PL | ARTIS T PL E +18.0D, CYL: +4.50D | Standalone | DE0505117 | Indicated for patients with astigmatism of 2.5 dioptre cylinder (DC) and above in at least 1 eye; where correction of astigmatism is considered clinically necessary
Ophthalmic | Intraocular lens replacement | Intraocular lens (IOL) | Monofocal, astigmatism correcting IOL | Cristalens | ARTIS T E 4.50 18.5D PL | ARTIS T PL E +18.5D, CYL: +4.50D | Standalone | DE0505117 | Indicated for patients with astigmatism of 2.5 dioptre cylinder (DC) and above in at least 1 eye; where correction of astigmatism is considered clinically necessary
Ophthalmic | Intraocular lens replacement | Intraocular lens (IOL) | Monofocal, astigmatism correcting IOL | Cristalens | ARTIS T E 4.50 19.0D PL | ARTIS T PL E +19.0D, CYL: +4.50D | Standalone | DE0505117 | Indicated for patients with astigmatism of 2.5 dioptre cylinder (DC) and above in at least 1 eye; where correction of astigmatism is considered clinically necessary
Ophthalmic | Intraocular lens replacement | Intraocular lens (IOL) | Monofocal, astigmatism correcting IOL | Cristalens | ARTIS T E 4.50 19.5D PL | ARTIS T PL E +19.5D, CYL: +4.50D | Standalone | DE0505117 | Indicated for patients with astigmatism of 2.5 dioptre cylinder (DC) and above in at least 1 eye; where correction of astigmatism is considered clinically necessary
Ophthalmic | Intraocular lens replacement | Intraocular lens (IOL) | Monofocal, astigmatism correcting IOL | Cristalens | ARTIS T E 4.50 20.0D PL | ARTIS T PL E +20.0D, CYL: +4.50D | Standalone | DE0505117 | Indicated for patients with astigmatism of 2.5 dioptre cylinder (DC) and above in at least 1 eye; where correction of astigmatism is considered clinically necessary
Ophthalmic | Intraocular lens replacement | Intraocular lens (IOL) | Monofocal, astigmatism correcting IOL | Cristalens | ARTIS T E 4.50 20.5D PL | ARTIS T PL E +20.5D, CYL: +4.50D | Standalone | DE0505117 | Indicated for patients with astigmatism of 2.5 dioptre cylinder (DC) and above in at least 1 eye; where correction of astigmatism is considered clinically necessary
Ophthalmic | Intraocular lens replacement | Intraocular lens (IOL) | Monofocal, astigmatism correcting IOL | Cristalens | ARTIS T E 4.50 21.0D PL | ARTIS T PL E +21.0D, CYL: +4.50D | Standalone | DE0505117 | Indicated for patients with astigmatism of 2.5 dioptre cylinder (DC) and above in at least 1 eye; where correction of astigmatism is considered clinically necessary
Ophthalmic | Intraocular lens replacement | Intraocular lens (IOL) | Monofocal, astigmatism correcting IOL | Cristalens | ARTIS T E 4.50 21.5D PL | ARTIS T PL E +21.5D, CYL: +4.50D | Standalone | DE0505117 | Indicated for patients with astigmatism of 2.5 dioptre cylinder (DC) and above in at least 1 eye; where correction of astigmatism is considered clinically necessary
Ophthalmic | Intraocular lens replacement | Intraocular lens (IOL) | Monofocal, astigmatism correcting IOL | Cristalens | ARTIS T E 4.50 22.0D PL | ARTIS T PL E +22.0D, CYL: +4.50D | Standalone | DE0505117 | Indicated for patients with astigmatism of 2.5 dioptre cylinder (DC) and above in at least 1 eye; where correction of astigmatism is considered clinically necessary
Ophthalmic | Intraocular lens replacement | Intraocular lens (IOL) | Monofocal, astigmatism correcting IOL | Cristalens | ARTIS T E 4.50 22.5D PL | ARTIS T PL E +22.5D, CYL: +4.50D | Standalone | DE0505117 | Indicated for patients with astigmatism of 2.5 dioptre cylinder (DC) and above in at least 1 eye; where correction of astigmatism is considered clinically necessary
Ophthalmic | Intraocular lens replacement | Intraocular lens (IOL) | Monofocal, astigmatism correcting IOL | Cristalens | ARTIS T E 4.50 23.0D PL | ARTIS T PL E +23.0D, CYL: +4.50D | Standalone | DE0505117 | Indicated for patients with astigmatism of 2.5 dioptre cylinder (DC) and above in at least 1 eye; where correction of astigmatism is considered clinically necessary
Ophthalmic | Intraocular lens replacement | Intraocular lens (IOL) | Monofocal, astigmatism correcting IOL | Cristalens | ARTIS T E 4.50 23.5D PL | ARTIS T PL E +23.5D, CYL: +4.50D | Standalone | DE0505117 | Indicated for patients with astigmatism of 2.5 dioptre cylinder (DC) and above in at least 1 eye; where correction of astigmatism is considered clinically necessary
Ophthalmic | Intraocular lens replacement | Intraocular lens (IOL) | Monofocal, astigmatism correcting IOL | Cristalens | ARTIS T E 4.50 24.0D PL | ARTIS T PL E +24.0D, CYL: +4.50D | Standalone | DE0505117 | Indicated for patients with astigmatism of 2.5 dioptre cylinder (DC) and above in at least 1 eye; where correction of astigmatism is considered clinically necessary
Ophthalmic | Intraocular lens replacement | Intraocular lens (IOL) | Monofocal, astigmatism correcting IOL | Cristalens | ARTIS T E 4.50 24.5D PL | ARTIS T PL E +24.5D, CYL: +4.50D | Standalone | DE0505117 | Indicated for patients with astigmatism of 2.5 dioptre cylinder (DC) and above in at least 1 eye; where correction of astigmatism is considered clinically necessary
Ophthalmic | Intraocular lens replacement | Intraocular lens (IOL) | Monofocal, astigmatism correcting IOL | Cristalens | ARTIS T E 4.50 25.0D PL | ARTIS T PL E +25.0D, CYL: +4.50D | Standalone | DE0505117 | Indicated for patients with astigmatism of 2.5 dioptre cylinder (DC) and above in at least 1 eye; where correction of astigmatism is considered clinically necessary
Ophthalmic | Intraocular lens replacement | Intraocular lens (IOL) | Monofocal, astigmatism correcting IOL | Cristalens | ARTIS T E 4.50 25.5D PL | ARTIS T PL E +25.5D, CYL: +4.50D | Standalone | DE0505117 | Indicated for patients with astigmatism of 2.5 dioptre cylinder (DC) and above in at least 1 eye; where correction of astigmatism is considered clinically necessary
Ophthalmic | Intraocular lens replacement | Intraocular lens (IOL) | Monofocal, astigmatism correcting IOL | Cristalens | ARTIS T E 4.50 26.0D PL | ARTIS T PL E +26.0D, CYL: +4.50D | Standalone | DE0505117 | Indicated for patients with astigmatism of 2.5 dioptre cylinder (DC) and above in at least 1 eye; where correction of astigmatism is considered clinically necessary
Ophthalmic | Intraocular lens replacement | Intraocular lens (IOL) | Monofocal, astigmatism correcting IOL | Cristalens | ARTIS T E 4.50 26.5D PL | ARTIS T PL E +26.5D, CYL: +4.50D | Standalone | DE0505117 | Indicated for patients with astigmatism of 2.5 dioptre cylinder (DC) and above in at least 1 eye; where correction of astigmatism is considered clinically necessary
Ophthalmic | Intraocular lens replacement | Intraocular lens (IOL) | Monofocal, astigmatism correcting IOL | Cristalens | ARTIS T E 4.50 27.0D PL | ARTIS T PL E +27.0D, CYL: +4.50D | Standalone | DE0505117 | Indicated for patients with astigmatism of 2.5 dioptre cylinder (DC) and above in at least 1 eye; where correction of astigmatism is considered clinically necessary
Ophthalmic | Intraocular lens replacement | Intraocular lens (IOL) | Monofocal, astigmatism correcting IOL | Cristalens | ARTIS T E 4.50 27.5D PL | ARTIS T PL E +27.5D, CYL: +4.50D | Standalone | DE0505117 | Indicated for patients with astigmatism of 2.5 dioptre cylinder (DC) and above in at least 1 eye; where correction of astigmatism is considered clinically necessary
Ophthalmic | Intraocular lens replacement | Intraocular lens (IOL) | Monofocal, astigmatism correcting IOL | Cristalens | ARTIS T E 4.50 28.0D PL | ARTIS T PL E +28.0D, CYL: +4.50D | Standalone | DE0505117 | Indicated for patients with astigmatism of 2.5 dioptre cylinder (DC) and above in at least 1 eye; where correction of astigmatism is considered clinically necessary
Ophthalmic | Intraocular lens replacement | Intraocular lens (IOL) | Monofocal, astigmatism correcting IOL | Cristalens | ARTIS T E 4.50 28.5D PL | ARTIS T PL E +28.5D, CYL: +4.50D | Standalone | DE0505117 | Indicated for patients with astigmatism of 2.5 dioptre cylinder (DC) and above in at least 1 eye; where correction of astigmatism is considered clinically necessary
Ophthalmic | Intraocular lens replacement | Intraocular lens (IOL) | Monofocal, astigmatism correcting IOL | Cristalens | ARTIS T E 4.50 29.0D PL | ARTIS T PL E +29.0D, CYL: +4.50D | Standalone | DE0505117 | Indicated for patients with astigmatism of 2.5 dioptre cylinder (DC) and above in at least 1 eye; where correction of astigmatism is considered clinically necessary
Ophthalmic | Intraocular lens replacement | Intraocular lens (IOL) | Monofocal, astigmatism correcting IOL | Cristalens | ARTIS T E 4.50 29.5D PL | ARTIS T PL E +29.5D, CYL: +4.50D | Standalone | DE0505117 | Indicated for patients with astigmatism of 2.5 dioptre cylinder (DC) and above in at least 1 eye; where correction of astigmatism is considered clinically necessary
Ophthalmic | Intraocular lens replacement | Intraocular lens (IOL) | Monofocal, astigmatism correcting IOL | Cristalens | ARTIS T E 4.50 30.0D PL | ARTIS T PL E +30.0D, CYL: +4.50D | Standalone | DE0505117 | Indicated for patients with astigmatism of 2.5 dioptre cylinder (DC) and above in at least 1 eye; where correction of astigmatism is considered clinically necessary
Ophthalmic | Intraocular lens replacement | Intraocular lens (IOL) | Monofocal, astigmatism correcting IOL | Cristalens | ARTIS T E 4.50 30.5D PL | ARTIS T PL E +30.5D, CYL: +4.50D | Standalone | DE0505117 | Indicated for patients with astigmatism of 2.5 dioptre cylinder (DC) and above in at least 1 eye; where correction of astigmatism is considered clinically necessary
Ophthalmic | Intraocular lens replacement | Intraocular lens (IOL) | Monofocal, astigmatism correcting IOL | Cristalens | ARTIS T E 4.50 31.0D PL | ARTIS T PL E +31.0D, CYL: +4.50D | Standalone | DE0505117 | Indicated for patients with astigmatism of 2.5 dioptre cylinder (DC) and above in at least 1 eye; where correction of astigmatism is considered clinically necessary
Ophthalmic | Intraocular lens replacement | Intraocular lens (IOL) | Monofocal, astigmatism correcting IOL | Cristalens | ARTIS T E 4.50 31.5D PL | ARTIS T PL E +31.5D, CYL: +4.50D | Standalone | DE0505117 | Indicated for patients with astigmatism of 2.5 dioptre cylinder (DC) and above in at least 1 eye; where correction of astigmatism is considered clinically necessary
Ophthalmic | Intraocular lens replacement | Intraocular lens (IOL) | Monofocal, astigmatism correcting IOL | Cristalens | ARTIS T E 4.50 32.0D PL | ARTIS T PL E +32.0D, CYL: +4.50D | Standalone | DE0505117 | Indicated for patients with astigmatism of 2.5 dioptre cylinder (DC) and above in at least 1 eye; where correction of astigmatism is considered clinically necessary
Ophthalmic | Intraocular lens replacement | Intraocular lens (IOL) | Monofocal, astigmatism correcting IOL | Cristalens | ARTIS T E 4.50 32.5D PL | ARTIS T PL E +32.5D, CYL: +4.50D | Standalone | DE0505117 | Indicated for patients with astigmatism of 2.5 dioptre cylinder (DC) and above in at least 1 eye; where correction of astigmatism is considered clinically necessary
Ophthalmic | Intraocular lens replacement | Intraocular lens (IOL) | Monofocal, astigmatism correcting IOL | Cristalens | ARTIS T E 4.50 33.0D PL | ARTIS T PL E +33.0D, CYL: +4.50D | Standalone | DE0505117 | Indicated for patients with astigmatism of 2.5 dioptre cylinder (DC) and above in at least 1 eye; where correction of astigmatism is considered clinically necessary
Ophthalmic | Intraocular lens replacement | Intraocular lens (IOL) | Monofocal, astigmatism correcting IOL | Cristalens | ARTIS T E 4.50 33.5D PL | ARTIS T PL E +33.5D, CYL: +4.50D | Standalone | DE0505117 | Indicated for patients with astigmatism of 2.5 dioptre cylinder (DC) and above in at least 1 eye; where correction of astigmatism is considered clinically necessary
Ophthalmic | Intraocular lens replacement | Intraocular lens (IOL) | Monofocal, astigmatism correcting IOL | Cristalens | ARTIS T E 4.50 34.0D PL | ARTIS T PL E +34.0D, CYL: +4.50D | Standalone | DE0505117 | Indicated for patients with astigmatism of 2.5 dioptre cylinder (DC) and above in at least 1 eye; where correction of astigmatism is considered clinically necessary
Ophthalmic | Intraocular lens replacement | Intraocular lens (IOL) | Monofocal, astigmatism correcting IOL | Cristalens | ARTIS T E 4.50 34.5D PL | ARTIS T PL E +34.5D, CYL: +4.50D | Standalone | DE0505117 | Indicated for patients with astigmatism of 2.5 dioptre cylinder (DC) and above in at least 1 eye; where correction of astigmatism is considered clinically necessary
Ophthalmic | Intraocular lens replacement | Intraocular lens (IOL) | Monofocal, astigmatism correcting IOL | Cristalens | ARTIS T E 4.50 35.0D PL | ARTIS T PL E +35.0D, CYL: +4.50D | Standalone | DE0505117 | Indicated for patients with astigmatism of 2.5 dioptre cylinder (DC) and above in at least 1 eye; where correction of astigmatism is considered clinically necessary
Ophthalmic | Intraocular lens replacement | Intraocular lens (IOL) | Monofocal, astigmatism correcting IOL | Cristalens | ARTIS T E 5.25 10.0D PL | ARTIS T PL E +10.0D, CYL: +5.25D | Standalone | DE0505117 | Indicated for patients with astigmatism of 2.5 dioptre cylinder (DC) and above in at least 1 eye; where correction of astigmatism is considered clinically necessary
Ophthalmic | Intraocular lens replacement | Intraocular lens (IOL) | Monofocal, astigmatism correcting IOL | Cristalens | ARTIS T E 5.25 10.5D PL | ARTIS T PL E +10.5D, CYL: +5.25D | Standalone | DE0505117 | Indicated for patients with astigmatism of 2.5 dioptre cylinder (DC) and above in at least 1 eye; where correction of astigmatism is considered clinically necessary
Ophthalmic | Intraocular lens replacement | Intraocular lens (IOL) | Monofocal, astigmatism correcting IOL | Cristalens | ARTIS T E 5.25 11.0D PL | ARTIS T PL E +11.0D, CYL: +5.25D | Standalone | DE0505117 | Indicated for patients with astigmatism of 2.5 dioptre cylinder (DC) and above in at least 1 eye; where correction of astigmatism is considered clinically necessary
Ophthalmic | Intraocular lens replacement | Intraocular lens (IOL) | Monofocal, astigmatism correcting IOL | Cristalens | ARTIS T E 5.25 11.5D PL | ARTIS T PL E +11.5D, CYL: +5.25D | Standalone | DE0505117 | Indicated for patients with astigmatism of 2.5 dioptre cylinder (DC) and above in at least 1 eye; where correction of astigmatism is considered clinically necessary
Ophthalmic | Intraocular lens replacement | Intraocular lens (IOL) | Monofocal, astigmatism correcting IOL | Cristalens | ARTIS T E 5.25 12.0D PL | ARTIS T PL E +12.0D, CYL: +5.25D | Standalone | DE0505117 | Indicated for patients with astigmatism of 2.5 dioptre cylinder (DC) and above in at least 1 eye; where correction of astigmatism is considered clinically necessary
Ophthalmic | Intraocular lens replacement | Intraocular lens (IOL) | Monofocal, astigmatism correcting IOL | Cristalens | ARTIS T E 5.25 12.5D PL | ARTIS T PL E +12.5D, CYL: +5.25D | Standalone | DE0505117 | Indicated for patients with astigmatism of 2.5 dioptre cylinder (DC) and above in at least 1 eye; where correction of astigmatism is considered clinically necessary
Ophthalmic | Intraocular lens replacement | Intraocular lens (IOL) | Monofocal, astigmatism correcting IOL | Cristalens | ARTIS T E 5.25 13.0D PL | ARTIS T PL E +13.0D, CYL: +5.25D | Standalone | DE0505117 | Indicated for patients with astigmatism of 2.5 dioptre cylinder (DC) and above in at least 1 eye; where correction of astigmatism is considered clinically necessary
Ophthalmic | Intraocular lens replacement | Intraocular lens (IOL) | Monofocal, astigmatism correcting IOL | Cristalens | ARTIS T E 5.25 13.5D PL | ARTIS T PL E +13.5D, CYL: +5.25D | Standalone | DE0505117 | Indicated for patients with astigmatism of 2.5 dioptre cylinder (DC) and above in at least 1 eye; where correction of astigmatism is considered clinically necessary
Ophthalmic | Intraocular lens replacement | Intraocular lens (IOL) | Monofocal, astigmatism correcting IOL | Cristalens | ARTIS T E 5.25 14.0D PL | ARTIS T PL E +14.0D, CYL: +5.25D | Standalone | DE0505117 | Indicated for patients with astigmatism of 2.5 dioptre cylinder (DC) and above in at least 1 eye; where correction of astigmatism is considered clinically necessary
Ophthalmic | Intraocular lens replacement | Intraocular lens (IOL) | Monofocal, astigmatism correcting IOL | Cristalens | ARTIS T E 5.25 14.5D PL | ARTIS T PL E +14.5D, CYL: +5.25D | Standalone | DE0505117 | Indicated for patients with astigmatism of 2.5 dioptre cylinder (DC) and above in at least 1 eye; where correction of astigmatism is considered clinically necessary
Ophthalmic | Intraocular lens replacement | Intraocular lens (IOL) | Monofocal, astigmatism correcting IOL | Cristalens | ARTIS T E 5.25 15.0D PL | ARTIS T PL E +15.0D, CYL: +5.25D | Standalone | DE0505117 | Indicated for patients with astigmatism of 2.5 dioptre cylinder (DC) and above in at least 1 eye; where correction of astigmatism is considered clinically necessary
Ophthalmic | Intraocular lens replacement | Intraocular lens (IOL) | Monofocal, astigmatism correcting IOL | Cristalens | ARTIS T E 5.25 15.5D PL | ARTIS T PL E +15.5D, CYL: +5.25D | Standalone | DE0505117 | Indicated for patients with astigmatism of 2.5 dioptre cylinder (DC) and above in at least 1 eye; where correction of astigmatism is considered clinically necessary
Ophthalmic | Intraocular lens replacement | Intraocular lens (IOL) | Monofocal, astigmatism correcting IOL | Cristalens | ARTIS T E 5.25 16.0D PL | ARTIS T PL E +16.0D, CYL: +5.25D | Standalone | DE0505117 | Indicated for patients with astigmatism of 2.5 dioptre cylinder (DC) and above in at least 1 eye; where correction of astigmatism is considered clinically necessary
Ophthalmic | Intraocular lens replacement | Intraocular lens (IOL) | Monofocal, astigmatism correcting IOL | Cristalens | ARTIS T E 5.25 16.5D PL | ARTIS T PL E +16.5D, CYL: +5.25D | Standalone | DE0505117 | Indicated for patients with astigmatism of 2.5 dioptre cylinder (DC) and above in at least 1 eye; where correction of astigmatism is considered clinically necessary
Ophthalmic | Intraocular lens replacement | Intraocular lens (IOL) | Monofocal, astigmatism correcting IOL | Cristalens | ARTIS T E 5.25 17.0D PL | ARTIS T PL E +17.0D, CYL: +5.25D | Standalone | DE0505117 | Indicated for patients with astigmatism of 2.5 dioptre cylinder (DC) and above in at least 1 eye; where correction of astigmatism is considered clinically necessary
Ophthalmic | Intraocular lens replacement | Intraocular lens (IOL) | Monofocal, astigmatism correcting IOL | Cristalens | ARTIS T E 5.25 17.5D PL | ARTIS T PL E +17.5D, CYL: +5.25D | Standalone | DE0505117 | Indicated for patients with astigmatism of 2.5 dioptre cylinder (DC) and above in at least 1 eye; where correction of astigmatism is considered clinically necessary
Ophthalmic | Intraocular lens replacement | Intraocular lens (IOL) | Monofocal, astigmatism correcting IOL | Cristalens | ARTIS T E 5.25 18.0D PL | ARTIS T PL E +18.0D, CYL: +5.25D | Standalone | DE0505117 | Indicated for patients with astigmatism of 2.5 dioptre cylinder (DC) and above in at least 1 eye; where correction of astigmatism is considered clinically necessary
Ophthalmic | Intraocular lens replacement | Intraocular lens (IOL) | Monofocal, astigmatism correcting IOL | Cristalens | ARTIS T E 5.25 18.5D PL | ARTIS T PL E +18.5D, CYL: +5.25D | Standalone | DE0505117 | Indicated for patients with astigmatism of 2.5 dioptre cylinder (DC) and above in at least 1 eye; where correction of astigmatism is considered clinically necessary
Ophthalmic | Intraocular lens replacement | Intraocular lens (IOL) | Monofocal, astigmatism correcting IOL | Cristalens | ARTIS T E 5.25 19.0D PL | ARTIS T PL E +19.0D, CYL: +5.25D | Standalone | DE0505117 | Indicated for patients with astigmatism of 2.5 dioptre cylinder (DC) and above in at least 1 eye; where correction of astigmatism is considered clinically necessary
Ophthalmic | Intraocular lens replacement | Intraocular lens (IOL) | Monofocal, astigmatism correcting IOL | Cristalens | ARTIS T E 5.25 19.5D PL | ARTIS T PL E +19.5D, CYL: +5.25D | Standalone | DE0505117 | Indicated for patients with astigmatism of 2.5 dioptre cylinder (DC) and above in at least 1 eye; where correction of astigmatism is considered clinically necessary
Ophthalmic | Intraocular lens replacement | Intraocular lens (IOL) | Monofocal, astigmatism correcting IOL | Cristalens | ARTIS T E 5.25 20.0D PL | ARTIS T PL E +20.0D, CYL: +5.25D | Standalone | DE0505117 | Indicated for patients with astigmatism of 2.5 dioptre cylinder (DC) and above in at least 1 eye; where correction of astigmatism is considered clinically necessary
Ophthalmic | Intraocular lens replacement | Intraocular lens (IOL) | Monofocal, astigmatism correcting IOL | Cristalens | ARTIS T E 5.25 20.5D PL | ARTIS T PL E +20.5D, CYL: +5.25D | Standalone | DE0505117 | Indicated for patients with astigmatism of 2.5 dioptre cylinder (DC) and above in at least 1 eye; where correction of astigmatism is considered clinically necessary
Ophthalmic | Intraocular lens replacement | Intraocular lens (IOL) | Monofocal, astigmatism correcting IOL | Cristalens | ARTIS T E 5.25 21.0D PL | ARTIS T PL E +21.0D, CYL: +5.25D | Standalone | DE0505117 | Indicated for patients with astigmatism of 2.5 dioptre cylinder (DC) and above in at least 1 eye; where correction of astigmatism is considered clinically necessary
Ophthalmic | Intraocular lens replacement | Intraocular lens (IOL) | Monofocal, astigmatism correcting IOL | Cristalens | ARTIS T E 5.25 21.5D PL | ARTIS T PL E +21.5D, CYL: +5.25D | Standalone | DE0505117 | Indicated for patients with astigmatism of 2.5 dioptre cylinder (DC) and above in at least 1 eye; where correction of astigmatism is considered clinically necessary
Ophthalmic | Intraocular lens replacement | Intraocular lens (IOL) | Monofocal, astigmatism correcting IOL | Cristalens | ARTIS T E 5.25 22.0D PL | ARTIS T PL E +22.0D, CYL: +5.25D | Standalone | DE0505117 | Indicated for patients with astigmatism of 2.5 dioptre cylinder (DC) and above in at least 1 eye; where correction of astigmatism is considered clinically necessary
Ophthalmic | Intraocular lens replacement | Intraocular lens (IOL) | Monofocal, astigmatism correcting IOL | Cristalens | ARTIS T E 5.25 22.5D PL | ARTIS T PL E +22.5D, CYL: +5.25D | Standalone | DE0505117 | Indicated for patients with astigmatism of 2.5 dioptre cylinder (DC) and above in at least 1 eye; where correction of astigmatism is considered clinically necessary
Ophthalmic | Intraocular lens replacement | Intraocular lens (IOL) | Monofocal, astigmatism correcting IOL | Cristalens | ARTIS T E 5.25 23.0D PL | ARTIS T PL E +23.0D, CYL: +5.25D | Standalone | DE0505117 | Indicated for patients with astigmatism of 2.5 dioptre cylinder (DC) and above in at least 1 eye; where correction of astigmatism is considered clinically necessary
Ophthalmic | Intraocular lens replacement | Intraocular lens (IOL) | Monofocal, astigmatism correcting IOL | Cristalens | ARTIS T E 5.25 23.5D PL | ARTIS T PL E +23.5D, CYL: +5.25D | Standalone | DE0505117 | Indicated for patients with astigmatism of 2.5 dioptre cylinder (DC) and above in at least 1 eye; where correction of astigmatism is considered clinically necessary
Ophthalmic | Intraocular lens replacement | Intraocular lens (IOL) | Monofocal, astigmatism correcting IOL | Cristalens | ARTIS T E 5.25 24.0D PL | ARTIS T PL E +24.0D, CYL: +5.25D | Standalone | DE0505117 | Indicated for patients with astigmatism of 2.5 dioptre cylinder (DC) and above in at least 1 eye; where correction of astigmatism is considered clinically necessary
Ophthalmic | Intraocular lens replacement | Intraocular lens (IOL) | Monofocal, astigmatism correcting IOL | Cristalens | ARTIS T E 5.25 24.5D PL | ARTIS T PL E +24.5D, CYL: +5.25D | Standalone | DE0505117 | Indicated for patients with astigmatism of 2.5 dioptre cylinder (DC) and above in at least 1 eye; where correction of astigmatism is considered clinically necessary
Ophthalmic | Intraocular lens replacement | Intraocular lens (IOL) | Monofocal, astigmatism correcting IOL | Cristalens | ARTIS T E 5.25 25.0D PL | ARTIS T PL E +25.0D, CYL: +5.25D | Standalone | DE0505117 | Indicated for patients with astigmatism of 2.5 dioptre cylinder (DC) and above in at least 1 eye; where correction of astigmatism is considered clinically necessary
Ophthalmic | Intraocular lens replacement | Intraocular lens (IOL) | Monofocal, astigmatism correcting IOL | Cristalens | ARTIS T E 5.25 25.5D PL | ARTIS T PL E +25.5D, CYL: +5.25D | Standalone | DE0505117 | Indicated for patients with astigmatism of 2.5 dioptre cylinder (DC) and above in at least 1 eye; where correction of astigmatism is considered clinically necessary
Ophthalmic | Intraocular lens replacement | Intraocular lens (IOL) | Monofocal, astigmatism correcting IOL | Cristalens | ARTIS T E 5.25 26.0D PL | ARTIS T PL E +26.0D, CYL: +5.25D | Standalone | DE0505117 | Indicated for patients with astigmatism of 2.5 dioptre cylinder (DC) and above in at least 1 eye; where correction of astigmatism is considered clinically necessary
Ophthalmic | Intraocular lens replacement | Intraocular lens (IOL) | Monofocal, astigmatism correcting IOL | Cristalens | ARTIS T E 5.25 26.5D PL | ARTIS T PL E +26.5D, CYL: +5.25D | Standalone | DE0505117 | Indicated for patients with astigmatism of 2.5 dioptre cylinder (DC) and above in at least 1 eye; where correction of astigmatism is considered clinically necessary
Ophthalmic | Intraocular lens replacement | Intraocular lens (IOL) | Monofocal, astigmatism correcting IOL | Cristalens | ARTIS T E 5.25 27.0D PL | ARTIS T PL E +27.0D, CYL: +5.25D | Standalone | DE0505117 | Indicated for patients with astigmatism of 2.5 dioptre cylinder (DC) and above in at least 1 eye; where correction of astigmatism is considered clinically necessary
Ophthalmic | Intraocular lens replacement | Intraocular lens (IOL) | Monofocal, astigmatism correcting IOL | Cristalens | ARTIS T E 5.25 27.5D PL | ARTIS T PL E +27.5D, CYL: +5.25D | Standalone | DE0505117 | Indicated for patients with astigmatism of 2.5 dioptre cylinder (DC) and above in at least 1 eye; where correction of astigmatism is considered clinically necessary
Ophthalmic | Intraocular lens replacement | Intraocular lens (IOL) | Monofocal, astigmatism correcting IOL | Cristalens | ARTIS T E 5.25 28.0D PL | ARTIS T PL E +28.0D, CYL: +5.25D | Standalone | DE0505117 | Indicated for patients with astigmatism of 2.5 dioptre cylinder (DC) and above in at least 1 eye; where correction of astigmatism is considered clinically necessary
Ophthalmic | Intraocular lens replacement | Intraocular lens (IOL) | Monofocal, astigmatism correcting IOL | Cristalens | ARTIS T E 5.25 28.5D PL | ARTIS T PL E +28.5D, CYL: +5.25D | Standalone | DE0505117 | Indicated for patients with astigmatism of 2.5 dioptre cylinder (DC) and above in at least 1 eye; where correction of astigmatism is considered clinically necessary
Ophthalmic | Intraocular lens replacement | Intraocular lens (IOL) | Monofocal, astigmatism correcting IOL | Cristalens | ARTIS T E 5.25 29.0D PL | ARTIS T PL E +29.0D, CYL: +5.25D | Standalone | DE0505117 | Indicated for patients with astigmatism of 2.5 dioptre cylinder (DC) and above in at least 1 eye; where correction of astigmatism is considered clinically necessary
Ophthalmic | Intraocular lens replacement | Intraocular lens (IOL) | Monofocal, astigmatism correcting IOL | Cristalens | ARTIS T E 5.25 29.5D PL | ARTIS T PL E +29.5D, CYL: +5.25D | Standalone | DE0505117 | Indicated for patients with astigmatism of 2.5 dioptre cylinder (DC) and above in at least 1 eye; where correction of astigmatism is considered clinically necessary
Ophthalmic | Intraocular lens replacement | Intraocular lens (IOL) | Monofocal, astigmatism correcting IOL | Cristalens | ARTIS T E 5.25 30.0D PL | ARTIS T PL E +30.0D, CYL: +5.25D | Standalone | DE0505117 | Indicated for patients with astigmatism of 2.5 dioptre cylinder (DC) and above in at least 1 eye; where correction of astigmatism is considered clinically necessary
Ophthalmic | Intraocular lens replacement | Intraocular lens (IOL) | Monofocal, astigmatism correcting IOL | Cristalens | ARTIS T E 5.25 30.5D PL | ARTIS T PL E +30.5D, CYL: +5.25D | Standalone | DE0505117 | Indicated for patients with astigmatism of 2.5 dioptre cylinder (DC) and above in at least 1 eye; where correction of astigmatism is considered clinically necessary
Ophthalmic | Intraocular lens replacement | Intraocular lens (IOL) | Monofocal, astigmatism correcting IOL | Cristalens | ARTIS T E 5.25 31.0D PL | ARTIS T PL E +31.0D, CYL: +5.25D | Standalone | DE0505117 | Indicated for patients with astigmatism of 2.5 dioptre cylinder (DC) and above in at least 1 eye; where correction of astigmatism is considered clinically necessary
Ophthalmic | Intraocular lens replacement | Intraocular lens (IOL) | Monofocal, astigmatism correcting IOL | Cristalens | ARTIS T E 5.25 31.5D PL | ARTIS T PL E +31.5D, CYL: +5.25D | Standalone | DE0505117 | Indicated for patients with astigmatism of 2.5 dioptre cylinder (DC) and above in at least 1 eye; where correction of astigmatism is considered clinically necessary
Ophthalmic | Intraocular lens replacement | Intraocular lens (IOL) | Monofocal, astigmatism correcting IOL | Cristalens | ARTIS T E 5.25 32.0D PL | ARTIS T PL E +32.0D, CYL: +5.25D | Standalone | DE0505117 | Indicated for patients with astigmatism of 2.5 dioptre cylinder (DC) and above in at least 1 eye; where correction of astigmatism is considered clinically necessary
Ophthalmic | Intraocular lens replacement | Intraocular lens (IOL) | Monofocal, astigmatism correcting IOL | Cristalens | ARTIS T E 5.25 32.5D PL | ARTIS T PL E +32.5D, CYL: +5.25D | Standalone | DE0505117 | Indicated for patients with astigmatism of 2.5 dioptre cylinder (DC) and above in at least 1 eye; where correction of astigmatism is considered clinically necessary
Ophthalmic | Intraocular lens replacement | Intraocular lens (IOL) | Monofocal, astigmatism correcting IOL | Cristalens | ARTIS T E 5.25 33.0D PL | ARTIS T PL E +33.0D, CYL: +5.25D | Standalone | DE0505117 | Indicated for patients with astigmatism of 2.5 dioptre cylinder (DC) and above in at least 1 eye; where correction of astigmatism is considered clinically necessary
Ophthalmic | Intraocular lens replacement | Intraocular lens (IOL) | Monofocal, astigmatism correcting IOL | Cristalens | ARTIS T E 5.25 33.5D PL | ARTIS T PL E +33.5D, CYL: +5.25D | Standalone | DE0505117 | Indicated for patients with astigmatism of 2.5 dioptre cylinder (DC) and above in at least 1 eye; where correction of astigmatism is considered clinically necessary
Ophthalmic | Intraocular lens replacement | Intraocular lens (IOL) | Monofocal, astigmatism correcting IOL | Cristalens | ARTIS T E 5.25 34.0D PL | ARTIS T PL E +34.0D, CYL: +5.25D | Standalone | DE0505117 | Indicated for patients with astigmatism of 2.5 dioptre cylinder (DC) and above in at least 1 eye; where correction of astigmatism is considered clinically necessary
Ophthalmic | Intraocular lens replacement | Intraocular lens (IOL) | Monofocal, astigmatism correcting IOL | Cristalens | ARTIS T E 5.25 34.5D PL | ARTIS T PL E +34.5D, CYL: +5.25D | Standalone | DE0505117 | Indicated for patients with astigmatism of 2.5 dioptre cylinder (DC) and above in at least 1 eye; where correction of astigmatism is considered clinically necessary
Ophthalmic | Intraocular lens replacement | Intraocular lens (IOL) | Monofocal, astigmatism correcting IOL | Cristalens | ARTIS T E 5.25 35.0D PL | ARTIS T PL E +35.0D, CYL: +5.25D | Standalone | DE0505117 | Indicated for patients with astigmatism of 2.5 dioptre cylinder (DC) and above in at least 1 eye; where correction of astigmatism is considered clinically necessary
Ophthalmic | Intraocular lens replacement | Intraocular lens (IOL) | Monofocal, astigmatism correcting IOL | Cristalens | ARTIS T E 6.00 10.0D PL | ARTIS T PL E +10.0D, CYL: +6.00D | Standalone | DE0505117 | Indicated for patients with astigmatism of 2.5 dioptre cylinder (DC) and above in at least 1 eye; where correction of astigmatism is considered clinically necessary
Ophthalmic | Intraocular lens replacement | Intraocular lens (IOL) | Monofocal, astigmatism correcting IOL | Cristalens | ARTIS T E 6.00 10.5D PL | ARTIS T PL E +10.5D, CYL: +6.00D | Standalone | DE0505117 | Indicated for patients with astigmatism of 2.5 dioptre cylinder (DC) and above in at least 1 eye; where correction of astigmatism is considered clinically necessary
Ophthalmic | Intraocular lens replacement | Intraocular lens (IOL) | Monofocal, astigmatism correcting IOL | Cristalens | ARTIS T E 6.00 11.0D PL | ARTIS T PL E +11.0D, CYL: +6.00D | Standalone | DE0505117 | Indicated for patients with astigmatism of 2.5 dioptre cylinder (DC) and above in at least 1 eye; where correction of astigmatism is considered clinically necessary
Ophthalmic | Intraocular lens replacement | Intraocular lens (IOL) | Monofocal, astigmatism correcting IOL | Cristalens | ARTIS T E 6.00 11.5D PL | ARTIS T PL E +11.5D, CYL: +6.00D | Standalone | DE0505117 | Indicated for patients with astigmatism of 2.5 dioptre cylinder (DC) and above in at least 1 eye; where correction of astigmatism is considered clinically necessary
Ophthalmic | Intraocular lens replacement | Intraocular lens (IOL) | Monofocal, astigmatism correcting IOL | Cristalens | ARTIS T E 6.00 12.0D PL | ARTIS T PL E +12.0D, CYL: +6.00D | Standalone | DE0505117 | Indicated for patients with astigmatism of 2.5 dioptre cylinder (DC) and above in at least 1 eye; where correction of astigmatism is considered clinically necessary
Ophthalmic | Intraocular lens replacement | Intraocular lens (IOL) | Monofocal, astigmatism correcting IOL | Cristalens | ARTIS T E 6.00 12.5D PL | ARTIS T PL E +12.5D, CYL: +6.00D | Standalone | DE0505117 | Indicated for patients with astigmatism of 2.5 dioptre cylinder (DC) and above in at least 1 eye; where correction of astigmatism is considered clinically necessary
Ophthalmic | Intraocular lens replacement | Intraocular lens (IOL) | Monofocal, astigmatism correcting IOL | Cristalens | ARTIS T E 6.00 13.0D PL | ARTIS T PL E +13.0D, CYL: +6.00D | Standalone | DE0505117 | Indicated for patients with astigmatism of 2.5 dioptre cylinder (DC) and above in at least 1 eye; where correction of astigmatism is considered clinically necessary
Ophthalmic | Intraocular lens replacement | Intraocular lens (IOL) | Monofocal, astigmatism correcting IOL | Cristalens | ARTIS T E 6.00 13.5D PL | ARTIS T PL E +13.5D, CYL: +6.00D | Standalone | DE0505117 | Indicated for patients with astigmatism of 2.5 dioptre cylinder (DC) and above in at least 1 eye; where correction of astigmatism is considered clinically necessary
Ophthalmic | Intraocular lens replacement | Intraocular lens (IOL) | Monofocal, astigmatism correcting IOL | Cristalens | ARTIS T E 6.00 14.0D PL | ARTIS T PL E +14.0D, CYL: +6.00D | Standalone | DE0505117 | Indicated for patients with astigmatism of 2.5 dioptre cylinder (DC) and above in at least 1 eye; where correction of astigmatism is considered clinically necessary
Ophthalmic | Intraocular lens replacement | Intraocular lens (IOL) | Monofocal, astigmatism correcting IOL | Cristalens | ARTIS T E 6.00 14.5D PL | ARTIS T PL E +14.5D, CYL: +6.00D | Standalone | DE0505117 | Indicated for patients with astigmatism of 2.5 dioptre cylinder (DC) and above in at least 1 eye; where correction of astigmatism is considered clinically necessary
Ophthalmic | Intraocular lens replacement | Intraocular lens (IOL) | Monofocal, astigmatism correcting IOL | Cristalens | ARTIS T E 6.00 15.0D PL | ARTIS T PL E +15.0D, CYL: +6.00D | Standalone | DE0505117 | Indicated for patients with astigmatism of 2.5 dioptre cylinder (DC) and above in at least 1 eye; where correction of astigmatism is considered clinically necessary
Ophthalmic | Intraocular lens replacement | Intraocular lens (IOL) | Monofocal, astigmatism correcting IOL | Cristalens | ARTIS T E 6.00 15.5D PL | ARTIS T PL E +15.5D, CYL: +6.00D | Standalone | DE0505117 | Indicated for patients with astigmatism of 2.5 dioptre cylinder (DC) and above in at least 1 eye; where correction of astigmatism is considered clinically necessary
Ophthalmic | Intraocular lens replacement | Intraocular lens (IOL) | Monofocal, astigmatism correcting IOL | Cristalens | ARTIS T E 6.00 16.0D PL | ARTIS T PL E +16.0D, CYL: +6.00D | Standalone | DE0505117 | Indicated for patients with astigmatism of 2.5 dioptre cylinder (DC) and above in at least 1 eye; where correction of astigmatism is considered clinically necessary
Ophthalmic | Intraocular lens replacement | Intraocular lens (IOL) | Monofocal, astigmatism correcting IOL | Cristalens | ARTIS T E 6.00 16.5D PL | ARTIS T PL E +16.5D, CYL: +6.00D | Standalone | DE0505117 | Indicated for patients with astigmatism of 2.5 dioptre cylinder (DC) and above in at least 1 eye; where correction of astigmatism is considered clinically necessary
Ophthalmic | Intraocular lens replacement | Intraocular lens (IOL) | Monofocal, astigmatism correcting IOL | Cristalens | ARTIS T E 6.00 17.0D PL | ARTIS T PL E +17.0D, CYL: +6.00D | Standalone | DE0505117 | Indicated for patients with astigmatism of 2.5 dioptre cylinder (DC) and above in at least 1 eye; where correction of astigmatism is considered clinically necessary
Ophthalmic | Intraocular lens replacement | Intraocular lens (IOL) | Monofocal, astigmatism correcting IOL | Cristalens | ARTIS T E 6.00 17.5D PL | ARTIS T PL E +17.5D, CYL: +6.00D | Standalone | DE0505117 | Indicated for patients with astigmatism of 2.5 dioptre cylinder (DC) and above in at least 1 eye; where correction of astigmatism is considered clinically necessary
Ophthalmic | Intraocular lens replacement | Intraocular lens (IOL) | Monofocal, astigmatism correcting IOL | Cristalens | ARTIS T E 6.00 18.0D PL | ARTIS T PL E +18.0D, CYL: +6.00D | Standalone | DE0505117 | Indicated for patients with astigmatism of 2.5 dioptre cylinder (DC) and above in at least 1 eye; where correction of astigmatism is considered clinically necessary
Ophthalmic | Intraocular lens replacement | Intraocular lens (IOL) | Monofocal, astigmatism correcting IOL | Cristalens | ARTIS T E 6.00 18.5D PL | ARTIS T PL E +18.5D, CYL: +6.00D | Standalone | DE0505117 | Indicated for patients with astigmatism of 2.5 dioptre cylinder (DC) and above in at least 1 eye; where correction of astigmatism is considered clinically necessary
Ophthalmic | Intraocular lens replacement | Intraocular lens (IOL) | Monofocal, astigmatism correcting IOL | Cristalens | ARTIS T E 6.00 19.0D PL | ARTIS T PL E +19.0D, CYL: +6.00D | Standalone | DE0505117 | Indicated for patients with astigmatism of 2.5 dioptre cylinder (DC) and above in at least 1 eye; where correction of astigmatism is considered clinically necessary
Ophthalmic | Intraocular lens replacement | Intraocular lens (IOL) | Monofocal, astigmatism correcting IOL | Cristalens | ARTIS T E 6.00 19.5D PL | ARTIS T PL E +19.5D, CYL: +6.00D | Standalone | DE0505117 | Indicated for patients with astigmatism of 2.5 dioptre cylinder (DC) and above in at least 1 eye; where correction of astigmatism is considered clinically necessary
Ophthalmic | Intraocular lens replacement | Intraocular lens (IOL) | Monofocal, astigmatism correcting IOL | Cristalens | ARTIS T E 6.00 20.0D PL | ARTIS T PL E +20.0D, CYL: +6.00D | Standalone | DE0505117 | Indicated for patients with astigmatism of 2.5 dioptre cylinder (DC) and above in at least 1 eye; where correction of astigmatism is considered clinically necessary
Ophthalmic | Intraocular lens replacement | Intraocular lens (IOL) | Monofocal, astigmatism correcting IOL | Cristalens | ARTIS T E 6.00 20.5D PL | ARTIS T PL E +20.5D, CYL: +6.00D | Standalone | DE0505117 | Indicated for patients with astigmatism of 2.5 dioptre cylinder (DC) and above in at least 1 eye; where correction of astigmatism is considered clinically necessary
Ophthalmic | Intraocular lens replacement | Intraocular lens (IOL) | Monofocal, astigmatism correcting IOL | Cristalens | ARTIS T E 6.00 21.0D PL | ARTIS T PL E +21.0D, CYL: +6.00D | Standalone | DE0505117 | Indicated for patients with astigmatism of 2.5 dioptre cylinder (DC) and above in at least 1 eye; where correction of astigmatism is considered clinically necessary
Ophthalmic | Intraocular lens replacement | Intraocular lens (IOL) | Monofocal, astigmatism correcting IOL | Cristalens | ARTIS T E 6.00 21.5D PL | ARTIS T PL E +21.5D, CYL: +6.00D | Standalone | DE0505117 | Indicated for patients with astigmatism of 2.5 dioptre cylinder (DC) and above in at least 1 eye; where correction of astigmatism is considered clinically necessary
Ophthalmic | Intraocular lens replacement | Intraocular lens (IOL) | Monofocal, astigmatism correcting IOL | Cristalens | ARTIS T E 6.00 22.0D PL | ARTIS T PL E +22.0D, CYL: +6.00D | Standalone | DE0505117 | Indicated for patients with astigmatism of 2.5 dioptre cylinder (DC) and above in at least 1 eye; where correction of astigmatism is considered clinically necessary
Ophthalmic | Intraocular lens replacement | Intraocular lens (IOL) | Monofocal, astigmatism correcting IOL | Cristalens | ARTIS T E 6.00 22.5D PL | ARTIS T PL E +22.5D, CYL: +6.00D | Standalone | DE0505117 | Indicated for patients with astigmatism of 2.5 dioptre cylinder (DC) and above in at least 1 eye; where correction of astigmatism is considered clinically necessary
Ophthalmic | Intraocular lens replacement | Intraocular lens (IOL) | Monofocal, astigmatism correcting IOL | Cristalens | ARTIS T E 6.00 23.0D PL | ARTIS T PL E +23.0D, CYL: +6.00D | Standalone | DE0505117 | Indicated for patients with astigmatism of 2.5 dioptre cylinder (DC) and above in at least 1 eye; where correction of astigmatism is considered clinically necessary
Ophthalmic | Intraocular lens replacement | Intraocular lens (IOL) | Monofocal, astigmatism correcting IOL | Cristalens | ARTIS T E 6.00 23.5D PL | ARTIS T PL E +23.5D, CYL: +6.00D | Standalone | DE0505117 | Indicated for patients with astigmatism of 2.5 dioptre cylinder (DC) and above in at least 1 eye; where correction of astigmatism is considered clinically necessary
Ophthalmic | Intraocular lens replacement | Intraocular lens (IOL) | Monofocal, astigmatism correcting IOL | Cristalens | ARTIS T E 6.00 24.0D PL | ARTIS T PL E +24.0D, CYL: +6.00D | Standalone | DE0505117 | Indicated for patients with astigmatism of 2.5 dioptre cylinder (DC) and above in at least 1 eye; where correction of astigmatism is considered clinically necessary
Ophthalmic | Intraocular lens replacement | Intraocular lens (IOL) | Monofocal, astigmatism correcting IOL | Cristalens | ARTIS T E 6.00 24.5D PL | ARTIS T PL E +24.5D, CYL: +6.00D | Standalone | DE0505117 | Indicated for patients with astigmatism of 2.5 dioptre cylinder (DC) and above in at least 1 eye; where correction of astigmatism is considered clinically necessary
Ophthalmic | Intraocular lens replacement | Intraocular lens (IOL) | Monofocal, astigmatism correcting IOL | Cristalens | ARTIS T E 6.00 25.0D PL | ARTIS T PL E +25.0D, CYL: +6.00D | Standalone | DE0505117 | Indicated for patients with astigmatism of 2.5 dioptre cylinder (DC) and above in at least 1 eye; where correction of astigmatism is considered clinically necessary
Ophthalmic | Intraocular lens replacement | Intraocular lens (IOL) | Monofocal, astigmatism correcting IOL | Cristalens | ARTIS T E 6.00 25.5D PL | ARTIS T PL E +25.5D, CYL: +6.00D | Standalone | DE0505117 | Indicated for patients with astigmatism of 2.5 dioptre cylinder (DC) and above in at least 1 eye; where correction of astigmatism is considered clinically necessary
Ophthalmic | Intraocular lens replacement | Intraocular lens (IOL) | Monofocal, astigmatism correcting IOL | Cristalens | ARTIS T E 6.00 26.0D PL | ARTIS T PL E +26.0D, CYL: +6.00D | Standalone | DE0505117 | Indicated for patients with astigmatism of 2.5 dioptre cylinder (DC) and above in at least 1 eye; where correction of astigmatism is considered clinically necessary
Ophthalmic | Intraocular lens replacement | Intraocular lens (IOL) | Monofocal, astigmatism correcting IOL | Cristalens | ARTIS T E 6.00 26.5D PL | ARTIS T PL E +26.5D, CYL: +6.00D | Standalone | DE0505117 | Indicated for patients with astigmatism of 2.5 dioptre cylinder (DC) and above in at least 1 eye; where correction of astigmatism is considered clinically necessary
Ophthalmic | Intraocular lens replacement | Intraocular lens (IOL) | Monofocal, astigmatism correcting IOL | Cristalens | ARTIS T E 6.00 27.0D PL | ARTIS T PL E +27.0D, CYL: +6.00D | Standalone | DE0505117 | Indicated for patients with astigmatism of 2.5 dioptre cylinder (DC) and above in at least 1 eye; where correction of astigmatism is considered clinically necessary
Ophthalmic | Intraocular lens replacement | Intraocular lens (IOL) | Monofocal, astigmatism correcting IOL | Cristalens | ARTIS T E 6.00 27.5D PL | ARTIS T PL E +27.5D, CYL: +6.00D | Standalone | DE0505117 | Indicated for patients with astigmatism of 2.5 dioptre cylinder (DC) and above in at least 1 eye; where correction of astigmatism is considered clinically necessary
Ophthalmic | Intraocular lens replacement | Intraocular lens (IOL) | Monofocal, astigmatism correcting IOL | Cristalens | ARTIS T E 6.00 28.0D PL | ARTIS T PL E +28.0D, CYL: +6.00D | Standalone | DE0505117 | Indicated for patients with astigmatism of 2.5 dioptre cylinder (DC) and above in at least 1 eye; where correction of astigmatism is considered clinically necessary
Ophthalmic | Intraocular lens replacement | Intraocular lens (IOL) | Monofocal, astigmatism correcting IOL | Cristalens | ARTIS T E 6.00 28.5D PL | ARTIS T PL E +28.5D, CYL: +6.00D | Standalone | DE0505117 | Indicated for patients with astigmatism of 2.5 dioptre cylinder (DC) and above in at least 1 eye; where correction of astigmatism is considered clinically necessary
Ophthalmic | Intraocular lens replacement | Intraocular lens (IOL) | Monofocal, astigmatism correcting IOL | Cristalens | ARTIS T E 6.00 29.0D PL | ARTIS T PL E +29.0D, CYL: +6.00D | Standalone | DE0505117 | Indicated for patients with astigmatism of 2.5 dioptre cylinder (DC) and above in at least 1 eye; where correction of astigmatism is considered clinically necessary
Ophthalmic | Intraocular lens replacement | Intraocular lens (IOL) | Monofocal, astigmatism correcting IOL | Cristalens | ARTIS T E 6.00 29.5D PL | ARTIS T PL E +29.5D, CYL: +6.00D | Standalone | DE0505117 | Indicated for patients with astigmatism of 2.5 dioptre cylinder (DC) and above in at least 1 eye; where correction of astigmatism is considered clinically necessary
Ophthalmic | Intraocular lens replacement | Intraocular lens (IOL) | Monofocal, astigmatism correcting IOL | Cristalens | ARTIS T E 6.00 30.0D PL | ARTIS T PL E +30.0D, CYL: +6.00D | Standalone | DE0505117 | Indicated for patients with astigmatism of 2.5 dioptre cylinder (DC) and above in at least 1 eye; where correction of astigmatism is considered clinically necessary
Ophthalmic | Intraocular lens replacement | Intraocular lens (IOL) | Monofocal, astigmatism correcting IOL | Cristalens | ARTIS T E 6.00 30.5D PL | ARTIS T PL E +30.5D, CYL: +6.00D | Standalone | DE0505117 | Indicated for patients with astigmatism of 2.5 dioptre cylinder (DC) and above in at least 1 eye; where correction of astigmatism is considered clinically necessary
Ophthalmic | Intraocular lens replacement | Intraocular lens (IOL) | Monofocal, astigmatism correcting IOL | Cristalens | ARTIS T E 6.00 31.0D PL | ARTIS T PL E +31.0D, CYL: +6.00D | Standalone | DE0505117 | Indicated for patients with astigmatism of 2.5 dioptre cylinder (DC) and above in at least 1 eye; where correction of astigmatism is considered clinically necessary
Ophthalmic | Intraocular lens replacement | Intraocular lens (IOL) | Monofocal, astigmatism correcting IOL | Cristalens | ARTIS T E 6.00 31.5D PL | ARTIS T PL E +31.5D, CYL: +6.00D | Standalone | DE0505117 | Indicated for patients with astigmatism of 2.5 dioptre cylinder (DC) and above in at least 1 eye; where correction of astigmatism is considered clinically necessary
Ophthalmic | Intraocular lens replacement | Intraocular lens (IOL) | Monofocal, astigmatism correcting IOL | Cristalens | ARTIS T E 6.00 32.0D PL | ARTIS T PL E +32.0D, CYL: +6.00D | Standalone | DE0505117 | Indicated for patients with astigmatism of 2.5 dioptre cylinder (DC) and above in at least 1 eye; where correction of astigmatism is considered clinically necessary
Ophthalmic | Intraocular lens replacement | Intraocular lens (IOL) | Monofocal, astigmatism correcting IOL | Cristalens | ARTIS T E 6.00 32.5D PL | ARTIS T PL E +32.5D, CYL: +6.00D | Standalone | DE0505117 | Indicated for patients with astigmatism of 2.5 dioptre cylinder (DC) and above in at least 1 eye; where correction of astigmatism is considered clinically necessary
Ophthalmic | Intraocular lens replacement | Intraocular lens (IOL) | Monofocal, astigmatism correcting IOL | Cristalens | ARTIS T E 6.00 33.0D PL | ARTIS T PL E +33.0D, CYL: +6.00D | Standalone | DE0505117 | Indicated for patients with astigmatism of 2.5 dioptre cylinder (DC) and above in at least 1 eye; where correction of astigmatism is considered clinically necessary
Ophthalmic | Intraocular lens replacement | Intraocular lens (IOL) | Monofocal, astigmatism correcting IOL | Cristalens | ARTIS T E 6.00 33.5D PL | ARTIS T PL E +33.5D, CYL: +6.00D | Standalone | DE0505117 | Indicated for patients with astigmatism of 2.5 dioptre cylinder (DC) and above in at least 1 eye; where correction of astigmatism is considered clinically necessary
Ophthalmic | Intraocular lens replacement | Intraocular lens (IOL) | Monofocal, astigmatism correcting IOL | Cristalens | ARTIS T E 6.00 34.0D PL | ARTIS T PL E +34.0D, CYL: +6.00D | Standalone | DE0505117 | Indicated for patients with astigmatism of 2.5 dioptre cylinder (DC) and above in at least 1 eye; where correction of astigmatism is considered clinically necessary
Ophthalmic | Intraocular lens replacement | Intraocular lens (IOL) | Monofocal, astigmatism correcting IOL | Cristalens | ARTIS T E 6.00 34.5D PL | ARTIS T PL E +34.5D, CYL: +6.00D | Standalone | DE0505117 | Indicated for patients with astigmatism of 2.5 dioptre cylinder (DC) and above in at least 1 eye; where correction of astigmatism is considered clinically necessary
Ophthalmic | Intraocular lens replacement | Intraocular lens (IOL) | Monofocal, astigmatism correcting IOL | Cristalens | ARTIS T E 6.00 35.0D PL | ARTIS T PL E +35.0D, CYL: +6.00D | Standalone | DE0505117 | Indicated for patients with astigmatism of 2.5 dioptre cylinder (DC) and above in at least 1 eye; where correction of astigmatism is considered clinically necessary
Ophthalmic | Intraocular lens replacement | Intraocular lens (IOL) | Monofocal, astigmatism correcting IOL | Rayner | Rayner RayOne Toric | RAO610T (+8.0SE+1.0D Cyl) | Standalone | DE0505958 | Indicated for patients with astigmatism of 2.5 dioptre cylinder (DC) and above in at least 1 eye; where correction of astigmatism is considered clinically necessary
Ophthalmic | Intraocular lens replacement | Intraocular lens (IOL) | Monofocal, astigmatism correcting IOL | Rayner | Rayner RayOne Toric | RAO610T (+8.0SE+1.5D Cyl) | Standalone | DE0505958 | Indicated for patients with astigmatism of 2.5 dioptre cylinder (DC) and above in at least 1 eye; where correction of astigmatism is considered clinically necessary
Ophthalmic | Intraocular lens replacement | Intraocular lens (IOL) | Monofocal, astigmatism correcting IOL | Rayner | Rayner RayOne Toric | RAO610T (+8.0SE+2.0D Cyl) | Standalone | DE0505958 | Indicated for patients with astigmatism of 2.5 dioptre cylinder (DC) and above in at least 1 eye; where correction of astigmatism is considered clinically necessary
Ophthalmic | Intraocular lens replacement | Intraocular lens (IOL) | Monofocal, astigmatism correcting IOL | Rayner | Rayner RayOne Toric | RAO610T (+8.0SE+2.5D Cyl) | Standalone | DE0505958 | Indicated for patients with astigmatism of 2.5 dioptre cylinder (DC) and above in at least 1 eye; where correction of astigmatism is considered clinically necessary
Ophthalmic | Intraocular lens replacement | Intraocular lens (IOL) | Monofocal, astigmatism correcting IOL | Rayner | Rayner RayOne Toric | RAO610T (+8.0SE+3.0D Cyl) | Standalone | DE0505958 | Indicated for patients with astigmatism of 2.5 dioptre cylinder (DC) and above in at least 1 eye; where correction of astigmatism is considered clinically necessary
Ophthalmic | Intraocular lens replacement | Intraocular lens (IOL) | Monofocal, astigmatism correcting IOL | Rayner | Rayner RayOne Toric | RAO610T (+8.0SE+3.5D Cyl) | Standalone | DE0505958 | Indicated for patients with astigmatism of 2.5 dioptre cylinder (DC) and above in at least 1 eye; where correction of astigmatism is considered clinically necessary
Ophthalmic | Intraocular lens replacement | Intraocular lens (IOL) | Monofocal, astigmatism correcting IOL | Rayner | Rayner RayOne Toric | RAO610T (+8.0SE+4.0D Cyl) | Standalone | DE0505958 | Indicated for patients with astigmatism of 2.5 dioptre cylinder (DC) and above in at least 1 eye; where correction of astigmatism is considered clinically necessary
Ophthalmic | Intraocular lens replacement | Intraocular lens (IOL) | Monofocal, astigmatism correcting IOL | Rayner | Rayner RayOne Toric | RAO610T (+8.0SE+4.5D Cyl) | Standalone | DE0505958 | Indicated for patients with astigmatism of 2.5 dioptre cylinder (DC) and above in at least 1 eye; where correction of astigmatism is considered clinically necessary
Ophthalmic | Intraocular lens replacement | Intraocular lens (IOL) | Monofocal, astigmatism correcting IOL | Rayner | Rayner RayOne Toric | RAO610T (+8.0SE+5.0D Cyl) | Standalone | DE0505958 | Indicated for patients with astigmatism of 2.5 dioptre cylinder (DC) and above in at least 1 eye; where correction of astigmatism is considered clinically necessary
Ophthalmic | Intraocular lens replacement | Intraocular lens (IOL) | Monofocal, astigmatism correcting IOL | Rayner | Rayner RayOne Toric | RAO610T (+8.0SE+5.5D Cyl) | Standalone | DE0505958 | Indicated for patients with astigmatism of 2.5 dioptre cylinder (DC) and above in at least 1 eye; where correction of astigmatism is considered clinically necessary
Ophthalmic | Intraocular lens replacement | Intraocular lens (IOL) | Monofocal, astigmatism correcting IOL | Rayner | Rayner RayOne Toric | RAO610T (+8.0SE+6.0D Cyl) | Standalone | DE0505958 | Indicated for patients with astigmatism of 2.5 dioptre cylinder (DC) and above in at least 1 eye; where correction of astigmatism is considered clinically necessary
Ophthalmic | Intraocular lens replacement | Intraocular lens (IOL) | Monofocal, astigmatism correcting IOL | Rayner | Rayner RayOne Toric | RAO610T (+8.5SE+1.0D Cyl) | Standalone | DE0505958 | Indicated for patients with astigmatism of 2.5 dioptre cylinder (DC) and above in at least 1 eye; where correction of astigmatism is considered clinically necessary
Ophthalmic | Intraocular lens replacement | Intraocular lens (IOL) | Monofocal, astigmatism correcting IOL | Rayner | Rayner RayOne Toric | RAO610T (+8.5SE+1.5D Cyl) | Standalone | DE0505958 | Indicated for patients with astigmatism of 2.5 dioptre cylinder (DC) and above in at least 1 eye; where correction of astigmatism is considered clinically necessary
Ophthalmic | Intraocular lens replacement | Intraocular lens (IOL) | Monofocal, astigmatism correcting IOL | Rayner | Rayner RayOne Toric | RAO610T (+8.5SE+2.0D Cyl) | Standalone | DE0505958 | Indicated for patients with astigmatism of 2.5 dioptre cylinder (DC) and above in at least 1 eye; where correction of astigmatism is considered clinically necessary
Ophthalmic | Intraocular lens replacement | Intraocular lens (IOL) | Monofocal, astigmatism correcting IOL | Rayner | Rayner RayOne Toric | RAO610T (+8.5SE+2.5D Cyl) | Standalone | DE0505958 | Indicated for patients with astigmatism of 2.5 dioptre cylinder (DC) and above in at least 1 eye; where correction of astigmatism is considered clinically necessary
Ophthalmic | Intraocular lens replacement | Intraocular lens (IOL) | Monofocal, astigmatism correcting IOL | Rayner | Rayner RayOne Toric | RAO610T (+8.5SE+3.0D Cyl) | Standalone | DE0505958 | Indicated for patients with astigmatism of 2.5 dioptre cylinder (DC) and above in at least 1 eye; where correction of astigmatism is considered clinically necessary
Ophthalmic | Intraocular lens replacement | Intraocular lens (IOL) | Monofocal, astigmatism correcting IOL | Rayner | Rayner RayOne Toric | RAO610T (+8.5SE+3.5D Cyl) | Standalone | DE0505958 | Indicated for patients with astigmatism of 2.5 dioptre cylinder (DC) and above in at least 1 eye; where correction of astigmatism is considered clinically necessary
Ophthalmic | Intraocular lens replacement | Intraocular lens (IOL) | Monofocal, astigmatism correcting IOL | Rayner | Rayner RayOne Toric | RAO610T (+8.5SE+4.0D Cyl) | Standalone | DE0505958 | Indicated for patients with astigmatism of 2.5 dioptre cylinder (DC) and above in at least 1 eye; where correction of astigmatism is considered clinically necessary
Ophthalmic | Intraocular lens replacement | Intraocular lens (IOL) | Monofocal, astigmatism correcting IOL | Rayner | Rayner RayOne Toric | RAO610T (+8.5SE+4.5D Cyl) | Standalone | DE0505958 | Indicated for patients with astigmatism of 2.5 dioptre cylinder (DC) and above in at least 1 eye; where correction of astigmatism is considered clinically necessary
Ophthalmic | Intraocular lens replacement | Intraocular lens (IOL) | Monofocal, astigmatism correcting IOL | Rayner | Rayner RayOne Toric | RAO610T (+8.5SE+5.0D Cyl) | Standalone | DE0505958 | Indicated for patients with astigmatism of 2.5 dioptre cylinder (DC) and above in at least 1 eye; where correction of astigmatism is considered clinically necessary
Ophthalmic | Intraocular lens replacement | Intraocular lens (IOL) | Monofocal, astigmatism correcting IOL | Rayner | Rayner RayOne Toric | RAO610T (+8.5SE+5.5D Cyl) | Standalone | DE0505958 | Indicated for patients with astigmatism of 2.5 dioptre cylinder (DC) and above in at least 1 eye; where correction of astigmatism is considered clinically necessary
Ophthalmic | Intraocular lens replacement | Intraocular lens (IOL) | Monofocal, astigmatism correcting IOL | Rayner | Rayner RayOne Toric | RAO610T (+8.5SE+6.0D Cyl) | Standalone | DE0505958 | Indicated for patients with astigmatism of 2.5 dioptre cylinder (DC) and above in at least 1 eye; where correction of astigmatism is considered clinically necessary
Ophthalmic | Intraocular lens replacement | Intraocular lens (IOL) | Monofocal, astigmatism correcting IOL | Rayner | Rayner RayOne Toric | RAO610T (+9.0SE+1.0D Cyl) | Standalone | DE0505958 | Indicated for patients with astigmatism of 2.5 dioptre cylinder (DC) and above in at least 1 eye; where correction of astigmatism is considered clinically necessary
Ophthalmic | Intraocular lens replacement | Intraocular lens (IOL) | Monofocal, astigmatism correcting IOL | Rayner | Rayner RayOne Toric | RAO610T (+9.0SE+1.5D Cyl) | Standalone | DE0505958 | Indicated for patients with astigmatism of 2.5 dioptre cylinder (DC) and above in at least 1 eye; where correction of astigmatism is considered clinically necessary
Ophthalmic | Intraocular lens replacement | Intraocular lens (IOL) | Monofocal, astigmatism correcting IOL | Rayner | Rayner RayOne Toric | RAO610T (+9.0SE+2.0D Cyl) | Standalone | DE0505958 | Indicated for patients with astigmatism of 2.5 dioptre cylinder (DC) and above in at least 1 eye; where correction of astigmatism is considered clinically necessary
Ophthalmic | Intraocular lens replacement | Intraocular lens (IOL) | Monofocal, astigmatism correcting IOL | Rayner | Rayner RayOne Toric | RAO610T (+9.0SE+2.5D Cyl) | Standalone | DE0505958 | Indicated for patients with astigmatism of 2.5 dioptre cylinder (DC) and above in at least 1 eye; where correction of astigmatism is considered clinically necessary
Ophthalmic | Intraocular lens replacement | Intraocular lens (IOL) | Monofocal, astigmatism correcting IOL | Rayner | Rayner RayOne Toric | RAO610T (+9.0SE+3.0D Cyl) | Standalone | DE0505958 | Indicated for patients with astigmatism of 2.5 dioptre cylinder (DC) and above in at least 1 eye; where correction of astigmatism is considered clinically necessary
Ophthalmic | Intraocular lens replacement | Intraocular lens (IOL) | Monofocal, astigmatism correcting IOL | Rayner | Rayner RayOne Toric | RAO610T (+9.0SE+3.5D Cyl) | Standalone | DE0505958 | Indicated for patients with astigmatism of 2.5 dioptre cylinder (DC) and above in at least 1 eye; where correction of astigmatism is considered clinically necessary
Ophthalmic | Intraocular lens replacement | Intraocular lens (IOL) | Monofocal, astigmatism correcting IOL | Rayner | Rayner RayOne Toric | RAO610T (+9.0SE+4.0D Cyl) | Standalone | DE0505958 | Indicated for patients with astigmatism of 2.5 dioptre cylinder (DC) and above in at least 1 eye; where correction of astigmatism is considered clinically necessary
Ophthalmic | Intraocular lens replacement | Intraocular lens (IOL) | Monofocal, astigmatism correcting IOL | Rayner | Rayner RayOne Toric | RAO610T (+9.0SE+4.5D Cyl) | Standalone | DE0505958 | Indicated for patients with astigmatism of 2.5 dioptre cylinder (DC) and above in at least 1 eye; where correction of astigmatism is considered clinically necessary
Ophthalmic | Intraocular lens replacement | Intraocular lens (IOL) | Monofocal, astigmatism correcting IOL | Rayner | Rayner RayOne Toric | RAO610T (+9.0SE+5.0D Cyl) | Standalone | DE0505958 | Indicated for patients with astigmatism of 2.5 dioptre cylinder (DC) and above in at least 1 eye; where correction of astigmatism is considered clinically necessary
Ophthalmic | Intraocular lens replacement | Intraocular lens (IOL) | Monofocal, astigmatism correcting IOL | Rayner | Rayner RayOne Toric | RAO610T (+9.0SE+5.5D Cyl) | Standalone | DE0505958 | Indicated for patients with astigmatism of 2.5 dioptre cylinder (DC) and above in at least 1 eye; where correction of astigmatism is considered clinically necessary
Ophthalmic | Intraocular lens replacement | Intraocular lens (IOL) | Monofocal, astigmatism correcting IOL | Rayner | Rayner RayOne Toric | RAO610T (+9.0SE+6.0D Cyl) | Standalone | DE0505958 | Indicated for patients with astigmatism of 2.5 dioptre cylinder (DC) and above in at least 1 eye; where correction of astigmatism is considered clinically necessary
Ophthalmic | Intraocular lens replacement | Intraocular lens (IOL) | Monofocal, astigmatism correcting IOL | Rayner | Rayner RayOne Toric | RAO610T (+9.5SE+1.0D Cyl) | Standalone | DE0505958 | Indicated for patients with astigmatism of 2.5 dioptre cylinder (DC) and above in at least 1 eye; where correction of astigmatism is considered clinically necessary
Ophthalmic | Intraocular lens replacement | Intraocular lens (IOL) | Monofocal, astigmatism correcting IOL | Rayner | Rayner RayOne Toric | RAO610T (+9.5SE+1.5D Cyl) | Standalone | DE0505958 | Indicated for patients with astigmatism of 2.5 dioptre cylinder (DC) and above in at least 1 eye; where correction of astigmatism is considered clinically necessary
Ophthalmic | Intraocular lens replacement | Intraocular lens (IOL) | Monofocal, astigmatism correcting IOL | Rayner | Rayner RayOne Toric | RAO610T (+9.5SE+2.0D Cyl) | Standalone | DE0505958 | Indicated for patients with astigmatism of 2.5 dioptre cylinder (DC) and above in at least 1 eye; where correction of astigmatism is considered clinically necessary
Ophthalmic | Intraocular lens replacement | Intraocular lens (IOL) | Monofocal, astigmatism correcting IOL | Rayner | Rayner RayOne Toric | RAO610T (+9.5SE+2.5D Cyl) | Standalone | DE0505958 | Indicated for patients with astigmatism of 2.5 dioptre cylinder (DC) and above in at least 1 eye; where correction of astigmatism is considered clinically necessary
Ophthalmic | Intraocular lens replacement | Intraocular lens (IOL) | Monofocal, astigmatism correcting IOL | Rayner | Rayner RayOne Toric | RAO610T (+9.5SE+3.0D Cyl) | Standalone | DE0505958 | Indicated for patients with astigmatism of 2.5 dioptre cylinder (DC) and above in at least 1 eye; where correction of astigmatism is considered clinically necessary
Ophthalmic | Intraocular lens replacement | Intraocular lens (IOL) | Monofocal, astigmatism correcting IOL | Rayner | Rayner RayOne Toric | RAO610T (+9.5SE+3.5D Cyl) | Standalone | DE0505958 | Indicated for patients with astigmatism of 2.5 dioptre cylinder (DC) and above in at least 1 eye; where correction of astigmatism is considered clinically necessary
Ophthalmic | Intraocular lens replacement | Intraocular lens (IOL) | Monofocal, astigmatism correcting IOL | Rayner | Rayner RayOne Toric | RAO610T (+9.5SE+4.0D Cyl) | Standalone | DE0505958 | Indicated for patients with astigmatism of 2.5 dioptre cylinder (DC) and above in at least 1 eye; where correction of astigmatism is considered clinically necessary
Ophthalmic | Intraocular lens replacement | Intraocular lens (IOL) | Monofocal, astigmatism correcting IOL | Rayner | Rayner RayOne Toric | RAO610T (+9.5SE+4.5D Cyl) | Standalone | DE0505958 | Indicated for patients with astigmatism of 2.5 dioptre cylinder (DC) and above in at least 1 eye; where correction of astigmatism is considered clinically necessary
Ophthalmic | Intraocular lens replacement | Intraocular lens (IOL) | Monofocal, astigmatism correcting IOL | Rayner | Rayner RayOne Toric | RAO610T (+9.5SE+5.0D Cyl) | Standalone | DE0505958 | Indicated for patients with astigmatism of 2.5 dioptre cylinder (DC) and above in at least 1 eye; where correction of astigmatism is considered clinically necessary
Ophthalmic | Intraocular lens replacement | Intraocular lens (IOL) | Monofocal, astigmatism correcting IOL | Rayner | Rayner RayOne Toric | RAO610T (+9.5SE+5.5D Cyl) | Standalone | DE0505958 | Indicated for patients with astigmatism of 2.5 dioptre cylinder (DC) and above in at least 1 eye; where correction of astigmatism is considered clinically necessary
Ophthalmic | Intraocular lens replacement | Intraocular lens (IOL) | Monofocal, astigmatism correcting IOL | Rayner | Rayner RayOne Toric | RAO610T (+9.5SE+6.0D Cyl) | Standalone | DE0505958 | Indicated for patients with astigmatism of 2.5 dioptre cylinder (DC) and above in at least 1 eye; where correction of astigmatism is considered clinically necessary
Ophthalmic | Intraocular lens replacement | Intraocular lens (IOL) | Monofocal, astigmatism correcting IOL | Rayner | Rayner RayOne Toric | RAO610T (+10.0SE+1.0D Cyl) | Standalone | DE0505958 | Indicated for patients with astigmatism of 2.5 dioptre cylinder (DC) and above in at least 1 eye; where correction of astigmatism is considered clinically necessary
Ophthalmic | Intraocular lens replacement | Intraocular lens (IOL) | Monofocal, astigmatism correcting IOL | Rayner | Rayner RayOne Toric | RAO610T (+10.0SE+1.5D Cyl) | Standalone | DE0505958 | Indicated for patients with astigmatism of 2.5 dioptre cylinder (DC) and above in at least 1 eye; where correction of astigmatism is considered clinically necessary
Ophthalmic | Intraocular lens replacement | Intraocular lens (IOL) | Monofocal, astigmatism correcting IOL | Rayner | Rayner RayOne Toric | RAO610T (+10.0SE+2.0D Cyl) | Standalone | DE0505958 | Indicated for patients with astigmatism of 2.5 dioptre cylinder (DC) and above in at least 1 eye; where correction of astigmatism is considered clinically necessary
Ophthalmic | Intraocular lens replacement | Intraocular lens (IOL) | Monofocal, astigmatism correcting IOL | Rayner | Rayner RayOne Toric | RAO610T (+10.0SE+2.5D Cyl) | Standalone | DE0505958 | Indicated for patients with astigmatism of 2.5 dioptre cylinder (DC) and above in at least 1 eye; where correction of astigmatism is considered clinically necessary
Ophthalmic | Intraocular lens replacement | Intraocular lens (IOL) | Monofocal, astigmatism correcting IOL | Rayner | Rayner RayOne Toric | RAO610T (+10.0SE+3.0D Cyl) | Standalone | DE0505958 | Indicated for patients with astigmatism of 2.5 dioptre cylinder (DC) and above in at least 1 eye; where correction of astigmatism is considered clinically necessary
Ophthalmic | Intraocular lens replacement | Intraocular lens (IOL) | Monofocal, astigmatism correcting IOL | Rayner | Rayner RayOne Toric | RAO610T (+10.0SE+3.5D Cyl) | Standalone | DE0505958 | Indicated for patients with astigmatism of 2.5 dioptre cylinder (DC) and above in at least 1 eye; where correction of astigmatism is considered clinically necessary
Ophthalmic | Intraocular lens replacement | Intraocular lens (IOL) | Monofocal, astigmatism correcting IOL | Rayner | Rayner RayOne Toric | RAO610T (+10.0SE+4.0D Cyl) | Standalone | DE0505958 | Indicated for patients with astigmatism of 2.5 dioptre cylinder (DC) and above in at least 1 eye; where correction of astigmatism is considered clinically necessary
Ophthalmic | Intraocular lens replacement | Intraocular lens (IOL) | Monofocal, astigmatism correcting IOL | Rayner | Rayner RayOne Toric | RAO610T (+10.0SE+4.5D Cyl) | Standalone | DE0505958 | Indicated for patients with astigmatism of 2.5 dioptre cylinder (DC) and above in at least 1 eye; where correction of astigmatism is considered clinically necessary
Ophthalmic | Intraocular lens replacement | Intraocular lens (IOL) | Monofocal, astigmatism correcting IOL | Rayner | Rayner RayOne Toric | RAO610T (+10.0SE+5.0D Cyl) | Standalone | DE0505958 | Indicated for patients with astigmatism of 2.5 dioptre cylinder (DC) and above in at least 1 eye; where correction of astigmatism is considered clinically necessary
Ophthalmic | Intraocular lens replacement | Intraocular lens (IOL) | Monofocal, astigmatism correcting IOL | Rayner | Rayner RayOne Toric | RAO610T (+10.0SE+5.5D Cyl) | Standalone | DE0505958 | Indicated for patients with astigmatism of 2.5 dioptre cylinder (DC) and above in at least 1 eye; where correction of astigmatism is considered clinically necessary
Ophthalmic | Intraocular lens replacement | Intraocular lens (IOL) | Monofocal, astigmatism correcting IOL | Rayner | Rayner RayOne Toric | RAO610T (+10.0SE+6.0D Cyl) | Standalone | DE0505958 | Indicated for patients with astigmatism of 2.5 dioptre cylinder (DC) and above in at least 1 eye; where correction of astigmatism is considered clinically necessary
Ophthalmic | Intraocular lens replacement | Intraocular lens (IOL) | Monofocal, astigmatism correcting IOL | Rayner | Rayner RayOne Toric | RAO610T (+10.5SE+1.0D Cyl) | Standalone | DE0505958 | Indicated for patients with astigmatism of 2.5 dioptre cylinder (DC) and above in at least 1 eye; where correction of astigmatism is considered clinically necessary
Ophthalmic | Intraocular lens replacement | Intraocular lens (IOL) | Monofocal, astigmatism correcting IOL | Rayner | Rayner RayOne Toric | RAO610T (+10.5SE+1.5D Cyl) | Standalone | DE0505958 | Indicated for patients with astigmatism of 2.5 dioptre cylinder (DC) and above in at least 1 eye; where correction of astigmatism is considered clinically necessary
Ophthalmic | Intraocular lens replacement | Intraocular lens (IOL) | Monofocal, astigmatism correcting IOL | Rayner | Rayner RayOne Toric | RAO610T (+10.5SE+2.0D Cyl) | Standalone | DE0505958 | Indicated for patients with astigmatism of 2.5 dioptre cylinder (DC) and above in at least 1 eye; where correction of astigmatism is considered clinically necessary
Ophthalmic | Intraocular lens replacement | Intraocular lens (IOL) | Monofocal, astigmatism correcting IOL | Rayner | Rayner RayOne Toric | RAO610T (+10.5SE+2.5D Cyl) | Standalone | DE0505958 | Indicated for patients with astigmatism of 2.5 dioptre cylinder (DC) and above in at least 1 eye; where correction of astigmatism is considered clinically necessary
Ophthalmic | Intraocular lens replacement | Intraocular lens (IOL) | Monofocal, astigmatism correcting IOL | Rayner | Rayner RayOne Toric | RAO610T (+10.5SE+3.0D Cyl) | Standalone | DE0505958 | Indicated for patients with astigmatism of 2.5 dioptre cylinder (DC) and above in at least 1 eye; where correction of astigmatism is considered clinically necessary
Ophthalmic | Intraocular lens replacement | Intraocular lens (IOL) | Monofocal, astigmatism correcting IOL | Rayner | Rayner RayOne Toric | RAO610T (+10.5SE+3.5D Cyl) | Standalone | DE0505958 | Indicated for patients with astigmatism of 2.5 dioptre cylinder (DC) and above in at least 1 eye; where correction of astigmatism is considered clinically necessary
Ophthalmic | Intraocular lens replacement | Intraocular lens (IOL) | Monofocal, astigmatism correcting IOL | Rayner | Rayner RayOne Toric | RAO610T (+10.5SE+4.0D Cyl) | Standalone | DE0505958 | Indicated for patients with astigmatism of 2.5 dioptre cylinder (DC) and above in at least 1 eye; where correction of astigmatism is considered clinically necessary
Ophthalmic | Intraocular lens replacement | Intraocular lens (IOL) | Monofocal, astigmatism correcting IOL | Rayner | Rayner RayOne Toric | RAO610T (+10.5SE+4.5D Cyl) | Standalone | DE0505958 | Indicated for patients with astigmatism of 2.5 dioptre cylinder (DC) and above in at least 1 eye; where correction of astigmatism is considered clinically necessary
Ophthalmic | Intraocular lens replacement | Intraocular lens (IOL) | Monofocal, astigmatism correcting IOL | Rayner | Rayner RayOne Toric | RAO610T (+10.5SE+5.0D Cyl) | Standalone | DE0505958 | Indicated for patients with astigmatism of 2.5 dioptre cylinder (DC) and above in at least 1 eye; where correction of astigmatism is considered clinically necessary
Ophthalmic | Intraocular lens replacement | Intraocular lens (IOL) | Monofocal, astigmatism correcting IOL | Rayner | Rayner RayOne Toric | RAO610T (+10.5SE+5.5D Cyl) | Standalone | DE0505958 | Indicated for patients with astigmatism of 2.5 dioptre cylinder (DC) and above in at least 1 eye; where correction of astigmatism is considered clinically necessary
Ophthalmic | Intraocular lens replacement | Intraocular lens (IOL) | Monofocal, astigmatism correcting IOL | Rayner | Rayner RayOne Toric | RAO610T (+10.5SE+6.0D Cyl) | Standalone | DE0505958 | Indicated for patients with astigmatism of 2.5 dioptre cylinder (DC) and above in at least 1 eye; where correction of astigmatism is considered clinically necessary
Ophthalmic | Intraocular lens replacement | Intraocular lens (IOL) | Monofocal, astigmatism correcting IOL | Rayner | Rayner RayOne Toric | RAO610T (+11.0SE+1.0D Cyl) | Standalone | DE0505958 | Indicated for patients with astigmatism of 2.5 dioptre cylinder (DC) and above in at least 1 eye; where correction of astigmatism is considered clinically necessary
Ophthalmic | Intraocular lens replacement | Intraocular lens (IOL) | Monofocal, astigmatism correcting IOL | Rayner | Rayner RayOne Toric | RAO610T (+11.0SE+1.5D Cyl) | Standalone | DE0505958 | Indicated for patients with astigmatism of 2.5 dioptre cylinder (DC) and above in at least 1 eye; where correction of astigmatism is considered clinically necessary
Ophthalmic | Intraocular lens replacement | Intraocular lens (IOL) | Monofocal, astigmatism correcting IOL | Rayner | Rayner RayOne Toric | RAO610T (+11.0SE+2.0D Cyl) | Standalone | DE0505958 | Indicated for patients with astigmatism of 2.5 dioptre cylinder (DC) and above in at least 1 eye; where correction of astigmatism is considered clinically necessary
Ophthalmic | Intraocular lens replacement | Intraocular lens (IOL) | Monofocal, astigmatism correcting IOL | Rayner | Rayner RayOne Toric | RAO610T (+11.0SE+2.5D Cyl) | Standalone | DE0505958 | Indicated for patients with astigmatism of 2.5 dioptre cylinder (DC) and above in at least 1 eye; where correction of astigmatism is considered clinically necessary
Ophthalmic | Intraocular lens replacement | Intraocular lens (IOL) | Monofocal, astigmatism correcting IOL | Rayner | Rayner RayOne Toric | RAO610T (+11.0SE+3.0D Cyl) | Standalone | DE0505958 | Indicated for patients with astigmatism of 2.5 dioptre cylinder (DC) and above in at least 1 eye; where correction of astigmatism is considered clinically necessary
Ophthalmic | Intraocular lens replacement | Intraocular lens (IOL) | Monofocal, astigmatism correcting IOL | Rayner | Rayner RayOne Toric | RAO610T (+11.0SE+3.5D Cyl) | Standalone | DE0505958 | Indicated for patients with astigmatism of 2.5 dioptre cylinder (DC) and above in at least 1 eye; where correction of astigmatism is considered clinically necessary
Ophthalmic | Intraocular lens replacement | Intraocular lens (IOL) | Monofocal, astigmatism correcting IOL | Rayner | Rayner RayOne Toric | RAO610T (+11.0SE+4.0D Cyl) | Standalone | DE0505958 | Indicated for patients with astigmatism of 2.5 dioptre cylinder (DC) and above in at least 1 eye; where correction of astigmatism is considered clinically necessary
Ophthalmic | Intraocular lens replacement | Intraocular lens (IOL) | Monofocal, astigmatism correcting IOL | Rayner | Rayner RayOne Toric | RAO610T (+11.0SE+4.5D Cyl) | Standalone | DE0505958 | Indicated for patients with astigmatism of 2.5 dioptre cylinder (DC) and above in at least 1 eye; where correction of astigmatism is considered clinically necessary
Ophthalmic | Intraocular lens replacement | Intraocular lens (IOL) | Monofocal, astigmatism correcting IOL | Rayner | Rayner RayOne Toric | RAO610T (+11.0SE+5.0D Cyl) | Standalone | DE0505958 | Indicated for patients with astigmatism of 2.5 dioptre cylinder (DC) and above in at least 1 eye; where correction of astigmatism is considered clinically necessary
Ophthalmic | Intraocular lens replacement | Intraocular lens (IOL) | Monofocal, astigmatism correcting IOL | Rayner | Rayner RayOne Toric | RAO610T (+11.0SE+5.5D Cyl) | Standalone | DE0505958 | Indicated for patients with astigmatism of 2.5 dioptre cylinder (DC) and above in at least 1 eye; where correction of astigmatism is considered clinically necessary
Ophthalmic | Intraocular lens replacement | Intraocular lens (IOL) | Monofocal, astigmatism correcting IOL | Rayner | Rayner RayOne Toric | RAO610T (+11.0SE+6.0D Cyl) | Standalone | DE0505958 | Indicated for patients with astigmatism of 2.5 dioptre cylinder (DC) and above in at least 1 eye; where correction of astigmatism is considered clinically necessary
Ophthalmic | Intraocular lens replacement | Intraocular lens (IOL) | Monofocal, astigmatism correcting IOL | Rayner | Rayner RayOne Toric | RAO610T (+11.5SE+1.0D Cyl) | Standalone | DE0505958 | Indicated for patients with astigmatism of 2.5 dioptre cylinder (DC) and above in at least 1 eye; where correction of astigmatism is considered clinically necessary
Ophthalmic | Intraocular lens replacement | Intraocular lens (IOL) | Monofocal, astigmatism correcting IOL | Rayner | Rayner RayOne Toric | RAO610T (+11.5SE+1.5D Cyl) | Standalone | DE0505958 | Indicated for patients with astigmatism of 2.5 dioptre cylinder (DC) and above in at least 1 eye; where correction of astigmatism is considered clinically necessary
Ophthalmic | Intraocular lens replacement | Intraocular lens (IOL) | Monofocal, astigmatism correcting IOL | Rayner | Rayner RayOne Toric | RAO610T (+11.5SE+2.0D Cyl) | Standalone | DE0505958 | Indicated for patients with astigmatism of 2.5 dioptre cylinder (DC) and above in at least 1 eye; where correction of astigmatism is considered clinically necessary
Ophthalmic | Intraocular lens replacement | Intraocular lens (IOL) | Monofocal, astigmatism correcting IOL | Rayner | Rayner RayOne Toric | RAO610T (+11.5SE+2.5D Cyl) | Standalone | DE0505958 | Indicated for patients with astigmatism of 2.5 dioptre cylinder (DC) and above in at least 1 eye; where correction of astigmatism is considered clinically necessary
Ophthalmic | Intraocular lens replacement | Intraocular lens (IOL) | Monofocal, astigmatism correcting IOL | Rayner | Rayner RayOne Toric | RAO610T (+11.5SE+3.0D Cyl) | Standalone | DE0505958 | Indicated for patients with astigmatism of 2.5 dioptre cylinder (DC) and above in at least 1 eye; where correction of astigmatism is considered clinically necessary
Ophthalmic | Intraocular lens replacement | Intraocular lens (IOL) | Monofocal, astigmatism correcting IOL | Rayner | Rayner RayOne Toric | RAO610T (+11.5SE+3.5D Cyl) | Standalone | DE0505958 | Indicated for patients with astigmatism of 2.5 dioptre cylinder (DC) and above in at least 1 eye; where correction of astigmatism is considered clinically necessary
Ophthalmic | Intraocular lens replacement | Intraocular lens (IOL) | Monofocal, astigmatism correcting IOL | Rayner | Rayner RayOne Toric | RAO610T (+11.5SE+4.0D Cyl) | Standalone | DE0505958 | Indicated for patients with astigmatism of 2.5 dioptre cylinder (DC) and above in at least 1 eye; where correction of astigmatism is considered clinically necessary
Ophthalmic | Intraocular lens replacement | Intraocular lens (IOL) | Monofocal, astigmatism correcting IOL | Rayner | Rayner RayOne Toric | RAO610T (+11.5SE+4.5D Cyl) | Standalone | DE0505958 | Indicated for patients with astigmatism of 2.5 dioptre cylinder (DC) and above in at least 1 eye; where correction of astigmatism is considered clinically necessary
Ophthalmic | Intraocular lens replacement | Intraocular lens (IOL) | Monofocal, astigmatism correcting IOL | Rayner | Rayner RayOne Toric | RAO610T (+11.5SE+5.0D Cyl) | Standalone | DE0505958 | Indicated for patients with astigmatism of 2.5 dioptre cylinder (DC) and above in at least 1 eye; where correction of astigmatism is considered clinically necessary
Ophthalmic | Intraocular lens replacement | Intraocular lens (IOL) | Monofocal, astigmatism correcting IOL | Rayner | Rayner RayOne Toric | RAO610T (+11.5SE+5.5D Cyl) | Standalone | DE0505958 | Indicated for patients with astigmatism of 2.5 dioptre cylinder (DC) and above in at least 1 eye; where correction of astigmatism is considered clinically necessary
Ophthalmic | Intraocular lens replacement | Intraocular lens (IOL) | Monofocal, astigmatism correcting IOL | Rayner | Rayner RayOne Toric | RAO610T (+11.5SE+6.0D Cyl) | Standalone | DE0505958 | Indicated for patients with astigmatism of 2.5 dioptre cylinder (DC) and above in at least 1 eye; where correction of astigmatism is considered clinically necessary
Ophthalmic | Intraocular lens replacement | Intraocular lens (IOL) | Monofocal, astigmatism correcting IOL | Rayner | Rayner RayOne Toric | RAO610T (+12.0SE+1.0D Cyl) | Standalone | DE0505958 | Indicated for patients with astigmatism of 2.5 dioptre cylinder (DC) and above in at least 1 eye; where correction of astigmatism is considered clinically necessary
Ophthalmic | Intraocular lens replacement | Intraocular lens (IOL) | Monofocal, astigmatism correcting IOL | Rayner | Rayner RayOne Toric | RAO610T (+12.0SE+1.5D Cyl) | Standalone | DE0505958 | Indicated for patients with astigmatism of 2.5 dioptre cylinder (DC) and above in at least 1 eye; where correction of astigmatism is considered clinically necessary
Ophthalmic | Intraocular lens replacement | Intraocular lens (IOL) | Monofocal, astigmatism correcting IOL | Rayner | Rayner RayOne Toric | RAO610T (+12.0SE+2.0D Cyl) | Standalone | DE0505958 | Indicated for patients with astigmatism of 2.5 dioptre cylinder (DC) and above in at least 1 eye; where correction of astigmatism is considered clinically necessary
Ophthalmic | Intraocular lens replacement | Intraocular lens (IOL) | Monofocal, astigmatism correcting IOL | Rayner | Rayner RayOne Toric | RAO610T (+12.0SE+2.5D Cyl) | Standalone | DE0505958 | Indicated for patients with astigmatism of 2.5 dioptre cylinder (DC) and above in at least 1 eye; where correction of astigmatism is considered clinically necessary
Ophthalmic | Intraocular lens replacement | Intraocular lens (IOL) | Monofocal, astigmatism correcting IOL | Rayner | Rayner RayOne Toric | RAO610T (+12.0SE+3.0D Cyl) | Standalone | DE0505958 | Indicated for patients with astigmatism of 2.5 dioptre cylinder (DC) and above in at least 1 eye; where correction of astigmatism is considered clinically necessary
Ophthalmic | Intraocular lens replacement | Intraocular lens (IOL) | Monofocal, astigmatism correcting IOL | Rayner | Rayner RayOne Toric | RAO610T (+12.0SE+3.5D Cyl) | Standalone | DE0505958 | Indicated for patients with astigmatism of 2.5 dioptre cylinder (DC) and above in at least 1 eye; where correction of astigmatism is considered clinically necessary
Ophthalmic | Intraocular lens replacement | Intraocular lens (IOL) | Monofocal, astigmatism correcting IOL | Rayner | Rayner RayOne Toric | RAO610T (+12.0SE+4.0D Cyl) | Standalone | DE0505958 | Indicated for patients with astigmatism of 2.5 dioptre cylinder (DC) and above in at least 1 eye; where correction of astigmatism is considered clinically necessary
Ophthalmic | Intraocular lens replacement | Intraocular lens (IOL) | Monofocal, astigmatism correcting IOL | Rayner | Rayner RayOne Toric | RAO610T (+12.0SE+4.5D Cyl) | Standalone | DE0505958 | Indicated for patients with astigmatism of 2.5 dioptre cylinder (DC) and above in at least 1 eye; where correction of astigmatism is considered clinically necessary
Ophthalmic | Intraocular lens replacement | Intraocular lens (IOL) | Monofocal, astigmatism correcting IOL | Rayner | Rayner RayOne Toric | RAO610T (+12.0SE+5.0D Cyl) | Standalone | DE0505958 | Indicated for patients with astigmatism of 2.5 dioptre cylinder (DC) and above in at least 1 eye; where correction of astigmatism is considered clinically necessary
Ophthalmic | Intraocular lens replacement | Intraocular lens (IOL) | Monofocal, astigmatism correcting IOL | Rayner | Rayner RayOne Toric | RAO610T (+12.0SE+5.5D Cyl) | Standalone | DE0505958 | Indicated for patients with astigmatism of 2.5 dioptre cylinder (DC) and above in at least 1 eye; where correction of astigmatism is considered clinically necessary
Ophthalmic | Intraocular lens replacement | Intraocular lens (IOL) | Monofocal, astigmatism correcting IOL | Rayner | Rayner RayOne Toric | RAO610T (+12.0SE+6.0D Cyl) | Standalone | DE0505958 | Indicated for patients with astigmatism of 2.5 dioptre cylinder (DC) and above in at least 1 eye; where correction of astigmatism is considered clinically necessary
Ophthalmic | Intraocular lens replacement | Intraocular lens (IOL) | Monofocal, astigmatism correcting IOL | Rayner | Rayner RayOne Toric | RAO610T (+12.5SE+1.0D Cyl) | Standalone | DE0505958 | Indicated for patients with astigmatism of 2.5 dioptre cylinder (DC) and above in at least 1 eye; where correction of astigmatism is considered clinically necessary
Ophthalmic | Intraocular lens replacement | Intraocular lens (IOL) | Monofocal, astigmatism correcting IOL | Rayner | Rayner RayOne Toric | RAO610T (+12.5SE+1.5D Cyl) | Standalone | DE0505958 | Indicated for patients with astigmatism of 2.5 dioptre cylinder (DC) and above in at least 1 eye; where correction of astigmatism is considered clinically necessary
Ophthalmic | Intraocular lens replacement | Intraocular lens (IOL) | Monofocal, astigmatism correcting IOL | Rayner | Rayner RayOne Toric | RAO610T (+12.5SE+2.0D Cyl) | Standalone | DE0505958 | Indicated for patients with astigmatism of 2.5 dioptre cylinder (DC) and above in at least 1 eye; where correction of astigmatism is considered clinically necessary
Ophthalmic | Intraocular lens replacement | Intraocular lens (IOL) | Monofocal, astigmatism correcting IOL | Rayner | Rayner RayOne Toric | RAO610T (+12.5SE+2.5D Cyl) | Standalone | DE0505958 | Indicated for patients with astigmatism of 2.5 dioptre cylinder (DC) and above in at least 1 eye; where correction of astigmatism is considered clinically necessary
Ophthalmic | Intraocular lens replacement | Intraocular lens (IOL) | Monofocal, astigmatism correcting IOL | Rayner | Rayner RayOne Toric | RAO610T (+12.5SE+3.0D Cyl) | Standalone | DE0505958 | Indicated for patients with astigmatism of 2.5 dioptre cylinder (DC) and above in at least 1 eye; where correction of astigmatism is considered clinically necessary
Ophthalmic | Intraocular lens replacement | Intraocular lens (IOL) | Monofocal, astigmatism correcting IOL | Rayner | Rayner RayOne Toric | RAO610T (+12.5SE+3.5D Cyl) | Standalone | DE0505958 | Indicated for patients with astigmatism of 2.5 dioptre cylinder (DC) and above in at least 1 eye; where correction of astigmatism is considered clinically necessary
Ophthalmic | Intraocular lens replacement | Intraocular lens (IOL) | Monofocal, astigmatism correcting IOL | Rayner | Rayner RayOne Toric | RAO610T (+12.5SE+4.0D Cyl) | Standalone | DE0505958 | Indicated for patients with astigmatism of 2.5 dioptre cylinder (DC) and above in at least 1 eye; where correction of astigmatism is considered clinically necessary
Ophthalmic | Intraocular lens replacement | Intraocular lens (IOL) | Monofocal, astigmatism correcting IOL | Rayner | Rayner RayOne Toric | RAO610T (+12.5SE+4.5D Cyl) | Standalone | DE0505958 | Indicated for patients with astigmatism of 2.5 dioptre cylinder (DC) and above in at least 1 eye; where correction of astigmatism is considered clinically necessary
Ophthalmic | Intraocular lens replacement | Intraocular lens (IOL) | Monofocal, astigmatism correcting IOL | Rayner | Rayner RayOne Toric | RAO610T (+12.5SE+5.0D Cyl) | Standalone | DE0505958 | Indicated for patients with astigmatism of 2.5 dioptre cylinder (DC) and above in at least 1 eye; where correction of astigmatism is considered clinically necessary
Ophthalmic | Intraocular lens replacement | Intraocular lens (IOL) | Monofocal, astigmatism correcting IOL | Rayner | Rayner RayOne Toric | RAO610T (+12.5SE+5.5D Cyl) | Standalone | DE0505958 | Indicated for patients with astigmatism of 2.5 dioptre cylinder (DC) and above in at least 1 eye; where correction of astigmatism is considered clinically necessary
Ophthalmic | Intraocular lens replacement | Intraocular lens (IOL) | Monofocal, astigmatism correcting IOL | Rayner | Rayner RayOne Toric | RAO610T (+12.5SE+6.0D Cyl) | Standalone | DE0505958 | Indicated for patients with astigmatism of 2.5 dioptre cylinder (DC) and above in at least 1 eye; where correction of astigmatism is considered clinically necessary
Ophthalmic | Intraocular lens replacement | Intraocular lens (IOL) | Monofocal, astigmatism correcting IOL | Rayner | Rayner RayOne Toric | RAO610T (+13.0SE+1.0D Cyl) | Standalone | DE0505958 | Indicated for patients with astigmatism of 2.5 dioptre cylinder (DC) and above in at least 1 eye; where correction of astigmatism is considered clinically necessary
Ophthalmic | Intraocular lens replacement | Intraocular lens (IOL) | Monofocal, astigmatism correcting IOL | Rayner | Rayner RayOne Toric | RAO610T (+13.0SE+1.5D Cyl) | Standalone | DE0505958 | Indicated for patients with astigmatism of 2.5 dioptre cylinder (DC) and above in at least 1 eye; where correction of astigmatism is considered clinically necessary
Ophthalmic | Intraocular lens replacement | Intraocular lens (IOL) | Monofocal, astigmatism correcting IOL | Rayner | Rayner RayOne Toric | RAO610T (+13.0SE+2.0D Cyl) | Standalone | DE0505958 | Indicated for patients with astigmatism of 2.5 dioptre cylinder (DC) and above in at least 1 eye; where correction of astigmatism is considered clinically necessary
Ophthalmic | Intraocular lens replacement | Intraocular lens (IOL) | Monofocal, astigmatism correcting IOL | Rayner | Rayner RayOne Toric | RAO610T (+13.0SE+2.5D Cyl) | Standalone | DE0505958 | Indicated for patients with astigmatism of 2.5 dioptre cylinder (DC) and above in at least 1 eye; where correction of astigmatism is considered clinically necessary
Ophthalmic | Intraocular lens replacement | Intraocular lens (IOL) | Monofocal, astigmatism correcting IOL | Rayner | Rayner RayOne Toric | RAO610T (+13.0SE+3.0D Cyl) | Standalone | DE0505958 | Indicated for patients with astigmatism of 2.5 dioptre cylinder (DC) and above in at least 1 eye; where correction of astigmatism is considered clinically necessary
Ophthalmic | Intraocular lens replacement | Intraocular lens (IOL) | Monofocal, astigmatism correcting IOL | Rayner | Rayner RayOne Toric | RAO610T (+13.0SE+3.5D Cyl) | Standalone | DE0505958 | Indicated for patients with astigmatism of 2.5 dioptre cylinder (DC) and above in at least 1 eye; where correction of astigmatism is considered clinically necessary
Ophthalmic | Intraocular lens replacement | Intraocular lens (IOL) | Monofocal, astigmatism correcting IOL | Rayner | Rayner RayOne Toric | RAO610T (+13.0SE+4.0D Cyl) | Standalone | DE0505958 | Indicated for patients with astigmatism of 2.5 dioptre cylinder (DC) and above in at least 1 eye; where correction of astigmatism is considered clinically necessary
Ophthalmic | Intraocular lens replacement | Intraocular lens (IOL) | Monofocal, astigmatism correcting IOL | Rayner | Rayner RayOne Toric | RAO610T (+13.0SE+4.5D Cyl) | Standalone | DE0505958 | Indicated for patients with astigmatism of 2.5 dioptre cylinder (DC) and above in at least 1 eye; where correction of astigmatism is considered clinically necessary
Ophthalmic | Intraocular lens replacement | Intraocular lens (IOL) | Monofocal, astigmatism correcting IOL | Rayner | Rayner RayOne Toric | RAO610T (+13.0SE+5.0D Cyl) | Standalone | DE0505958 | Indicated for patients with astigmatism of 2.5 dioptre cylinder (DC) and above in at least 1 eye; where correction of astigmatism is considered clinically necessary
Ophthalmic | Intraocular lens replacement | Intraocular lens (IOL) | Monofocal, astigmatism correcting IOL | Rayner | Rayner RayOne Toric | RAO610T (+13.0SE+5.5D Cyl) | Standalone | DE0505958 | Indicated for patients with astigmatism of 2.5 dioptre cylinder (DC) and above in at least 1 eye; where correction of astigmatism is considered clinically necessary
Ophthalmic | Intraocular lens replacement | Intraocular lens (IOL) | Monofocal, astigmatism correcting IOL | Rayner | Rayner RayOne Toric | RAO610T (+13.0SE+6.0D Cyl) | Standalone | DE0505958 | Indicated for patients with astigmatism of 2.5 dioptre cylinder (DC) and above in at least 1 eye; where correction of astigmatism is considered clinically necessary
Ophthalmic | Intraocular lens replacement | Intraocular lens (IOL) | Monofocal, astigmatism correcting IOL | Rayner | Rayner RayOne Toric | RAO610T (+13.5SE+1.0D Cyl) | Standalone | DE0505958 | Indicated for patients with astigmatism of 2.5 dioptre cylinder (DC) and above in at least 1 eye; where correction of astigmatism is considered clinically necessary
Ophthalmic | Intraocular lens replacement | Intraocular lens (IOL) | Monofocal, astigmatism correcting IOL | Rayner | Rayner RayOne Toric | RAO610T (+13.5SE+1.5D Cyl) | Standalone | DE0505958 | Indicated for patients with astigmatism of 2.5 dioptre cylinder (DC) and above in at least 1 eye; where correction of astigmatism is considered clinically necessary
Ophthalmic | Intraocular lens replacement | Intraocular lens (IOL) | Monofocal, astigmatism correcting IOL | Rayner | Rayner RayOne Toric | RAO610T (+13.5SE+2.0D Cyl) | Standalone | DE0505958 | Indicated for patients with astigmatism of 2.5 dioptre cylinder (DC) and above in at least 1 eye; where correction of astigmatism is considered clinically necessary
Ophthalmic | Intraocular lens replacement | Intraocular lens (IOL) | Monofocal, astigmatism correcting IOL | Rayner | Rayner RayOne Toric | RAO610T (+13.5SE+2.5D Cyl) | Standalone | DE0505958 | Indicated for patients with astigmatism of 2.5 dioptre cylinder (DC) and above in at least 1 eye; where correction of astigmatism is considered clinically necessary
Ophthalmic | Intraocular lens replacement | Intraocular lens (IOL) | Monofocal, astigmatism correcting IOL | Rayner | Rayner RayOne Toric | RAO610T (+13.5SE+3.0D Cyl) | Standalone | DE0505958 | Indicated for patients with astigmatism of 2.5 dioptre cylinder (DC) and above in at least 1 eye; where correction of astigmatism is considered clinically necessary
Ophthalmic | Intraocular lens replacement | Intraocular lens (IOL) | Monofocal, astigmatism correcting IOL | Rayner | Rayner RayOne Toric | RAO610T (+13.5SE+3.5D Cyl) | Standalone | DE0505958 | Indicated for patients with astigmatism of 2.5 dioptre cylinder (DC) and above in at least 1 eye; where correction of astigmatism is considered clinically necessary
Ophthalmic | Intraocular lens replacement | Intraocular lens (IOL) | Monofocal, astigmatism correcting IOL | Rayner | Rayner RayOne Toric | RAO610T (+13.5SE+4.0D Cyl) | Standalone | DE0505958 | Indicated for patients with astigmatism of 2.5 dioptre cylinder (DC) and above in at least 1 eye; where correction of astigmatism is considered clinically necessary
Ophthalmic | Intraocular lens replacement | Intraocular lens (IOL) | Monofocal, astigmatism correcting IOL | Rayner | Rayner RayOne Toric | RAO610T (+13.5SE+4.5D Cyl) | Standalone | DE0505958 | Indicated for patients with astigmatism of 2.5 dioptre cylinder (DC) and above in at least 1 eye; where correction of astigmatism is considered clinically necessary
Ophthalmic | Intraocular lens replacement | Intraocular lens (IOL) | Monofocal, astigmatism correcting IOL | Rayner | Rayner RayOne Toric | RAO610T (+13.5SE+5.0D Cyl) | Standalone | DE0505958 | Indicated for patients with astigmatism of 2.5 dioptre cylinder (DC) and above in at least 1 eye; where correction of astigmatism is considered clinically necessary
Ophthalmic | Intraocular lens replacement | Intraocular lens (IOL) | Monofocal, astigmatism correcting IOL | Rayner | Rayner RayOne Toric | RAO610T (+13.5SE+5.5D Cyl) | Standalone | DE0505958 | Indicated for patients with astigmatism of 2.5 dioptre cylinder (DC) and above in at least 1 eye; where correction of astigmatism is considered clinically necessary
Ophthalmic | Intraocular lens replacement | Intraocular lens (IOL) | Monofocal, astigmatism correcting IOL | Rayner | Rayner RayOne Toric | RAO610T (+13.5SE+6.0D Cyl) | Standalone | DE0505958 | Indicated for patients with astigmatism of 2.5 dioptre cylinder (DC) and above in at least 1 eye; where correction of astigmatism is considered clinically necessary
Ophthalmic | Intraocular lens replacement | Intraocular lens (IOL) | Monofocal, astigmatism correcting IOL | Rayner | Rayner RayOne Toric | RAO610T (+14.0SE+1.0D Cyl) | Standalone | DE0505958 | Indicated for patients with astigmatism of 2.5 dioptre cylinder (DC) and above in at least 1 eye; where correction of astigmatism is considered clinically necessary
Ophthalmic | Intraocular lens replacement | Intraocular lens (IOL) | Monofocal, astigmatism correcting IOL | Rayner | Rayner RayOne Toric | RAO610T (+14.0SE+1.5D Cyl) | Standalone | DE0505958 | Indicated for patients with astigmatism of 2.5 dioptre cylinder (DC) and above in at least 1 eye; where correction of astigmatism is considered clinically necessary
Ophthalmic | Intraocular lens replacement | Intraocular lens (IOL) | Monofocal, astigmatism correcting IOL | Rayner | Rayner RayOne Toric | RAO610T (+14.0SE+2.0D Cyl) | Standalone | DE0505958 | Indicated for patients with astigmatism of 2.5 dioptre cylinder (DC) and above in at least 1 eye; where correction of astigmatism is considered clinically necessary
Ophthalmic | Intraocular lens replacement | Intraocular lens (IOL) | Monofocal, astigmatism correcting IOL | Rayner | Rayner RayOne Toric | RAO610T (+14.0SE+2.5D Cyl) | Standalone | DE0505958 | Indicated for patients with astigmatism of 2.5 dioptre cylinder (DC) and above in at least 1 eye; where correction of astigmatism is considered clinically necessary
Ophthalmic | Intraocular lens replacement | Intraocular lens (IOL) | Monofocal, astigmatism correcting IOL | Rayner | Rayner RayOne Toric | RAO610T (+14.0SE+3.0D Cyl) | Standalone | DE0505958 | Indicated for patients with astigmatism of 2.5 dioptre cylinder (DC) and above in at least 1 eye; where correction of astigmatism is considered clinically necessary
Ophthalmic | Intraocular lens replacement | Intraocular lens (IOL) | Monofocal, astigmatism correcting IOL | Rayner | Rayner RayOne Toric | RAO610T (+14.0SE+3.5D Cyl) | Standalone | DE0505958 | Indicated for patients with astigmatism of 2.5 dioptre cylinder (DC) and above in at least 1 eye; where correction of astigmatism is considered clinically necessary
Ophthalmic | Intraocular lens replacement | Intraocular lens (IOL) | Monofocal, astigmatism correcting IOL | Rayner | Rayner RayOne Toric | RAO610T (+14.0SE+4.0D Cyl) | Standalone | DE0505958 | Indicated for patients with astigmatism of 2.5 dioptre cylinder (DC) and above in at least 1 eye; where correction of astigmatism is considered clinically necessary
Ophthalmic | Intraocular lens replacement | Intraocular lens (IOL) | Monofocal, astigmatism correcting IOL | Rayner | Rayner RayOne Toric | RAO610T (+14.0SE+4.5D Cyl) | Standalone | DE0505958 | Indicated for patients with astigmatism of 2.5 dioptre cylinder (DC) and above in at least 1 eye; where correction of astigmatism is considered clinically necessary
Ophthalmic | Intraocular lens replacement | Intraocular lens (IOL) | Monofocal, astigmatism correcting IOL | Rayner | Rayner RayOne Toric | RAO610T (+14.0SE+5.0D Cyl) | Standalone | DE0505958 | Indicated for patients with astigmatism of 2.5 dioptre cylinder (DC) and above in at least 1 eye; where correction of astigmatism is considered clinically necessary
Ophthalmic | Intraocular lens replacement | Intraocular lens (IOL) | Monofocal, astigmatism correcting IOL | Rayner | Rayner RayOne Toric | RAO610T (+14.0SE+5.5D Cyl) | Standalone | DE0505958 | Indicated for patients with astigmatism of 2.5 dioptre cylinder (DC) and above in at least 1 eye; where correction of astigmatism is considered clinically necessary
Ophthalmic | Intraocular lens replacement | Intraocular lens (IOL) | Monofocal, astigmatism correcting IOL | Rayner | Rayner RayOne Toric | RAO610T (+14.0SE+6.0D Cyl) | Standalone | DE0505958 | Indicated for patients with astigmatism of 2.5 dioptre cylinder (DC) and above in at least 1 eye; where correction of astigmatism is considered clinically necessary
Ophthalmic | Intraocular lens replacement | Intraocular lens (IOL) | Monofocal, astigmatism correcting IOL | Rayner | Rayner RayOne Toric | RAO610T (+14.5SE+1.0D Cyl) | Standalone | DE0505958 | Indicated for patients with astigmatism of 2.5 dioptre cylinder (DC) and above in at least 1 eye; where correction of astigmatism is considered clinically necessary
Ophthalmic | Intraocular lens replacement | Intraocular lens (IOL) | Monofocal, astigmatism correcting IOL | Rayner | Rayner RayOne Toric | RAO610T (+14.5SE+1.5D Cyl) | Standalone | DE0505958 | Indicated for patients with astigmatism of 2.5 dioptre cylinder (DC) and above in at least 1 eye; where correction of astigmatism is considered clinically necessary
Ophthalmic | Intraocular lens replacement | Intraocular lens (IOL) | Monofocal, astigmatism correcting IOL | Rayner | Rayner RayOne Toric | RAO610T (+14.5SE+2.0D Cyl) | Standalone | DE0505958 | Indicated for patients with astigmatism of 2.5 dioptre cylinder (DC) and above in at least 1 eye; where correction of astigmatism is considered clinically necessary
Ophthalmic | Intraocular lens replacement | Intraocular lens (IOL) | Monofocal, astigmatism correcting IOL | Rayner | Rayner RayOne Toric | RAO610T (+14.5SE+2.5D Cyl) | Standalone | DE0505958 | Indicated for patients with astigmatism of 2.5 dioptre cylinder (DC) and above in at least 1 eye; where correction of astigmatism is considered clinically necessary
Ophthalmic | Intraocular lens replacement | Intraocular lens (IOL) | Monofocal, astigmatism correcting IOL | Rayner | Rayner RayOne Toric | RAO610T (+14.5SE+3.0D Cyl) | Standalone | DE0505958 | Indicated for patients with astigmatism of 2.5 dioptre cylinder (DC) and above in at least 1 eye; where correction of astigmatism is considered clinically necessary
Ophthalmic | Intraocular lens replacement | Intraocular lens (IOL) | Monofocal, astigmatism correcting IOL | Rayner | Rayner RayOne Toric | RAO610T (+14.5SE+3.5D Cyl) | Standalone | DE0505958 | Indicated for patients with astigmatism of 2.5 dioptre cylinder (DC) and above in at least 1 eye; where correction of astigmatism is considered clinically necessary
Ophthalmic | Intraocular lens replacement | Intraocular lens (IOL) | Monofocal, astigmatism correcting IOL | Rayner | Rayner RayOne Toric | RAO610T (+14.5SE+4.0D Cyl) | Standalone | DE0505958 | Indicated for patients with astigmatism of 2.5 dioptre cylinder (DC) and above in at least 1 eye; where correction of astigmatism is considered clinically necessary
Ophthalmic | Intraocular lens replacement | Intraocular lens (IOL) | Monofocal, astigmatism correcting IOL | Rayner | Rayner RayOne Toric | RAO610T (+14.5SE+4.5D Cyl) | Standalone | DE0505958 | Indicated for patients with astigmatism of 2.5 dioptre cylinder (DC) and above in at least 1 eye; where correction of astigmatism is considered clinically necessary
Ophthalmic | Intraocular lens replacement | Intraocular lens (IOL) | Monofocal, astigmatism correcting IOL | Rayner | Rayner RayOne Toric | RAO610T (+14.5SE+5.0D Cyl) | Standalone | DE0505958 | Indicated for patients with astigmatism of 2.5 dioptre cylinder (DC) and above in at least 1 eye; where correction of astigmatism is considered clinically necessary
Ophthalmic | Intraocular lens replacement | Intraocular lens (IOL) | Monofocal, astigmatism correcting IOL | Rayner | Rayner RayOne Toric | RAO610T (+14.5SE+5.5D Cyl) | Standalone | DE0505958 | Indicated for patients with astigmatism of 2.5 dioptre cylinder (DC) and above in at least 1 eye; where correction of astigmatism is considered clinically necessary
Ophthalmic | Intraocular lens replacement | Intraocular lens (IOL) | Monofocal, astigmatism correcting IOL | Rayner | Rayner RayOne Toric | RAO610T (+14.5SE+6.0D Cyl) | Standalone | DE0505958 | Indicated for patients with astigmatism of 2.5 dioptre cylinder (DC) and above in at least 1 eye; where correction of astigmatism is considered clinically necessary
Ophthalmic | Intraocular lens replacement | Intraocular lens (IOL) | Monofocal, astigmatism correcting IOL | Rayner | Rayner RayOne Toric | RAO610T (+15.0SE+1.0D Cyl) | Standalone | DE0505958 | Indicated for patients with astigmatism of 2.5 dioptre cylinder (DC) and above in at least 1 eye; where correction of astigmatism is considered clinically necessary
Ophthalmic | Intraocular lens replacement | Intraocular lens (IOL) | Monofocal, astigmatism correcting IOL | Rayner | Rayner RayOne Toric | RAO610T (+15.0SE+1.5D Cyl) | Standalone | DE0505958 | Indicated for patients with astigmatism of 2.5 dioptre cylinder (DC) and above in at least 1 eye; where correction of astigmatism is considered clinically necessary
Ophthalmic | Intraocular lens replacement | Intraocular lens (IOL) | Monofocal, astigmatism correcting IOL | Rayner | Rayner RayOne Toric | RAO610T (+15.0SE+2.0D Cyl) | Standalone | DE0505958 | Indicated for patients with astigmatism of 2.5 dioptre cylinder (DC) and above in at least 1 eye; where correction of astigmatism is considered clinically necessary
Ophthalmic | Intraocular lens replacement | Intraocular lens (IOL) | Monofocal, astigmatism correcting IOL | Rayner | Rayner RayOne Toric | RAO610T (+15.0SE+2.5D Cyl) | Standalone | DE0505958 | Indicated for patients with astigmatism of 2.5 dioptre cylinder (DC) and above in at least 1 eye; where correction of astigmatism is considered clinically necessary
Ophthalmic | Intraocular lens replacement | Intraocular lens (IOL) | Monofocal, astigmatism correcting IOL | Rayner | Rayner RayOne Toric | RAO610T (+15.0SE+3.0D Cyl) | Standalone | DE0505958 | Indicated for patients with astigmatism of 2.5 dioptre cylinder (DC) and above in at least 1 eye; where correction of astigmatism is considered clinically necessary
Ophthalmic | Intraocular lens replacement | Intraocular lens (IOL) | Monofocal, astigmatism correcting IOL | Rayner | Rayner RayOne Toric | RAO610T (+15.0SE+3.5D Cyl) | Standalone | DE0505958 | Indicated for patients with astigmatism of 2.5 dioptre cylinder (DC) and above in at least 1 eye; where correction of astigmatism is considered clinically necessary
Ophthalmic | Intraocular lens replacement | Intraocular lens (IOL) | Monofocal, astigmatism correcting IOL | Rayner | Rayner RayOne Toric | RAO610T (+15.0SE+4.0D Cyl) | Standalone | DE0505958 | Indicated for patients with astigmatism of 2.5 dioptre cylinder (DC) and above in at least 1 eye; where correction of astigmatism is considered clinically necessary
Ophthalmic | Intraocular lens replacement | Intraocular lens (IOL) | Monofocal, astigmatism correcting IOL | Rayner | Rayner RayOne Toric | RAO610T (+15.0SE+4.5D Cyl) | Standalone | DE0505958 | Indicated for patients with astigmatism of 2.5 dioptre cylinder (DC) and above in at least 1 eye; where correction of astigmatism is considered clinically necessary
Ophthalmic | Intraocular lens replacement | Intraocular lens (IOL) | Monofocal, astigmatism correcting IOL | Rayner | Rayner RayOne Toric | RAO610T (+15.0SE+5.0D Cyl) | Standalone | DE0505958 | Indicated for patients with astigmatism of 2.5 dioptre cylinder (DC) and above in at least 1 eye; where correction of astigmatism is considered clinically necessary
Ophthalmic | Intraocular lens replacement | Intraocular lens (IOL) | Monofocal, astigmatism correcting IOL | Rayner | Rayner RayOne Toric | RAO610T (+15.0SE+5.5D Cyl) | Standalone | DE0505958 | Indicated for patients with astigmatism of 2.5 dioptre cylinder (DC) and above in at least 1 eye; where correction of astigmatism is considered clinically necessary
Ophthalmic | Intraocular lens replacement | Intraocular lens (IOL) | Monofocal, astigmatism correcting IOL | Rayner | Rayner RayOne Toric | RAO610T (+15.0SE+6.0D Cyl) | Standalone | DE0505958 | Indicated for patients with astigmatism of 2.5 dioptre cylinder (DC) and above in at least 1 eye; where correction of astigmatism is considered clinically necessary
Ophthalmic | Intraocular lens replacement | Intraocular lens (IOL) | Monofocal, astigmatism correcting IOL | Rayner | Rayner RayOne Toric | RAO610T (+15.5SE+1.0D Cyl) | Standalone | DE0505958 | Indicated for patients with astigmatism of 2.5 dioptre cylinder (DC) and above in at least 1 eye; where correction of astigmatism is considered clinically necessary
Ophthalmic | Intraocular lens replacement | Intraocular lens (IOL) | Monofocal, astigmatism correcting IOL | Rayner | Rayner RayOne Toric | RAO610T (+15.5SE+1.5D Cyl) | Standalone | DE0505958 | Indicated for patients with astigmatism of 2.5 dioptre cylinder (DC) and above in at least 1 eye; where correction of astigmatism is considered clinically necessary
Ophthalmic | Intraocular lens replacement | Intraocular lens (IOL) | Monofocal, astigmatism correcting IOL | Rayner | Rayner RayOne Toric | RAO610T (+15.5SE+2.0D Cyl) | Standalone | DE0505958 | Indicated for patients with astigmatism of 2.5 dioptre cylinder (DC) and above in at least 1 eye; where correction of astigmatism is considered clinically necessary
Ophthalmic | Intraocular lens replacement | Intraocular lens (IOL) | Monofocal, astigmatism correcting IOL | Rayner | Rayner RayOne Toric | RAO610T (+15.5SE+2.5D Cyl) | Standalone | DE0505958 | Indicated for patients with astigmatism of 2.5 dioptre cylinder (DC) and above in at least 1 eye; where correction of astigmatism is considered clinically necessary
Ophthalmic | Intraocular lens replacement | Intraocular lens (IOL) | Monofocal, astigmatism correcting IOL | Rayner | Rayner RayOne Toric | RAO610T (+15.5SE+3.0D Cyl) | Standalone | DE0505958 | Indicated for patients with astigmatism of 2.5 dioptre cylinder (DC) and above in at least 1 eye; where correction of astigmatism is considered clinically necessary
Ophthalmic | Intraocular lens replacement | Intraocular lens (IOL) | Monofocal, astigmatism correcting IOL | Rayner | Rayner RayOne Toric | RAO610T (+15.5SE+3.5D Cyl) | Standalone | DE0505958 | Indicated for patients with astigmatism of 2.5 dioptre cylinder (DC) and above in at least 1 eye; where correction of astigmatism is considered clinically necessary
Ophthalmic | Intraocular lens replacement | Intraocular lens (IOL) | Monofocal, astigmatism correcting IOL | Rayner | Rayner RayOne Toric | RAO610T (+15.5SE+4.0D Cyl) | Standalone | DE0505958 | Indicated for patients with astigmatism of 2.5 dioptre cylinder (DC) and above in at least 1 eye; where correction of astigmatism is considered clinically necessary
Ophthalmic | Intraocular lens replacement | Intraocular lens (IOL) | Monofocal, astigmatism correcting IOL | Rayner | Rayner RayOne Toric | RAO610T (+15.5SE+4.5D Cyl) | Standalone | DE0505958 | Indicated for patients with astigmatism of 2.5 dioptre cylinder (DC) and above in at least 1 eye; where correction of astigmatism is considered clinically necessary
Ophthalmic | Intraocular lens replacement | Intraocular lens (IOL) | Monofocal, astigmatism correcting IOL | Rayner | Rayner RayOne Toric | RAO610T (+15.5SE+5.0D Cyl) | Standalone | DE0505958 | Indicated for patients with astigmatism of 2.5 dioptre cylinder (DC) and above in at least 1 eye; where correction of astigmatism is considered clinically necessary
Ophthalmic | Intraocular lens replacement | Intraocular lens (IOL) | Monofocal, astigmatism correcting IOL | Rayner | Rayner RayOne Toric | RAO610T (+15.5SE+5.5D Cyl) | Standalone | DE0505958 | Indicated for patients with astigmatism of 2.5 dioptre cylinder (DC) and above in at least 1 eye; where correction of astigmatism is considered clinically necessary
Ophthalmic | Intraocular lens replacement | Intraocular lens (IOL) | Monofocal, astigmatism correcting IOL | Rayner | Rayner RayOne Toric | RAO610T (+15.5SE+6.0D Cyl) | Standalone | DE0505958 | Indicated for patients with astigmatism of 2.5 dioptre cylinder (DC) and above in at least 1 eye; where correction of astigmatism is considered clinically necessary
Ophthalmic | Intraocular lens replacement | Intraocular lens (IOL) | Monofocal, astigmatism correcting IOL | Rayner | Rayner RayOne Toric | RAO610T (+16.0SE+1.0D Cyl) | Standalone | DE0505958 | Indicated for patients with astigmatism of 2.5 dioptre cylinder (DC) and above in at least 1 eye; where correction of astigmatism is considered clinically necessary
Ophthalmic | Intraocular lens replacement | Intraocular lens (IOL) | Monofocal, astigmatism correcting IOL | Rayner | Rayner RayOne Toric | RAO610T (+16.0SE+1.5D Cyl) | Standalone | DE0505958 | Indicated for patients with astigmatism of 2.5 dioptre cylinder (DC) and above in at least 1 eye; where correction of astigmatism is considered clinically necessary
Ophthalmic | Intraocular lens replacement | Intraocular lens (IOL) | Monofocal, astigmatism correcting IOL | Rayner | Rayner RayOne Toric | RAO610T (+16.0SE+2.0D Cyl) | Standalone | DE0505958 | Indicated for patients with astigmatism of 2.5 dioptre cylinder (DC) and above in at least 1 eye; where correction of astigmatism is considered clinically necessary
Ophthalmic | Intraocular lens replacement | Intraocular lens (IOL) | Monofocal, astigmatism correcting IOL | Rayner | Rayner RayOne Toric | RAO610T (+16.0SE+2.5D Cyl) | Standalone | DE0505958 | Indicated for patients with astigmatism of 2.5 dioptre cylinder (DC) and above in at least 1 eye; where correction of astigmatism is considered clinically necessary
Ophthalmic | Intraocular lens replacement | Intraocular lens (IOL) | Monofocal, astigmatism correcting IOL | Rayner | Rayner RayOne Toric | RAO610T (+16.0SE+3.0D Cyl) | Standalone | DE0505958 | Indicated for patients with astigmatism of 2.5 dioptre cylinder (DC) and above in at least 1 eye; where correction of astigmatism is considered clinically necessary
Ophthalmic | Intraocular lens replacement | Intraocular lens (IOL) | Monofocal, astigmatism correcting IOL | Rayner | Rayner RayOne Toric | RAO610T (+16.0SE+3.5D Cyl) | Standalone | DE0505958 | Indicated for patients with astigmatism of 2.5 dioptre cylinder (DC) and above in at least 1 eye; where correction of astigmatism is considered clinically necessary
Ophthalmic | Intraocular lens replacement | Intraocular lens (IOL) | Monofocal, astigmatism correcting IOL | Rayner | Rayner RayOne Toric | RAO610T (+16.0SE+4.0D Cyl) | Standalone | DE0505958 | Indicated for patients with astigmatism of 2.5 dioptre cylinder (DC) and above in at least 1 eye; where correction of astigmatism is considered clinically necessary
Ophthalmic | Intraocular lens replacement | Intraocular lens (IOL) | Monofocal, astigmatism correcting IOL | Rayner | Rayner RayOne Toric | RAO610T (+16.0SE+4.5D Cyl) | Standalone | DE0505958 | Indicated for patients with astigmatism of 2.5 dioptre cylinder (DC) and above in at least 1 eye; where correction of astigmatism is considered clinically necessary
Ophthalmic | Intraocular lens replacement | Intraocular lens (IOL) | Monofocal, astigmatism correcting IOL | Rayner | Rayner RayOne Toric | RAO610T (+16.0SE+5.0D Cyl) | Standalone | DE0505958 | Indicated for patients with astigmatism of 2.5 dioptre cylinder (DC) and above in at least 1 eye; where correction of astigmatism is considered clinically necessary
Ophthalmic | Intraocular lens replacement | Intraocular lens (IOL) | Monofocal, astigmatism correcting IOL | Rayner | Rayner RayOne Toric | RAO610T (+16.0SE+5.5D Cyl) | Standalone | DE0505958 | Indicated for patients with astigmatism of 2.5 dioptre cylinder (DC) and above in at least 1 eye; where correction of astigmatism is considered clinically necessary
Ophthalmic | Intraocular lens replacement | Intraocular lens (IOL) | Monofocal, astigmatism correcting IOL | Rayner | Rayner RayOne Toric | RAO610T (+16.0SE+6.0D Cyl) | Standalone | DE0505958 | Indicated for patients with astigmatism of 2.5 dioptre cylinder (DC) and above in at least 1 eye; where correction of astigmatism is considered clinically necessary
Ophthalmic | Intraocular lens replacement | Intraocular lens (IOL) | Monofocal, astigmatism correcting IOL | Rayner | Rayner RayOne Toric | RAO610T (+16.5SE+1.0D Cyl) | Standalone | DE0505958 | Indicated for patients with astigmatism of 2.5 dioptre cylinder (DC) and above in at least 1 eye; where correction of astigmatism is considered clinically necessary
Ophthalmic | Intraocular lens replacement | Intraocular lens (IOL) | Monofocal, astigmatism correcting IOL | Rayner | Rayner RayOne Toric | RAO610T (+16.5SE+1.5D Cyl) | Standalone | DE0505958 | Indicated for patients with astigmatism of 2.5 dioptre cylinder (DC) and above in at least 1 eye; where correction of astigmatism is considered clinically necessary
Ophthalmic | Intraocular lens replacement | Intraocular lens (IOL) | Monofocal, astigmatism correcting IOL | Rayner | Rayner RayOne Toric | RAO610T (+16.5SE+2.0D Cyl) | Standalone | DE0505958 | Indicated for patients with astigmatism of 2.5 dioptre cylinder (DC) and above in at least 1 eye; where correction of astigmatism is considered clinically necessary
Ophthalmic | Intraocular lens replacement | Intraocular lens (IOL) | Monofocal, astigmatism correcting IOL | Rayner | Rayner RayOne Toric | RAO610T (+16.5SE+2.5D Cyl) | Standalone | DE0505958 | Indicated for patients with astigmatism of 2.5 dioptre cylinder (DC) and above in at least 1 eye; where correction of astigmatism is considered clinically necessary
Ophthalmic | Intraocular lens replacement | Intraocular lens (IOL) | Monofocal, astigmatism correcting IOL | Rayner | Rayner RayOne Toric | RAO610T (+16.5SE+3.0D Cyl) | Standalone | DE0505958 | Indicated for patients with astigmatism of 2.5 dioptre cylinder (DC) and above in at least 1 eye; where correction of astigmatism is considered clinically necessary
Ophthalmic | Intraocular lens replacement | Intraocular lens (IOL) | Monofocal, astigmatism correcting IOL | Rayner | Rayner RayOne Toric | RAO610T (+16.5SE+3.5D Cyl) | Standalone | DE0505958 | Indicated for patients with astigmatism of 2.5 dioptre cylinder (DC) and above in at least 1 eye; where correction of astigmatism is considered clinically necessary
Ophthalmic | Intraocular lens replacement | Intraocular lens (IOL) | Monofocal, astigmatism correcting IOL | Rayner | Rayner RayOne Toric | RAO610T (+16.5SE+4.0D Cyl) | Standalone | DE0505958 | Indicated for patients with astigmatism of 2.5 dioptre cylinder (DC) and above in at least 1 eye; where correction of astigmatism is considered clinically necessary
Ophthalmic | Intraocular lens replacement | Intraocular lens (IOL) | Monofocal, astigmatism correcting IOL | Rayner | Rayner RayOne Toric | RAO610T (+16.5SE+4.5D Cyl) | Standalone | DE0505958 | Indicated for patients with astigmatism of 2.5 dioptre cylinder (DC) and above in at least 1 eye; where correction of astigmatism is considered clinically necessary
Ophthalmic | Intraocular lens replacement | Intraocular lens (IOL) | Monofocal, astigmatism correcting IOL | Rayner | Rayner RayOne Toric | RAO610T (+16.5SE+5.0D Cyl) | Standalone | DE0505958 | Indicated for patients with astigmatism of 2.5 dioptre cylinder (DC) and above in at least 1 eye; where correction of astigmatism is considered clinically necessary
Ophthalmic | Intraocular lens replacement | Intraocular lens (IOL) | Monofocal, astigmatism correcting IOL | Rayner | Rayner RayOne Toric | RAO610T (+16.5SE+5.5D Cyl) | Standalone | DE0505958 | Indicated for patients with astigmatism of 2.5 dioptre cylinder (DC) and above in at least 1 eye; where correction of astigmatism is considered clinically necessary
Ophthalmic | Intraocular lens replacement | Intraocular lens (IOL) | Monofocal, astigmatism correcting IOL | Rayner | Rayner RayOne Toric | RAO610T (+16.5SE+6.0D Cyl) | Standalone | DE0505958 | Indicated for patients with astigmatism of 2.5 dioptre cylinder (DC) and above in at least 1 eye; where correction of astigmatism is considered clinically necessary
Ophthalmic | Intraocular lens replacement | Intraocular lens (IOL) | Monofocal, astigmatism correcting IOL | Rayner | Rayner RayOne Toric | RAO610T (+17.0SE+1.0D Cyl) | Standalone | DE0505958 | Indicated for patients with astigmatism of 2.5 dioptre cylinder (DC) and above in at least 1 eye; where correction of astigmatism is considered clinically necessary
Ophthalmic | Intraocular lens replacement | Intraocular lens (IOL) | Monofocal, astigmatism correcting IOL | Rayner | Rayner RayOne Toric | RAO610T (+17.0SE+1.5D Cyl) | Standalone | DE0505958 | Indicated for patients with astigmatism of 2.5 dioptre cylinder (DC) and above in at least 1 eye; where correction of astigmatism is considered clinically necessary
Ophthalmic | Intraocular lens replacement | Intraocular lens (IOL) | Monofocal, astigmatism correcting IOL | Rayner | Rayner RayOne Toric | RAO610T (+17.0SE+2.0D Cyl) | Standalone | DE0505958 | Indicated for patients with astigmatism of 2.5 dioptre cylinder (DC) and above in at least 1 eye; where correction of astigmatism is considered clinically necessary
Ophthalmic | Intraocular lens replacement | Intraocular lens (IOL) | Monofocal, astigmatism correcting IOL | Rayner | Rayner RayOne Toric | RAO610T (+17.0SE+2.5D Cyl) | Standalone | DE0505958 | Indicated for patients with astigmatism of 2.5 dioptre cylinder (DC) and above in at least 1 eye; where correction of astigmatism is considered clinically necessary
Ophthalmic | Intraocular lens replacement | Intraocular lens (IOL) | Monofocal, astigmatism correcting IOL | Rayner | Rayner RayOne Toric | RAO610T (+17.0SE+3.0D Cyl) | Standalone | DE0505958 | Indicated for patients with astigmatism of 2.5 dioptre cylinder (DC) and above in at least 1 eye; where correction of astigmatism is considered clinically necessary
Ophthalmic | Intraocular lens replacement | Intraocular lens (IOL) | Monofocal, astigmatism correcting IOL | Rayner | Rayner RayOne Toric | RAO610T (+17.0SE+3.5D Cyl) | Standalone | DE0505958 | Indicated for patients with astigmatism of 2.5 dioptre cylinder (DC) and above in at least 1 eye; where correction of astigmatism is considered clinically necessary
Ophthalmic | Intraocular lens replacement | Intraocular lens (IOL) | Monofocal, astigmatism correcting IOL | Rayner | Rayner RayOne Toric | RAO610T (+17.0SE+4.0D Cyl) | Standalone | DE0505958 | Indicated for patients with astigmatism of 2.5 dioptre cylinder (DC) and above in at least 1 eye; where correction of astigmatism is considered clinically necessary
Ophthalmic | Intraocular lens replacement | Intraocular lens (IOL) | Monofocal, astigmatism correcting IOL | Rayner | Rayner RayOne Toric | RAO610T (+17.0SE+4.5D Cyl) | Standalone | DE0505958 | Indicated for patients with astigmatism of 2.5 dioptre cylinder (DC) and above in at least 1 eye; where correction of astigmatism is considered clinically necessary
Ophthalmic | Intraocular lens replacement | Intraocular lens (IOL) | Monofocal, astigmatism correcting IOL | Rayner | Rayner RayOne Toric | RAO610T (+17.0SE+5.0D Cyl) | Standalone | DE0505958 | Indicated for patients with astigmatism of 2.5 dioptre cylinder (DC) and above in at least 1 eye; where correction of astigmatism is considered clinically necessary
Ophthalmic | Intraocular lens replacement | Intraocular lens (IOL) | Monofocal, astigmatism correcting IOL | Rayner | Rayner RayOne Toric | RAO610T (+17.0SE+5.5D Cyl) | Standalone | DE0505958 | Indicated for patients with astigmatism of 2.5 dioptre cylinder (DC) and above in at least 1 eye; where correction of astigmatism is considered clinically necessary
Ophthalmic | Intraocular lens replacement | Intraocular lens (IOL) | Monofocal, astigmatism correcting IOL | Rayner | Rayner RayOne Toric | RAO610T (+17.0SE+6.0D Cyl) | Standalone | DE0505958 | Indicated for patients with astigmatism of 2.5 dioptre cylinder (DC) and above in at least 1 eye; where correction of astigmatism is considered clinically necessary
Ophthalmic | Intraocular lens replacement | Intraocular lens (IOL) | Monofocal, astigmatism correcting IOL | Rayner | Rayner RayOne Toric | RAO610T (+17.5SE+1.0D Cyl) | Standalone | DE0505958 | Indicated for patients with astigmatism of 2.5 dioptre cylinder (DC) and above in at least 1 eye; where correction of astigmatism is considered clinically necessary
Ophthalmic | Intraocular lens replacement | Intraocular lens (IOL) | Monofocal, astigmatism correcting IOL | Rayner | Rayner RayOne Toric | RAO610T (+17.5SE+1.5D Cyl) | Standalone | DE0505958 | Indicated for patients with astigmatism of 2.5 dioptre cylinder (DC) and above in at least 1 eye; where correction of astigmatism is considered clinically necessary
Ophthalmic | Intraocular lens replacement | Intraocular lens (IOL) | Monofocal, astigmatism correcting IOL | Rayner | Rayner RayOne Toric | RAO610T (+17.5SE+2.0D Cyl) | Standalone | DE0505958 | Indicated for patients with astigmatism of 2.5 dioptre cylinder (DC) and above in at least 1 eye; where correction of astigmatism is considered clinically necessary
Ophthalmic | Intraocular lens replacement | Intraocular lens (IOL) | Monofocal, astigmatism correcting IOL | Rayner | Rayner RayOne Toric | RAO610T (+17.5SE+2.5D Cyl) | Standalone | DE0505958 | Indicated for patients with astigmatism of 2.5 dioptre cylinder (DC) and above in at least 1 eye; where correction of astigmatism is considered clinically necessary
Ophthalmic | Intraocular lens replacement | Intraocular lens (IOL) | Monofocal, astigmatism correcting IOL | Rayner | Rayner RayOne Toric | RAO610T (+17.5SE+3.0D Cyl) | Standalone | DE0505958 | Indicated for patients with astigmatism of 2.5 dioptre cylinder (DC) and above in at least 1 eye; where correction of astigmatism is considered clinically necessary
Ophthalmic | Intraocular lens replacement | Intraocular lens (IOL) | Monofocal, astigmatism correcting IOL | Rayner | Rayner RayOne Toric | RAO610T (+17.5SE+3.5D Cyl) | Standalone | DE0505958 | Indicated for patients with astigmatism of 2.5 dioptre cylinder (DC) and above in at least 1 eye; where correction of astigmatism is considered clinically necessary
Ophthalmic | Intraocular lens replacement | Intraocular lens (IOL) | Monofocal, astigmatism correcting IOL | Rayner | Rayner RayOne Toric | RAO610T (+17.5SE+4.0D Cyl) | Standalone | DE0505958 | Indicated for patients with astigmatism of 2.5 dioptre cylinder (DC) and above in at least 1 eye; where correction of astigmatism is considered clinically necessary
Ophthalmic | Intraocular lens replacement | Intraocular lens (IOL) | Monofocal, astigmatism correcting IOL | Rayner | Rayner RayOne Toric | RAO610T (+17.5SE+4.5D Cyl) | Standalone | DE0505958 | Indicated for patients with astigmatism of 2.5 dioptre cylinder (DC) and above in at least 1 eye; where correction of astigmatism is considered clinically necessary
Ophthalmic | Intraocular lens replacement | Intraocular lens (IOL) | Monofocal, astigmatism correcting IOL | Rayner | Rayner RayOne Toric | RAO610T (+17.5SE+5.0D Cyl) | Standalone | DE0505958 | Indicated for patients with astigmatism of 2.5 dioptre cylinder (DC) and above in at least 1 eye; where correction of astigmatism is considered clinically necessary
Ophthalmic | Intraocular lens replacement | Intraocular lens (IOL) | Monofocal, astigmatism correcting IOL | Rayner | Rayner RayOne Toric | RAO610T (+17.5SE+5.5D Cyl) | Standalone | DE0505958 | Indicated for patients with astigmatism of 2.5 dioptre cylinder (DC) and above in at least 1 eye; where correction of astigmatism is considered clinically necessary
Ophthalmic | Intraocular lens replacement | Intraocular lens (IOL) | Monofocal, astigmatism correcting IOL | Rayner | Rayner RayOne Toric | RAO610T (+17.5SE+6.0D Cyl) | Standalone | DE0505958 | Indicated for patients with astigmatism of 2.5 dioptre cylinder (DC) and above in at least 1 eye; where correction of astigmatism is considered clinically necessary
Ophthalmic | Intraocular lens replacement | Intraocular lens (IOL) | Monofocal, astigmatism correcting IOL | Rayner | Rayner RayOne Toric | RAO610T (+18.0SE+1.0D Cyl) | Standalone | DE0505958 | Indicated for patients with astigmatism of 2.5 dioptre cylinder (DC) and above in at least 1 eye; where correction of astigmatism is considered clinically necessary
Ophthalmic | Intraocular lens replacement | Intraocular lens (IOL) | Monofocal, astigmatism correcting IOL | Rayner | Rayner RayOne Toric | RAO610T (+18.0SE+1.5D Cyl) | Standalone | DE0505958 | Indicated for patients with astigmatism of 2.5 dioptre cylinder (DC) and above in at least 1 eye; where correction of astigmatism is considered clinically necessary
Ophthalmic | Intraocular lens replacement | Intraocular lens (IOL) | Monofocal, astigmatism correcting IOL | Rayner | Rayner RayOne Toric | RAO610T (+18.0SE+2.0D Cyl) | Standalone | DE0505958 | Indicated for patients with astigmatism of 2.5 dioptre cylinder (DC) and above in at least 1 eye; where correction of astigmatism is considered clinically necessary
Ophthalmic | Intraocular lens replacement | Intraocular lens (IOL) | Monofocal, astigmatism correcting IOL | Rayner | Rayner RayOne Toric | RAO610T (+18.0SE+2.5D Cyl) | Standalone | DE0505958 | Indicated for patients with astigmatism of 2.5 dioptre cylinder (DC) and above in at least 1 eye; where correction of astigmatism is considered clinically necessary
Ophthalmic | Intraocular lens replacement | Intraocular lens (IOL) | Monofocal, astigmatism correcting IOL | Rayner | Rayner RayOne Toric | RAO610T (+18.0SE+3.0D Cyl) | Standalone | DE0505958 | Indicated for patients with astigmatism of 2.5 dioptre cylinder (DC) and above in at least 1 eye; where correction of astigmatism is considered clinically necessary
Ophthalmic | Intraocular lens replacement | Intraocular lens (IOL) | Monofocal, astigmatism correcting IOL | Rayner | Rayner RayOne Toric | RAO610T (+18.0SE+3.5D Cyl) | Standalone | DE0505958 | Indicated for patients with astigmatism of 2.5 dioptre cylinder (DC) and above in at least 1 eye; where correction of astigmatism is considered clinically necessary
Ophthalmic | Intraocular lens replacement | Intraocular lens (IOL) | Monofocal, astigmatism correcting IOL | Rayner | Rayner RayOne Toric | RAO610T (+18.0SE+4.0D Cyl) | Standalone | DE0505958 | Indicated for patients with astigmatism of 2.5 dioptre cylinder (DC) and above in at least 1 eye; where correction of astigmatism is considered clinically necessary
Ophthalmic | Intraocular lens replacement | Intraocular lens (IOL) | Monofocal, astigmatism correcting IOL | Rayner | Rayner RayOne Toric | RAO610T (+18.0SE+4.5D Cyl) | Standalone | DE0505958 | Indicated for patients with astigmatism of 2.5 dioptre cylinder (DC) and above in at least 1 eye; where correction of astigmatism is considered clinically necessary
Ophthalmic | Intraocular lens replacement | Intraocular lens (IOL) | Monofocal, astigmatism correcting IOL | Rayner | Rayner RayOne Toric | RAO610T (+18.0SE+5.0D Cyl) | Standalone | DE0505958 | Indicated for patients with astigmatism of 2.5 dioptre cylinder (DC) and above in at least 1 eye; where correction of astigmatism is considered clinically necessary
Ophthalmic | Intraocular lens replacement | Intraocular lens (IOL) | Monofocal, astigmatism correcting IOL | Rayner | Rayner RayOne Toric | RAO610T (+18.0SE+5.5D Cyl) | Standalone | DE0505958 | Indicated for patients with astigmatism of 2.5 dioptre cylinder (DC) and above in at least 1 eye; where correction of astigmatism is considered clinically necessary
Ophthalmic | Intraocular lens replacement | Intraocular lens (IOL) | Monofocal, astigmatism correcting IOL | Rayner | Rayner RayOne Toric | RAO610T (+18.0SE+6.0D Cyl) | Standalone | DE0505958 | Indicated for patients with astigmatism of 2.5 dioptre cylinder (DC) and above in at least 1 eye; where correction of astigmatism is considered clinically necessary
Ophthalmic | Intraocular lens replacement | Intraocular lens (IOL) | Monofocal, astigmatism correcting IOL | Rayner | Rayner RayOne Toric | RAO610T (+18.5SE+1.0D Cyl) | Standalone | DE0505958 | Indicated for patients with astigmatism of 2.5 dioptre cylinder (DC) and above in at least 1 eye; where correction of astigmatism is considered clinically necessary
Ophthalmic | Intraocular lens replacement | Intraocular lens (IOL) | Monofocal, astigmatism correcting IOL | Rayner | Rayner RayOne Toric | RAO610T (+18.5SE+1.5D Cyl) | Standalone | DE0505958 | Indicated for patients with astigmatism of 2.5 dioptre cylinder (DC) and above in at least 1 eye; where correction of astigmatism is considered clinically necessary
Ophthalmic | Intraocular lens replacement | Intraocular lens (IOL) | Monofocal, astigmatism correcting IOL | Rayner | Rayner RayOne Toric | RAO610T (+18.5SE+2.0D Cyl) | Standalone | DE0505958 | Indicated for patients with astigmatism of 2.5 dioptre cylinder (DC) and above in at least 1 eye; where correction of astigmatism is considered clinically necessary
Ophthalmic | Intraocular lens replacement | Intraocular lens (IOL) | Monofocal, astigmatism correcting IOL | Rayner | Rayner RayOne Toric | RAO610T (+18.5SE+2.5D Cyl) | Standalone | DE0505958 | Indicated for patients with astigmatism of 2.5 dioptre cylinder (DC) and above in at least 1 eye; where correction of astigmatism is considered clinically necessary
Ophthalmic | Intraocular lens replacement | Intraocular lens (IOL) | Monofocal, astigmatism correcting IOL | Rayner | Rayner RayOne Toric | RAO610T (+18.5SE+3.0D Cyl) | Standalone | DE0505958 | Indicated for patients with astigmatism of 2.5 dioptre cylinder (DC) and above in at least 1 eye; where correction of astigmatism is considered clinically necessary
Ophthalmic | Intraocular lens replacement | Intraocular lens (IOL) | Monofocal, astigmatism correcting IOL | Rayner | Rayner RayOne Toric | RAO610T (+18.5SE+3.5D Cyl) | Standalone | DE0505958 | Indicated for patients with astigmatism of 2.5 dioptre cylinder (DC) and above in at least 1 eye; where correction of astigmatism is considered clinically necessary
Ophthalmic | Intraocular lens replacement | Intraocular lens (IOL) | Monofocal, astigmatism correcting IOL | Rayner | Rayner RayOne Toric | RAO610T (+18.5SE+4.0D Cyl) | Standalone | DE0505958 | Indicated for patients with astigmatism of 2.5 dioptre cylinder (DC) and above in at least 1 eye; where correction of astigmatism is considered clinically necessary
Ophthalmic | Intraocular lens replacement | Intraocular lens (IOL) | Monofocal, astigmatism correcting IOL | Rayner | Rayner RayOne Toric | RAO610T (+18.5SE+4.5D Cyl) | Standalone | DE0505958 | Indicated for patients with astigmatism of 2.5 dioptre cylinder (DC) and above in at least 1 eye; where correction of astigmatism is considered clinically necessary
Ophthalmic | Intraocular lens replacement | Intraocular lens (IOL) | Monofocal, astigmatism correcting IOL | Rayner | Rayner RayOne Toric | RAO610T (+18.5SE+5.0D Cyl) | Standalone | DE0505958 | Indicated for patients with astigmatism of 2.5 dioptre cylinder (DC) and above in at least 1 eye; where correction of astigmatism is considered clinically necessary
Ophthalmic | Intraocular lens replacement | Intraocular lens (IOL) | Monofocal, astigmatism correcting IOL | Rayner | Rayner RayOne Toric | RAO610T (+18.5SE+5.5D Cyl) | Standalone | DE0505958 | Indicated for patients with astigmatism of 2.5 dioptre cylinder (DC) and above in at least 1 eye; where correction of astigmatism is considered clinically necessary
Ophthalmic | Intraocular lens replacement | Intraocular lens (IOL) | Monofocal, astigmatism correcting IOL | Rayner | Rayner RayOne Toric | RAO610T (+18.5SE+6.0D Cyl) | Standalone | DE0505958 | Indicated for patients with astigmatism of 2.5 dioptre cylinder (DC) and above in at least 1 eye; where correction of astigmatism is considered clinically necessary
Ophthalmic | Intraocular lens replacement | Intraocular lens (IOL) | Monofocal, astigmatism correcting IOL | Rayner | Rayner RayOne Toric | RAO610T (+19.0SE+1.0D Cyl) | Standalone | DE0505958 | Indicated for patients with astigmatism of 2.5 dioptre cylinder (DC) and above in at least 1 eye; where correction of astigmatism is considered clinically necessary
Ophthalmic | Intraocular lens replacement | Intraocular lens (IOL) | Monofocal, astigmatism correcting IOL | Rayner | Rayner RayOne Toric | RAO610T (+19.0SE+1.5D Cyl) | Standalone | DE0505958 | Indicated for patients with astigmatism of 2.5 dioptre cylinder (DC) and above in at least 1 eye; where correction of astigmatism is considered clinically necessary
Ophthalmic | Intraocular lens replacement | Intraocular lens (IOL) | Monofocal, astigmatism correcting IOL | Rayner | Rayner RayOne Toric | RAO610T (+19.0SE+2.0D Cyl) | Standalone | DE0505958 | Indicated for patients with astigmatism of 2.5 dioptre cylinder (DC) and above in at least 1 eye; where correction of astigmatism is considered clinically necessary
Ophthalmic | Intraocular lens replacement | Intraocular lens (IOL) | Monofocal, astigmatism correcting IOL | Rayner | Rayner RayOne Toric | RAO610T (+19.0SE+2.5D Cyl) | Standalone | DE0505958 | Indicated for patients with astigmatism of 2.5 dioptre cylinder (DC) and above in at least 1 eye; where correction of astigmatism is considered clinically necessary
Ophthalmic | Intraocular lens replacement | Intraocular lens (IOL) | Monofocal, astigmatism correcting IOL | Rayner | Rayner RayOne Toric | RAO610T (+19.0SE+3.0D Cyl) | Standalone | DE0505958 | Indicated for patients with astigmatism of 2.5 dioptre cylinder (DC) and above in at least 1 eye; where correction of astigmatism is considered clinically necessary
Ophthalmic | Intraocular lens replacement | Intraocular lens (IOL) | Monofocal, astigmatism correcting IOL | Rayner | Rayner RayOne Toric | RAO610T (+19.0SE+3.5D Cyl) | Standalone | DE0505958 | Indicated for patients with astigmatism of 2.5 dioptre cylinder (DC) and above in at least 1 eye; where correction of astigmatism is considered clinically necessary
Ophthalmic | Intraocular lens replacement | Intraocular lens (IOL) | Monofocal, astigmatism correcting IOL | Rayner | Rayner RayOne Toric | RAO610T (+19.0SE+4.0D Cyl) | Standalone | DE0505958 | Indicated for patients with astigmatism of 2.5 dioptre cylinder (DC) and above in at least 1 eye; where correction of astigmatism is considered clinically necessary
Ophthalmic | Intraocular lens replacement | Intraocular lens (IOL) | Monofocal, astigmatism correcting IOL | Rayner | Rayner RayOne Toric | RAO610T (+19.0SE+4.5D Cyl) | Standalone | DE0505958 | Indicated for patients with astigmatism of 2.5 dioptre cylinder (DC) and above in at least 1 eye; where correction of astigmatism is considered clinically necessary
Ophthalmic | Intraocular lens replacement | Intraocular lens (IOL) | Monofocal, astigmatism correcting IOL | Rayner | Rayner RayOne Toric | RAO610T (+19.0SE+5.0D Cyl) | Standalone | DE0505958 | Indicated for patients with astigmatism of 2.5 dioptre cylinder (DC) and above in at least 1 eye; where correction of astigmatism is considered clinically necessary
Ophthalmic | Intraocular lens replacement | Intraocular lens (IOL) | Monofocal, astigmatism correcting IOL | Rayner | Rayner RayOne Toric | RAO610T (+19.0SE+5.5D Cyl) | Standalone | DE0505958 | Indicated for patients with astigmatism of 2.5 dioptre cylinder (DC) and above in at least 1 eye; where correction of astigmatism is considered clinically necessary
Ophthalmic | Intraocular lens replacement | Intraocular lens (IOL) | Monofocal, astigmatism correcting IOL | Rayner | Rayner RayOne Toric | RAO610T (+19.0SE+6.0D Cyl) | Standalone | DE0505958 | Indicated for patients with astigmatism of 2.5 dioptre cylinder (DC) and above in at least 1 eye; where correction of astigmatism is considered clinically necessary
Ophthalmic | Intraocular lens replacement | Intraocular lens (IOL) | Monofocal, astigmatism correcting IOL | Rayner | Rayner RayOne Toric | RAO610T (+19.5SE+1.0D Cyl) | Standalone | DE0505958 | Indicated for patients with astigmatism of 2.5 dioptre cylinder (DC) and above in at least 1 eye; where correction of astigmatism is considered clinically necessary
Ophthalmic | Intraocular lens replacement | Intraocular lens (IOL) | Monofocal, astigmatism correcting IOL | Rayner | Rayner RayOne Toric | RAO610T (+19.5SE+1.5D Cyl) | Standalone | DE0505958 | Indicated for patients with astigmatism of 2.5 dioptre cylinder (DC) and above in at least 1 eye; where correction of astigmatism is considered clinically necessary
Ophthalmic | Intraocular lens replacement | Intraocular lens (IOL) | Monofocal, astigmatism correcting IOL | Rayner | Rayner RayOne Toric | RAO610T (+19.5SE+2.0D Cyl) | Standalone | DE0505958 | Indicated for patients with astigmatism of 2.5 dioptre cylinder (DC) and above in at least 1 eye; where correction of astigmatism is considered clinically necessary
Ophthalmic | Intraocular lens replacement | Intraocular lens (IOL) | Monofocal, astigmatism correcting IOL | Rayner | Rayner RayOne Toric | RAO610T (+19.5SE+2.5D Cyl) | Standalone | DE0505958 | Indicated for patients with astigmatism of 2.5 dioptre cylinder (DC) and above in at least 1 eye; where correction of astigmatism is considered clinically necessary
Ophthalmic | Intraocular lens replacement | Intraocular lens (IOL) | Monofocal, astigmatism correcting IOL | Rayner | Rayner RayOne Toric | RAO610T (+19.5SE+3.0D Cyl) | Standalone | DE0505958 | Indicated for patients with astigmatism of 2.5 dioptre cylinder (DC) and above in at least 1 eye; where correction of astigmatism is considered clinically necessary
Ophthalmic | Intraocular lens replacement | Intraocular lens (IOL) | Monofocal, astigmatism correcting IOL | Rayner | Rayner RayOne Toric | RAO610T (+19.5SE+3.5D Cyl) | Standalone | DE0505958 | Indicated for patients with astigmatism of 2.5 dioptre cylinder (DC) and above in at least 1 eye; where correction of astigmatism is considered clinically necessary
Ophthalmic | Intraocular lens replacement | Intraocular lens (IOL) | Monofocal, astigmatism correcting IOL | Rayner | Rayner RayOne Toric | RAO610T (+19.5SE+4.0D Cyl) | Standalone | DE0505958 | Indicated for patients with astigmatism of 2.5 dioptre cylinder (DC) and above in at least 1 eye; where correction of astigmatism is considered clinically necessary
Ophthalmic | Intraocular lens replacement | Intraocular lens (IOL) | Monofocal, astigmatism correcting IOL | Rayner | Rayner RayOne Toric | RAO610T (+19.5SE+4.5D Cyl) | Standalone | DE0505958 | Indicated for patients with astigmatism of 2.5 dioptre cylinder (DC) and above in at least 1 eye; where correction of astigmatism is considered clinically necessary
Ophthalmic | Intraocular lens replacement | Intraocular lens (IOL) | Monofocal, astigmatism correcting IOL | Rayner | Rayner RayOne Toric | RAO610T (+19.5SE+5.0D Cyl) | Standalone | DE0505958 | Indicated for patients with astigmatism of 2.5 dioptre cylinder (DC) and above in at least 1 eye; where correction of astigmatism is considered clinically necessary
Ophthalmic | Intraocular lens replacement | Intraocular lens (IOL) | Monofocal, astigmatism correcting IOL | Rayner | Rayner RayOne Toric | RAO610T (+19.5SE+5.5D Cyl) | Standalone | DE0505958 | Indicated for patients with astigmatism of 2.5 dioptre cylinder (DC) and above in at least 1 eye; where correction of astigmatism is considered clinically necessary
Ophthalmic | Intraocular lens replacement | Intraocular lens (IOL) | Monofocal, astigmatism correcting IOL | Rayner | Rayner RayOne Toric | RAO610T (+19.5SE+6.0D Cyl) | Standalone | DE0505958 | Indicated for patients with astigmatism of 2.5 dioptre cylinder (DC) and above in at least 1 eye; where correction of astigmatism is considered clinically necessary
Ophthalmic | Intraocular lens replacement | Intraocular lens (IOL) | Monofocal, astigmatism correcting IOL | Rayner | Rayner RayOne Toric | RAO610T (+20.0SE+1.0D Cyl) | Standalone | DE0505958 | Indicated for patients with astigmatism of 2.5 dioptre cylinder (DC) and above in at least 1 eye; where correction of astigmatism is considered clinically necessary
Ophthalmic | Intraocular lens replacement | Intraocular lens (IOL) | Monofocal, astigmatism correcting IOL | Rayner | Rayner RayOne Toric | RAO610T (+20.0SE+1.5D Cyl) | Standalone | DE0505958 | Indicated for patients with astigmatism of 2.5 dioptre cylinder (DC) and above in at least 1 eye; where correction of astigmatism is considered clinically necessary
Ophthalmic | Intraocular lens replacement | Intraocular lens (IOL) | Monofocal, astigmatism correcting IOL | Rayner | Rayner RayOne Toric | RAO610T (+20.0SE+2.0D Cyl) | Standalone | DE0505958 | Indicated for patients with astigmatism of 2.5 dioptre cylinder (DC) and above in at least 1 eye; where correction of astigmatism is considered clinically necessary
Ophthalmic | Intraocular lens replacement | Intraocular lens (IOL) | Monofocal, astigmatism correcting IOL | Rayner | Rayner RayOne Toric | RAO610T (+20.0SE+2.5D Cyl) | Standalone | DE0505958 | Indicated for patients with astigmatism of 2.5 dioptre cylinder (DC) and above in at least 1 eye; where correction of astigmatism is considered clinically necessary
Ophthalmic | Intraocular lens replacement | Intraocular lens (IOL) | Monofocal, astigmatism correcting IOL | Rayner | Rayner RayOne Toric | RAO610T (+20.0SE+3.0D Cyl) | Standalone | DE0505958 | Indicated for patients with astigmatism of 2.5 dioptre cylinder (DC) and above in at least 1 eye; where correction of astigmatism is considered clinically necessary
Ophthalmic | Intraocular lens replacement | Intraocular lens (IOL) | Monofocal, astigmatism correcting IOL | Rayner | Rayner RayOne Toric | RAO610T (+20.0SE+3.5D Cyl) | Standalone | DE0505958 | Indicated for patients with astigmatism of 2.5 dioptre cylinder (DC) and above in at least 1 eye; where correction of astigmatism is considered clinically necessary
Ophthalmic | Intraocular lens replacement | Intraocular lens (IOL) | Monofocal, astigmatism correcting IOL | Rayner | Rayner RayOne Toric | RAO610T (+20.0SE+4.0D Cyl) | Standalone | DE0505958 | Indicated for patients with astigmatism of 2.5 dioptre cylinder (DC) and above in at least 1 eye; where correction of astigmatism is considered clinically necessary
Ophthalmic | Intraocular lens replacement | Intraocular lens (IOL) | Monofocal, astigmatism correcting IOL | Rayner | Rayner RayOne Toric | RAO610T (+20.0SE+4.5D Cyl) | Standalone | DE0505958 | Indicated for patients with astigmatism of 2.5 dioptre cylinder (DC) and above in at least 1 eye; where correction of astigmatism is considered clinically necessary
Ophthalmic | Intraocular lens replacement | Intraocular lens (IOL) | Monofocal, astigmatism correcting IOL | Rayner | Rayner RayOne Toric | RAO610T (+20.0SE+5.0D Cyl) | Standalone | DE0505958 | Indicated for patients with astigmatism of 2.5 dioptre cylinder (DC) and above in at least 1 eye; where correction of astigmatism is considered clinically necessary
Ophthalmic | Intraocular lens replacement | Intraocular lens (IOL) | Monofocal, astigmatism correcting IOL | Rayner | Rayner RayOne Toric | RAO610T (+20.0SE+5.5D Cyl) | Standalone | DE0505958 | Indicated for patients with astigmatism of 2.5 dioptre cylinder (DC) and above in at least 1 eye; where correction of astigmatism is considered clinically necessary
Ophthalmic | Intraocular lens replacement | Intraocular lens (IOL) | Monofocal, astigmatism correcting IOL | Rayner | Rayner RayOne Toric | RAO610T (+20.0SE+6.0D Cyl) | Standalone | DE0505958 | Indicated for patients with astigmatism of 2.5 dioptre cylinder (DC) and above in at least 1 eye; where correction of astigmatism is considered clinically necessary
Ophthalmic | Intraocular lens replacement | Intraocular lens (IOL) | Monofocal, astigmatism correcting IOL | Rayner | Rayner RayOne Toric | RAO610T (+20.5SE+1.0D Cyl) | Standalone | DE0505958 | Indicated for patients with astigmatism of 2.5 dioptre cylinder (DC) and above in at least 1 eye; where correction of astigmatism is considered clinically necessary
Ophthalmic | Intraocular lens replacement | Intraocular lens (IOL) | Monofocal, astigmatism correcting IOL | Rayner | Rayner RayOne Toric | RAO610T (+20.5SE+1.5D Cyl) | Standalone | DE0505958 | Indicated for patients with astigmatism of 2.5 dioptre cylinder (DC) and above in at least 1 eye; where correction of astigmatism is considered clinically necessary
Ophthalmic | Intraocular lens replacement | Intraocular lens (IOL) | Monofocal, astigmatism correcting IOL | Rayner | Rayner RayOne Toric | RAO610T (+20.5SE+2.0D Cyl) | Standalone | DE0505958 | Indicated for patients with astigmatism of 2.5 dioptre cylinder (DC) and above in at least 1 eye; where correction of astigmatism is considered clinically necessary
Ophthalmic | Intraocular lens replacement | Intraocular lens (IOL) | Monofocal, astigmatism correcting IOL | Rayner | Rayner RayOne Toric | RAO610T (+20.5SE+2.5D Cyl) | Standalone | DE0505958 | Indicated for patients with astigmatism of 2.5 dioptre cylinder (DC) and above in at least 1 eye; where correction of astigmatism is considered clinically necessary
Ophthalmic | Intraocular lens replacement | Intraocular lens (IOL) | Monofocal, astigmatism correcting IOL | Rayner | Rayner RayOne Toric | RAO610T (+20.5SE+3.0D Cyl) | Standalone | DE0505958 | Indicated for patients with astigmatism of 2.5 dioptre cylinder (DC) and above in at least 1 eye; where correction of astigmatism is considered clinically necessary
Ophthalmic | Intraocular lens replacement | Intraocular lens (IOL) | Monofocal, astigmatism correcting IOL | Rayner | Rayner RayOne Toric | RAO610T (+20.5SE+3.5D Cyl) | Standalone | DE0505958 | Indicated for patients with astigmatism of 2.5 dioptre cylinder (DC) and above in at least 1 eye; where correction of astigmatism is considered clinically necessary
Ophthalmic | Intraocular lens replacement | Intraocular lens (IOL) | Monofocal, astigmatism correcting IOL | Rayner | Rayner RayOne Toric | RAO610T (+20.5SE+4.0D Cyl) | Standalone | DE0505958 | Indicated for patients with astigmatism of 2.5 dioptre cylinder (DC) and above in at least 1 eye; where correction of astigmatism is considered clinically necessary
Ophthalmic | Intraocular lens replacement | Intraocular lens (IOL) | Monofocal, astigmatism correcting IOL | Rayner | Rayner RayOne Toric | RAO610T (+20.5SE+4.5D Cyl) | Standalone | DE0505958 | Indicated for patients with astigmatism of 2.5 dioptre cylinder (DC) and above in at least 1 eye; where correction of astigmatism is considered clinically necessary
Ophthalmic | Intraocular lens replacement | Intraocular lens (IOL) | Monofocal, astigmatism correcting IOL | Rayner | Rayner RayOne Toric | RAO610T (+20.5SE+5.0D Cyl) | Standalone | DE0505958 | Indicated for patients with astigmatism of 2.5 dioptre cylinder (DC) and above in at least 1 eye; where correction of astigmatism is considered clinically necessary
Ophthalmic | Intraocular lens replacement | Intraocular lens (IOL) | Monofocal, astigmatism correcting IOL | Rayner | Rayner RayOne Toric | RAO610T (+20.5SE+5.5D Cyl) | Standalone | DE0505958 | Indicated for patients with astigmatism of 2.5 dioptre cylinder (DC) and above in at least 1 eye; where correction of astigmatism is considered clinically necessary
Ophthalmic | Intraocular lens replacement | Intraocular lens (IOL) | Monofocal, astigmatism correcting IOL | Rayner | Rayner RayOne Toric | RAO610T (+20.5SE+6.0D Cyl) | Standalone | DE0505958 | Indicated for patients with astigmatism of 2.5 dioptre cylinder (DC) and above in at least 1 eye; where correction of astigmatism is considered clinically necessary
Ophthalmic | Intraocular lens replacement | Intraocular lens (IOL) | Monofocal, astigmatism correcting IOL | Rayner | Rayner RayOne Toric | RAO610T (+21.0SE+1.0D Cyl) | Standalone | DE0505958 | Indicated for patients with astigmatism of 2.5 dioptre cylinder (DC) and above in at least 1 eye; where correction of astigmatism is considered clinically necessary
Ophthalmic | Intraocular lens replacement | Intraocular lens (IOL) | Monofocal, astigmatism correcting IOL | Rayner | Rayner RayOne Toric | RAO610T (+21.0SE+1.5D Cyl) | Standalone | DE0505958 | Indicated for patients with astigmatism of 2.5 dioptre cylinder (DC) and above in at least 1 eye; where correction of astigmatism is considered clinically necessary
Ophthalmic | Intraocular lens replacement | Intraocular lens (IOL) | Monofocal, astigmatism correcting IOL | Rayner | Rayner RayOne Toric | RAO610T (+21.0SE+2.0D Cyl) | Standalone | DE0505958 | Indicated for patients with astigmatism of 2.5 dioptre cylinder (DC) and above in at least 1 eye; where correction of astigmatism is considered clinically necessary
Ophthalmic | Intraocular lens replacement | Intraocular lens (IOL) | Monofocal, astigmatism correcting IOL | Rayner | Rayner RayOne Toric | RAO610T (+21.0SE+2.5D Cyl) | Standalone | DE0505958 | Indicated for patients with astigmatism of 2.5 dioptre cylinder (DC) and above in at least 1 eye; where correction of astigmatism is considered clinically necessary
Ophthalmic | Intraocular lens replacement | Intraocular lens (IOL) | Monofocal, astigmatism correcting IOL | Rayner | Rayner RayOne Toric | RAO610T (+21.0SE+3.0D Cyl) | Standalone | DE0505958 | Indicated for patients with astigmatism of 2.5 dioptre cylinder (DC) and above in at least 1 eye; where correction of astigmatism is considered clinically necessary
Ophthalmic | Intraocular lens replacement | Intraocular lens (IOL) | Monofocal, astigmatism correcting IOL | Rayner | Rayner RayOne Toric | RAO610T (+21.0SE+3.5D Cyl) | Standalone | DE0505958 | Indicated for patients with astigmatism of 2.5 dioptre cylinder (DC) and above in at least 1 eye; where correction of astigmatism is considered clinically necessary
Ophthalmic | Intraocular lens replacement | Intraocular lens (IOL) | Monofocal, astigmatism correcting IOL | Rayner | Rayner RayOne Toric | RAO610T (+21.0SE+4.0D Cyl) | Standalone | DE0505958 | Indicated for patients with astigmatism of 2.5 dioptre cylinder (DC) and above in at least 1 eye; where correction of astigmatism is considered clinically necessary
Ophthalmic | Intraocular lens replacement | Intraocular lens (IOL) | Monofocal, astigmatism correcting IOL | Rayner | Rayner RayOne Toric | RAO610T (+21.0SE+4.5D Cyl) | Standalone | DE0505958 | Indicated for patients with astigmatism of 2.5 dioptre cylinder (DC) and above in at least 1 eye; where correction of astigmatism is considered clinically necessary
Ophthalmic | Intraocular lens replacement | Intraocular lens (IOL) | Monofocal, astigmatism correcting IOL | Rayner | Rayner RayOne Toric | RAO610T (+21.0SE+5.0D Cyl) | Standalone | DE0505958 | Indicated for patients with astigmatism of 2.5 dioptre cylinder (DC) and above in at least 1 eye; where correction of astigmatism is considered clinically necessary
Ophthalmic | Intraocular lens replacement | Intraocular lens (IOL) | Monofocal, astigmatism correcting IOL | Rayner | Rayner RayOne Toric | RAO610T (+21.0SE+5.5D Cyl) | Standalone | DE0505958 | Indicated for patients with astigmatism of 2.5 dioptre cylinder (DC) and above in at least 1 eye; where correction of astigmatism is considered clinically necessary
Ophthalmic | Intraocular lens replacement | Intraocular lens (IOL) | Monofocal, astigmatism correcting IOL | Rayner | Rayner RayOne Toric | RAO610T (+21.0SE+6.0D Cyl) | Standalone | DE0505958 | Indicated for patients with astigmatism of 2.5 dioptre cylinder (DC) and above in at least 1 eye; where correction of astigmatism is considered clinically necessary
Ophthalmic | Intraocular lens replacement | Intraocular lens (IOL) | Monofocal, astigmatism correcting IOL | Rayner | Rayner RayOne Toric | RAO610T (+21.5SE+1.0D Cyl) | Standalone | DE0505958 | Indicated for patients with astigmatism of 2.5 dioptre cylinder (DC) and above in at least 1 eye; where correction of astigmatism is considered clinically necessary
Ophthalmic | Intraocular lens replacement | Intraocular lens (IOL) | Monofocal, astigmatism correcting IOL | Rayner | Rayner RayOne Toric | RAO610T (+21.5SE+1.5D Cyl) | Standalone | DE0505958 | Indicated for patients with astigmatism of 2.5 dioptre cylinder (DC) and above in at least 1 eye; where correction of astigmatism is considered clinically necessary
Ophthalmic | Intraocular lens replacement | Intraocular lens (IOL) | Monofocal, astigmatism correcting IOL | Rayner | Rayner RayOne Toric | RAO610T (+21.5SE+2.0D Cyl) | Standalone | DE0505958 | Indicated for patients with astigmatism of 2.5 dioptre cylinder (DC) and above in at least 1 eye; where correction of astigmatism is considered clinically necessary
Ophthalmic | Intraocular lens replacement | Intraocular lens (IOL) | Monofocal, astigmatism correcting IOL | Rayner | Rayner RayOne Toric | RAO610T (+21.5SE+2.5D Cyl) | Standalone | DE0505958 | Indicated for patients with astigmatism of 2.5 dioptre cylinder (DC) and above in at least 1 eye; where correction of astigmatism is considered clinically necessary
Ophthalmic | Intraocular lens replacement | Intraocular lens (IOL) | Monofocal, astigmatism correcting IOL | Rayner | Rayner RayOne Toric | RAO610T (+21.5SE+3.0D Cyl) | Standalone | DE0505958 | Indicated for patients with astigmatism of 2.5 dioptre cylinder (DC) and above in at least 1 eye; where correction of astigmatism is considered clinically necessary
Ophthalmic | Intraocular lens replacement | Intraocular lens (IOL) | Monofocal, astigmatism correcting IOL | Rayner | Rayner RayOne Toric | RAO610T (+21.5SE+3.5D Cyl) | Standalone | DE0505958 | Indicated for patients with astigmatism of 2.5 dioptre cylinder (DC) and above in at least 1 eye; where correction of astigmatism is considered clinically necessary
Ophthalmic | Intraocular lens replacement | Intraocular lens (IOL) | Monofocal, astigmatism correcting IOL | Rayner | Rayner RayOne Toric | RAO610T (+21.5SE+4.0D Cyl) | Standalone | DE0505958 | Indicated for patients with astigmatism of 2.5 dioptre cylinder (DC) and above in at least 1 eye; where correction of astigmatism is considered clinically necessary
Ophthalmic | Intraocular lens replacement | Intraocular lens (IOL) | Monofocal, astigmatism correcting IOL | Rayner | Rayner RayOne Toric | RAO610T (+21.5SE+4.5D Cyl) | Standalone | DE0505958 | Indicated for patients with astigmatism of 2.5 dioptre cylinder (DC) and above in at least 1 eye; where correction of astigmatism is considered clinically necessary
Ophthalmic | Intraocular lens replacement | Intraocular lens (IOL) | Monofocal, astigmatism correcting IOL | Rayner | Rayner RayOne Toric | RAO610T (+21.5SE+5.0D Cyl) | Standalone | DE0505958 | Indicated for patients with astigmatism of 2.5 dioptre cylinder (DC) and above in at least 1 eye; where correction of astigmatism is considered clinically necessary
Ophthalmic | Intraocular lens replacement | Intraocular lens (IOL) | Monofocal, astigmatism correcting IOL | Rayner | Rayner RayOne Toric | RAO610T (+21.5SE+5.5D Cyl) | Standalone | DE0505958 | Indicated for patients with astigmatism of 2.5 dioptre cylinder (DC) and above in at least 1 eye; where correction of astigmatism is considered clinically necessary
Ophthalmic | Intraocular lens replacement | Intraocular lens (IOL) | Monofocal, astigmatism correcting IOL | Rayner | Rayner RayOne Toric | RAO610T (+21.5SE+6.0D Cyl) | Standalone | DE0505958 | Indicated for patients with astigmatism of 2.5 dioptre cylinder (DC) and above in at least 1 eye; where correction of astigmatism is considered clinically necessary
Ophthalmic | Intraocular lens replacement | Intraocular lens (IOL) | Monofocal, astigmatism correcting IOL | Rayner | Rayner RayOne Toric | RAO610T (+22.0SE+1.0D Cyl) | Standalone | DE0505958 | Indicated for patients with astigmatism of 2.5 dioptre cylinder (DC) and above in at least 1 eye; where correction of astigmatism is considered clinically necessary
Ophthalmic | Intraocular lens replacement | Intraocular lens (IOL) | Monofocal, astigmatism correcting IOL | Rayner | Rayner RayOne Toric | RAO610T (+22.0SE+1.5D Cyl) | Standalone | DE0505958 | Indicated for patients with astigmatism of 2.5 dioptre cylinder (DC) and above in at least 1 eye; where correction of astigmatism is considered clinically necessary
Ophthalmic | Intraocular lens replacement | Intraocular lens (IOL) | Monofocal, astigmatism correcting IOL | Rayner | Rayner RayOne Toric | RAO610T (+22.0SE+2.0D Cyl) | Standalone | DE0505958 | Indicated for patients with astigmatism of 2.5 dioptre cylinder (DC) and above in at least 1 eye; where correction of astigmatism is considered clinically necessary
Ophthalmic | Intraocular lens replacement | Intraocular lens (IOL) | Monofocal, astigmatism correcting IOL | Rayner | Rayner RayOne Toric | RAO610T (+22.0SE+2.5D Cyl) | Standalone | DE0505958 | Indicated for patients with astigmatism of 2.5 dioptre cylinder (DC) and above in at least 1 eye; where correction of astigmatism is considered clinically necessary
Ophthalmic | Intraocular lens replacement | Intraocular lens (IOL) | Monofocal, astigmatism correcting IOL | Rayner | Rayner RayOne Toric | RAO610T (+22.0SE+3.0D Cyl) | Standalone | DE0505958 | Indicated for patients with astigmatism of 2.5 dioptre cylinder (DC) and above in at least 1 eye; where correction of astigmatism is considered clinically necessary
Ophthalmic | Intraocular lens replacement | Intraocular lens (IOL) | Monofocal, astigmatism correcting IOL | Rayner | Rayner RayOne Toric | RAO610T (+22.0SE+3.5D Cyl) | Standalone | DE0505958 | Indicated for patients with astigmatism of 2.5 dioptre cylinder (DC) and above in at least 1 eye; where correction of astigmatism is considered clinically necessary
Ophthalmic | Intraocular lens replacement | Intraocular lens (IOL) | Monofocal, astigmatism correcting IOL | Rayner | Rayner RayOne Toric | RAO610T (+22.0SE+4.0D Cyl) | Standalone | DE0505958 | Indicated for patients with astigmatism of 2.5 dioptre cylinder (DC) and above in at least 1 eye; where correction of astigmatism is considered clinically necessary
Ophthalmic | Intraocular lens replacement | Intraocular lens (IOL) | Monofocal, astigmatism correcting IOL | Rayner | Rayner RayOne Toric | RAO610T (+22.0SE+4.5D Cyl) | Standalone | DE0505958 | Indicated for patients with astigmatism of 2.5 dioptre cylinder (DC) and above in at least 1 eye; where correction of astigmatism is considered clinically necessary
Ophthalmic | Intraocular lens replacement | Intraocular lens (IOL) | Monofocal, astigmatism correcting IOL | Rayner | Rayner RayOne Toric | RAO610T (+22.0SE+5.0D Cyl) | Standalone | DE0505958 | Indicated for patients with astigmatism of 2.5 dioptre cylinder (DC) and above in at least 1 eye; where correction of astigmatism is considered clinically necessary
Ophthalmic | Intraocular lens replacement | Intraocular lens (IOL) | Monofocal, astigmatism correcting IOL | Rayner | Rayner RayOne Toric | RAO610T (+22.0SE+5.5D Cyl) | Standalone | DE0505958 | Indicated for patients with astigmatism of 2.5 dioptre cylinder (DC) and above in at least 1 eye; where correction of astigmatism is considered clinically necessary
Ophthalmic | Intraocular lens replacement | Intraocular lens (IOL) | Monofocal, astigmatism correcting IOL | Rayner | Rayner RayOne Toric | RAO610T (+22.0SE+6.0D Cyl) | Standalone | DE0505958 | Indicated for patients with astigmatism of 2.5 dioptre cylinder (DC) and above in at least 1 eye; where correction of astigmatism is considered clinically necessary
Ophthalmic | Intraocular lens replacement | Intraocular lens (IOL) | Monofocal, astigmatism correcting IOL | Rayner | Rayner RayOne Toric | RAO610T (+22.5SE+1.0D Cyl) | Standalone | DE0505958 | Indicated for patients with astigmatism of 2.5 dioptre cylinder (DC) and above in at least 1 eye; where correction of astigmatism is considered clinically necessary
Ophthalmic | Intraocular lens replacement | Intraocular lens (IOL) | Monofocal, astigmatism correcting IOL | Rayner | Rayner RayOne Toric | RAO610T (+22.5SE+1.5D Cyl) | Standalone | DE0505958 | Indicated for patients with astigmatism of 2.5 dioptre cylinder (DC) and above in at least 1 eye; where correction of astigmatism is considered clinically necessary